## Sheet1
AssetType | SerialNo | Manufacturer | ModelNbr | Refrigerant | RefrigerantQty
CHILLED BEAMS - PASSIVE | NA | NULL | NA | NULL | NULL
CHILLED BEAMS - PASSIVE | NA | NULL | NA | NULL | NULL
CHILLED BEAMS - PASSIVE | NA | NULL | NA | NULL | NULL
CHILLED BEAMS - PASSIVE | 0 | NULL | O | NULL | NULL
CHILLED BEAMS - PASSIVE | NA | NULL | FRENGER | NULL | NULL
CHILLED BEAMS - PASSIVE | NA | UNKNOWN | Other | NULL | NULL
CHILLED BEAMS - PASSIVE | NA | NULL | NA | NULL | NULL
CHILLED BEAMS - PASSIVE | NA | NULL | NA | NULL | NULL
CHILLED BEAMS - PASSIVE | NA | NULL | CARAT H-84 B | NULL | NULL
CHILLED BEAMS - PASSIVE | NA | NULL | CARAT H-84 B | NULL | NULL
CHILLED BEAMS - PASSIVE | NA | NULL | CARAT H-84 B | NA | 0
CHILLED BEAMS - PASSIVE | NA | NULL | CARAT H-84 B | NA | 0
CHILLED BEAMS - PASSIVE | NA | NULL | CARAT H-84 B | NA | 0
CHILLED BEAMS - PASSIVE | NA | NULL | CARAT H-84 B | NA | 0
CHILLED BEAMS - PASSIVE | NA | NULL | CARAT H-84 B | NA | 0
CHILLED BEAMS - PASSIVE | NA | NULL | CARAT H-84 B | NA | 0
AIR COOLED SPLIT SYSTEM | E000531 | DAIKIN | FTXM71PVMA | R410A | 3
AIR COOLED SPLIT SYSTEM | E035595 | DAIKIN | FTXS50FVMA | R410A | 3
CASSETTE SPLIT SYSTEM | E004039 | DAIKIN | FTXM35PVMA | R410A | 3
AIR COOLED SPLIT SYSTEM | E015362 | DAIKIN | FTXM35PVMA | R410A | 1.3
AIR COOLED SPLIT SYSTEM | E014304 | DAIKIN | FTXM35PVMA | R410A | 2
ROOM AIR CONDITIONING UNIT | NONE | KELVINATOR | NONE | NULL | NULL
ROOM AIR CONDITIONING UNIT | 2.1105e+65 | TECO | LA201Y | NULL | NULL
AIR FAN - EXHAUST | NONE | LENCO | NONE | NA | 0
ROOM AIR CONDITIONING UNIT | NA | KELVINATOR | R150M | R22 | 1
ROOM AIR CONDITIONING UNIT | NA | KELVINATOR | R150M | R22 | 1
WALL MOUNTED SPLIT SYSTEM | 7576801589 | PANASONIC | CU-RE24JKR | R410A | 2
ICE MACHINE | NC 6121 13F | UNKNOWN | SCN 75 AS 230/50/1 | R134A | 0.45
EVAPORATIVE COOLER | 244 | BONAIRE | GS17000244 | NA | 0
NON DUCTED SPLIT SYSTEM | NA | LG | F24AHJ | R410A | 2
ROOM AIR CONDITIONING UNIT | NA | CARRIER | NA | R22 | 2
WALL MOUNTED SPLIT SYSTEM | T001109 | FUJITSU | AOT45UMAXT | R410A | 4
WALL MOUNTED SPLIT SYSTEM | 6631302324 | PANASONIC | CS-RE12MKR | R410A | 1
WALL MOUNTED SPLIT SYSTEM | 7516114311 | PANASONIC | CU-W24EKR | R410A | 2
WALL MOUNTED SPLIT SYSTEM | 4002548 | FUJITSU | AOT24RAWF | R22 | 2
WALL MOUNTED SPLIT SYSTEM | NA | PANASONIC | CS-RE12NKR | R410A | 1
WALL MOUNTED SPLIT SYSTEM | 3831 | SANYO | SAP-C302AH | R22 | 3
PACKAGED AIR CONDITIONING UNIT | 1999W129004 | APAC | SO170HR9AH | R22 | 5
WALL MOUNTED SPLIT SYSTEM | NA | SANYO | SPW-1H483GH58 | R22 | 5
AIR FAN - EXHAUST | 495703 | FANTECH | CE404V | NULL | NULL
AIR FAN - EXHAUST | 495703 | FANTECH | CE404V | NULL | NULL
AIR FAN - EXHAUST | 496173 | FANTECH | CE404V | NULL | NULL
AIR FAN - EXHAUST | 505343 | FANTECH | AE504V | NULL | NULL
AIR FAN - EXHAUST | 505343 | FANTECH | AE504V | NULL | NULL
AIR FAN - EXHAUST | 505343 | FANTECH | AE504V | NULL | NULL
WALL MOUNTED SPLIT SYSTEM | 6644200597 | PANASONIC | CU-RE12NKR | R410A | 1
ROOM AIR CONDITIONING UNIT | na | LENNOX | NA | R410A | 1
WALL MOUNTED SPLIT SYSTEM | 807P0454 | TOSHIBA | RAS-22SKV-E | R410A | 2
WALL MOUNTED SPLIT SYSTEM | 807P0503 | TOSHIBA | RAS-22SKV-E | R410A | 2
WALL MOUNTED SPLIT SYSTEM | 780402538 | PANASONIC | CU-W7DKR | R410A | 1
WALL MOUNTED SPLIT SYSTEM | na | HITACHI | RAC-60YHA2 | R410A | 2
WALL MOUNTED SPLIT SYSTEM | 1042751275 | HITACHI | RAC-60YHA2 | R410A | 2
WALL MOUNTED SPLIT SYSTEM | E009809 | DAIKIN | RXS35KVMA | R410A | 2
WALL MOUNTED SPLIT SYSTEM | E019308 | DAIKIN | RXS25KVMA | R410A | 1
WALL MOUNTED SPLIT SYSTEM | NA | LENOX | LNIV2610 | R410A | 1
WALL MOUNTED SPLIT SYSTEM | 807P0598 | TOSHIBA | RAS-22SKV-E | R410A | 2
WALL MOUNTED SPLIT SYSTEM | 3441 | HITACHI | RAC-25YHA1 | R410A | 1
CASSETTE SPLIT SYSTEM | 6401803 | DAIKIN | RY71DAY1 | R22 | 4
WALL MOUNTED SPLIT SYSTEM | NA | DERBY | KFR-26W/J11 | R22 | 1
WALL MOUNTED SPLIT SYSTEM | 3523 | HITACHI | RAC-25YHA1 | R410A | 1
WALL MOUNTED SPLIT SYSTEM | 4011330 | MITSUBISHI | MUH-A26WV | R410A | 2
WALL MOUNTED SPLIT SYSTEM | 4006075 | MITSUBISHI | MUH-A30WV | R410A | 3
HEATER - ELECTRIC (ROOM) | UNABLE TO LOCATE | UNKNOWN | TEE | NULL | NULL
EVAPORATIVE COOLER | C14010133 | BRAEMAR | RPB6007C | NULL | NULL
FUME EXTRACTION SYSTEM | UNABLE TO OBTAIN | UNKNOWN | UNABLE TO OBTAIN | NULL | NULL
FUME EXTRACTION SYSTEM | NO ACCESS | UNKNOWN | NO ACCESS | NULL | NULL
FUME EXTRACTION SYSTEM | UNKOWN | UNKNOWN | UNKOWN | NULL | NULL
ROOM AIR CONDITIONING UNIT | NO ID | NULL | NO ID | R410A | 2
ROOM AIR CONDITIONING UNIT | DATA PLATE FADED | UNKNOWN | DATA PLATE FADED | R22 | 2
WALL MOUNTED SPLIT SYSTEM | 675301483BE6.3KW | MITSUBISHI | SRC63ZMA-S | R410A | 2
WALL MOUNTED SPLIT SYSTEM | KF25023101100083 | UNKNOWN | OLSEN OAF34 | R410A | 2
WALL MOUNTED SPLIT SYSTEM | na | UNKNOWN | DELONGHI | R410A | 3
WALL MOUNTED SPLIT SYSTEM | 9945 | HITACHI | RAS25YHA3 | R410A | 3
WALL MOUNTED SPLIT SYSTEM | 5709 | HITACHI | RAS25YHA3 | R410A | 3
WALL MOUNTED SPLIT SYSTEM | E185251708000062 | UNKNOWN | ONSEN H18-ET | R22 | 2
WALL MOUNTED SPLIT SYSTEM | UNABLE TO LOCATE | MISTRAL | MSS10 | R22 | 2
WALL MOUNTED SPLIT SYSTEM | 674605401BE | MITSUBISHI | SRC50ZMA-S | R410A | 1
WALL MOUNTED SPLIT SYSTEM | 675301487BE | MITSUBISHI | SRC63ZMA-S | R410A | 2
WALL MOUNTED SPLIT SYSTEM | 3005190T | MITSUBISHI | MUZ-GE42VA | R410A | 2
DUCTED SPLIT SYSTEM | 363220 | ACTRON | SRG201E | R410A | 5
AIR FAN - EXHAUST | 1987 | RICHARDSON | Q41286 | NULL | NULL
WALL MOUNTED SPLIT SYSTEM | NA | JULIUS | NA | NA | 0
ELECTRIC DUCT HEATER | NA | JULIUS | NA | NULL | NULL
TOILET EXHAUST FAN | 105103 | FANTECH | TILD-400-4 | NULL | NULL
SWITCHBOARD MECHANICAL |  | HADEN |  | NULL | NULL
AIR FAN - EXHAUST | NA | FANTECH | 250-2 | NULL | NULL
AIR HANDLING UNIT | NOT AVAILABLE | JULIUS | TMKSII030LA-Z | NA | 0
CHILLER - AIR COOLED | C703105580111A26400001 | UNKNOWN | LSQWRF25M/DN1-C | R410A | 7
CHILLER - AIR COOLED | C703105580111A26400002 | UNKNOWN | LSQWRF25M/DN1-C | R410A | 7
CHILLER - AIR COOLED | C703105580111A26400003 | UNKNOWN | LSQWRF25M/DN1-C | R410A | 7
AIR HANDLING UNIT | NA | JULIUS | MKS 11 060WA-Y | NA | 0
AIR HANDLING UNIT | NA | UNKNOWN | T-MKS II 020DA-Z | NA | 0
AIR HANDLING UNIT | UNKNOWN | JULIUS | UNKNOWN | NA | 0
ELECTRIC DUCT HEATER | NA | JULIUS | NA | NA | 0
ELECTRIC DUCT HEATER | NA | JULIUS | NA | NA | 0
ELECTRIC DUCT HEATER | NA | UNKNOWN | NA | NA | 0
ELECTRIC DUCT HEATER | NA | JULIUS | NA | NA | 0
ELECTRIC DUCT HEATER | NA | JULIUS | NA | NA | 0
ELECTRIC DUCT HEATER | NA | JULIUS | NA | NA | 0
AIR FAN - EXHAUST | NA | RICHARDSON | NA | NULL | NULL
AIR FAN - EXHAUST | NA | RICHARDSON | NA | NA | 0
AIR FAN - EXHAUST | NA | RICHARDSON | NA | NA | 0
AIR FAN - EXHAUST | NA | RICHARDSON | NA | NA | 0
AIR FAN - EXHAUST | NA | WOODS | NA | NA | 0
AIR FAN - EXHAUST | 14480 | SIGREST DESIGN | TA 380-4/6 | NA | 0
AIR FAN - EXHAUST | NA | FANTECH | SIL 200 | NA | 0
WALL MOUNTED SPLIT SYSTEM | 2937005211 | PANASONIC | CS-E15LKR | NA | 0
WALL MOUNTED SPLIT SYSTEM | 2937005208 | PANASONIC | CS-E15LKR | R410A | 2
CHILLED WATER PUMP | DE6305 | GRUNDFOS | IE2IE3 | NA | 0
CHILLED WATER PUMP | DE6305 | GRUNDFOS | IE2IE3 | NA | 0
CHILLED WATER PUMP | DE6304 | GRUNDFOS | IE2-IE3 | NA | 0
SWITCHBOARD MECHANICAL | NA | HADEN | NA | NA | 0
WALL MOUNTED SPLIT SYSTEM | NA | LG | NA | NA | 0
WALL MOUNTED SPLIT SYSTEM | NA | LG | NA | NA | 0
AIR HANDLING UNIT | C703105360211A28400002 | JULIUS | TMKS II 020DAZ | NA | 0
WALL MOUNTED SPLIT SYSTEM | NA | PANASONIC | NA | R410A | 2
WALL MOUNTED SPLIT SYSTEM | na | JULIUS | na | NA | 0
WALL MOUNTED SPLIT SYSTEM | 2937203985 | PANASONIC | CSE21LKR | R410A | 2
WALL MOUNTED SPLIT SYSTEM | 2974503789 | PANASONIC | CSE21MKR | R410A | 2
WALL MOUNTED SPLIT SYSTEM | 293700538 | PANASONIC | CSE15LKR | R410A | 2
PACKAGED AIR CONDITIONING UNIT | S01932 | TEMPERZONE | OPA186RKTYH | R410A | 0
WALL MOUNTED SPLIT SYSTEM | E000428 | DAIKIN | RKS71KVMA | R410A | 2
PACKAGED AIR CONDITIONING UNIT | NA | TEMPERZONE | OPA410RA | R22 | 0
WALL MOUNTED SPLIT SYSTEM | E006098 | DAIKIN | RXD50BVMA | R22 | 1
WALL MOUNTED SPLIT SYSTEM | E006792 | FUJITSU | AOTR18JCC | R410A | 1
WALL MOUNTED SPLIT SYSTEM | E002092 | FUJITSU | AOTR24JFCB | R410A | 2
WALL MOUNTED SPLIT SYSTEM | E004035 | UNKNOWN | AOTRO9JCC | R410A | 1
WALL MOUNTED SPLIT SYSTEM | NA | FUJITSU | AOTGO9CMCA | R32 | 2
WALL MOUNTED SPLIT SYSTEM | E000431 | DAIKIN | RKS71KVMA | R410A | 2
WALL MOUNTED SPLIT SYSTEM | E001064 | FUJITSU | AOTRO7JCC | NA | 0
WALL MOUNTED SPLIT SYSTEM | E000459 | DAIKIN | RKD71BVMA | R22 | 2
WALL MOUNTED SPLIT SYSTEM | E001063 | FUJITSU | AOTRO7JCC | R410A | 1
ROOM AIR CONDITIONING UNIT | T007971 | FUJITSU | AXT24ADS-W | R22 | 2
WALL MOUNTED SPLIT SYSTEM | NA | FUJITSU | AOTR24JCC | R410A | 1
WALL MOUNTED SPLIT SYSTEM | E026332 | FUJITSU | AOTR24LCC | R410A | 2
DUCTED SPLIT SYSTEM | 786623 | TEMPERZONE | OSA280RKTV | R410A | 11
AIR FAN - EXHAUST | NA | PACIFIC HVAC | MFP 150-V | NA | 0
AIR FAN - EXHAUST | NA | PACIFIC HVAC | MFP 150-V | NA | 0
WALL MOUNTED SPLIT SYSTEM | E004922 | FUJITSU | AOTG12KMCA | R32 | 1
WALL MOUNTED SPLIT SYSTEM | NA | FUJITSU | AOTG12CMCA | R32 | 1
AIR COOLED SPLIT SYSTEM | 1903745 | DAIKIN | RY100KUY1 | R22 | 4
CASSETTE SPLIT SYSTEM | 1903754 | DAIKIN | RY100KUY1 | R22 | 4
WALL MOUNTED SPLIT SYSTEM | 1905916 | DAIKIN | RV60GAV1A | R22 | 2
WALL MOUNTED SPLIT SYSTEM | E000276 | DAIKIN | RXS60BVMA | R410A | 2
WALL MOUNTED SPLIT SYSTEM | E006789 | DAIKIN | RXS60KVMA | R410A | 2
WALL MOUNTED SPLIT SYSTEM | E014828 | DAIKIN | RXS50FBVMA | R410A | 2
WALL MOUNTED SPLIT SYSTEM | NA | CARRIER | NA | R22 | 2
WALL MOUNTED SPLIT SYSTEM | E001432 | DAIKIN | RXS25EBVMA | R410A | 1
WALL MOUNTED SPLIT SYSTEM | E000919 | DAIKIN | RXS25EBVMA | R410A | 1
DUCTED SPLIT SYSTEM | NA | CARRIER | NA | R22 | 5
PACKAGED AIR CONDITIONING UNIT | 608564 | ACPAC | H3530 | NA | 0
PACKAGED AIR CONDITIONING UNIT | 2233 | NULL | SPECIALIZED APH012HA3B | R410A | 3
PACKAGED AIR CONDITIONING UNIT | 0498W112358 | APAC | S4531S45CBV-C-02 | R22 | 8
PACKAGED AIR CONDITIONING UNIT | ACP7011 | APAC | S2240S22CCHB | R22 | 0
WALL MOUNTED SPLIT SYSTEM | E004121 | DAIKIN | RKD50BVMA | R22 | 3
WALL MOUNTED SPLIT SYSTEM | E004203 | DAIKIN | FLXS60BVMA | R410A | 3
PACKAGED AIR CONDITIONING UNIT | ACP7012 | APAC | SO1843S18CCHB-05 | R22 | 0
PACKAGED AIR CONDITIONING UNIT | ACP7013 | APAC | SO1843-S18CCHB-05 | R22 | 0
CASSETTE SPLIT SYSTEM | ACP7014 | DAIKIN | R71FY1 | R22 | 2
WALL MOUNTED SPLIT SYSTEM | E006974 | FUJITSU | ASTA12JCC | R410A | 3
WALL MOUNTED SPLIT SYSTEM | E003635 | DAIKIN | RKD60BVMA | R22 | 3
WALL MOUNTED SPLIT SYSTEM | E003963 | DAIKIN | FTKS35LVMA | R410A | 2
PACKAGED AIR CONDITIONING UNIT | L000105 | APAC | UAY90BY1M9 | R22 | 0
PACKAGED AIR CONDITIONING UNIT | 3594W67917 | APAC | S20CBV-C | R22 | 8
CASSETTE SPLIT SYSTEM | E004075 | DAIKIN | RQ100LVIA | R410A | 4
WALL MOUNTED SPLIT SYSTEM | E 007900 | DAIKIN | RKS 25 LVMA | R410A | 2
WALL MOUNTED SPLIT SYSTEM | E 004812 | DAIKIN | RKS 35 KVMA | R410A | 2
WALL MOUNTED SPLIT SYSTEM | E 001156 | FUJITSU | AST12LMCA | R410A | 2
WALL MOUNTED SPLIT SYSTEM | T 004011 | FUJITSU | AST24FBBT | R410A | 2
WALL MOUNTED SPLIT SYSTEM | NA | FUJITSU | NA | R410A | 2
WALL MOUNTED SPLIT SYSTEM | T 003614 | FUJITSU | AST24FBBJ | R410A | 2
WALL MOUNTED SPLIT SYSTEM | NA | FUJITSU | NA | R410A | 2
WALL MOUNTED SPLIT SYSTEM | E009245 | DAIKIN | RXS 45LVMA | R410A | 2
WALL MOUNTED SPLIT SYSTEM | 82603078 | KELVINATOR | KSE 53HRA | R22 | 2
WALL MOUNTED SPLIT SYSTEM | E016210 | DAIKIN | RXS50LVMA | R410A | 2
WALL MOUNTED SPLIT SYSTEM | E 015705 | DAIKIN | RXS 50LVMA | R410A | 2
WALL MOUNTED SPLIT SYSTEM | E024414 | DAIKIN | RXS 25 LVMA | R410A | 2
ROOM AIR CONDITIONING UNIT | NA | LG | LWC 122RC-4 | R22 | 3
WALL MOUNTED SPLIT SYSTEM | E000257 | DAIKIN | RKS50KAVMA | R410A | 2
ROOM AIR CONDITIONING UNIT | 9 DEX 5430- 012TAPE00038 | LG | W18TCM-NB60 | R22 | 1
CASSETTE SPLIT SYSTEM | E001372 | DAIKIN | RZQ 160 KV4A | R410A | 4
CASSETTE SPLIT SYSTEM | E 004720 | DAIKIN | RZQ 150 KV4A | R410A | 4
MULTI HEAD NON DUCTED SPLIT | E 000204 | DAIKIN | 5MKS 100 LVMA | R410A | 5
WALL MOUNTED SPLIT SYSTEM | E0244XXX | DAIKIN | RXA25LVMA | R410A | 2
WALL MOUNTED SPLIT SYSTEM | E016211 | DAIKIN | RXS50LVMA | R410A | 2
WALL MOUNTED SPLIT SYSTEM | E025664 | DAIKIN | RXS25LVMA | R410A | 2
WALL MOUNTED SPLIT SYSTEM | T 004072 | FUJITSU | AST24FBBJ | R410A | 2
WALL MOUNTED SPLIT SYSTEM | E002634 | FUJITSU | ATO9LFBC | R410A | 1
WALL MOUNTED SPLIT SYSTEM | 17760 | FUJITSU | AOT24LMADL | R410A | 1
WALL MOUNTED SPLIT SYSTEM | na | FUJITSU | AOT24LMAOL | R410A | 1
WALL MOUNTED SPLIT SYSTEM | E011334 | DAIKIN | RXS25EBVMA | R410A | 1
WALL MOUNTED SPLIT SYSTEM | E031038 | DAIKIN | RXS35LVMA | R410A | 1
WALL MOUNTED SPLIT SYSTEM | na | DAIKIN | RXS35LVMA | R410A | 1
WALL MOUNTED SPLIT SYSTEM | E029666 | DAIKIN | RXS60LVMA | R410A | 1
WALL MOUNTED SPLIT SYSTEM | E015603 | DAIKIN | RXS71FBVMA | R410A | 1
WALL MOUNTED SPLIT SYSTEM | na | FUJITSU | AOT24LMADL | R410A | 1
FUME EXTRACTION SYSTEM | NA | FANTECH | CHD566 | NA | 0
FUME EXTRACTION SYSTEM | NA | FANTECH | CHD566 | NA | 0
FUME EXTRACTION SYSTEM | NA | FANTECH | CHD566 | NA | 0
AIR FAN - EXHAUST | NA | JULIUS | NA | NA | 0
FUME EXTRACTION SYSTEM | NA | FANTECH | NA | NA | 0
FUME EXTRACTION SYSTEM | NA | FANTECH | NA | NA | 0
WALL MOUNTED SPLIT SYSTEM | NA | DAIKIN | RXS60LVMA | R410A | 3
DUCTED SPLIT SYSTEM | E009633 | DAIKIN | RXS50JVMA | R410A | 2
WALL MOUNTED SPLIT SYSTEM | 4097 | HITACHI | RAC - 25YHA3 | R410A | 1
DUCTED SPLIT SYSTEM | E005801 | DAIKIN | RXS 50JVMA | R410A | 2
WALL MOUNTED SPLIT SYSTEM | 146701397RE | MHI | DXC18Z3-S | R410A | 2
CASSETTE SPLIT SYSTEM | 42P00427 | MITSUBISHI | SUZ-KA71VA3 | R410A | 2
WALL MOUNTED SPLIT SYSTEM | E007407 | DAIKIN | RXS35 LVMA | R410A | 2
WALL MOUNTED SPLIT SYSTEM | E004750 | DAIKIN | RXS 35LVMA | R410A | 2
WALL MOUNTED SPLIT SYSTEM | UNKNOWN | AIRWELL | GCXLM12RCA | R22 | 2
WALL MOUNTED SPLIT SYSTEM | E013576 | DAIKIN | RXS 95LVMA | R410A | 4
WALL MOUNTED SPLIT SYSTEM | E009601 | DAIKIN | RXS 50JVMA | R410A | 2
WALL MOUNTED SPLIT SYSTEM | 72800030 | CARRIER | 38NYV035H-A | R410A | 2
WALL MOUNTED SPLIT SYSTEM | 628 00327 | TOSHIBA | RAS13NKV-A2 | R410A | 1
WALL MOUNTED SPLIT SYSTEM | 72900011 | CARRIER | 38NYV035M-A | R410A | 1
WALL MOUNTED SPLIT SYSTEM | 8.09e+149 | CARRIER | 38VYX080N | R410A | 2
WALL MOUNTED SPLIT SYSTEM | T002314 | FUJITSU | AOT18UNBKL | R410A | 2
WALL MOUNTED SPLIT SYSTEM | E 031148 | DAIKIN | RXS71LVMA | R410A | 3
WALL MOUNTED SPLIT SYSTEM | 82800288 | TOSHIBA | RAS-10SAVA | R410A | 1
WALL MOUNTED SPLIT SYSTEM | E | DAIKIN | RXS 71 LVMA | R410A | 3
WALL MOUNTED SPLIT SYSTEM | 33000169 | TOSHIBA | RAS-18N3AV2-A | R410A | 2
WALL MOUNTED SPLIT SYSTEM | 3008894T | MITSUBISHI | MUZ=GE25VA | R410A | 1
WALL MOUNTED SPLIT SYSTEM | E 031115 | DAIKIN | RXS 71 LVMA | R410A | 3
MULTI HEAD NON DUCTED SPLIT | 911N0288 | TOSHIBA | RAS4M27GAV-E1 | R410A | 3
WALL MOUNTED SPLIT SYSTEM | NA | MITSUBISHI | MUHGA35VB | R410A | 1
AIR FAN - OUTSIDE | UNABLE TO LOCATE | FANTECH | MV132S | NA | 0
AIR FAN - OUTSIDE | UNABLE TO LOCATE | FANTECH | MV132S | NA | 0
AIR FAN - OUTSIDE | UNABLE TO READ | FANTECH | MV2025 | NA | 0
AIR FAN - OUTSIDE | 5145512 | FANTECH | VM-3154 | NA | 0
TOILET EXHAUST FAN | 511583 | FANTECH | MRV1 | NA | 0
SWITCHBOARD MECHANICAL | UNKOWN | NHP | UNKOWN | NA | 0
EVAPORATIVE COOLER | 1201874 | BONAIRE | 2550020 | NA | 0
EVAPORATIVE COOLER | 1201876 | BONAIR | 2550020 | NA | 0
HEATER - GAS (ROOM) | ACCESS ISSUES | UNKNOWN | ACCESS ISSUES | NA | 0
HEATER - GAS (ROOM) | ACCESS ISSUES | UNKNOWN | ACCESS ISSUES | NA | 0
EXTRACTION SYSTEM - SMOKE | UNKOWN | UNKNOWN | FILEAR | NA | 0
FUME EXTRACTION SYSTEM | UNABLE TO LOCATE | UNKNOWN | WESTAFLEX | NA | 0
AIR FAN - EXHAUST | NO DATA PLATE | EXPELAIR | NO DATA PLATE | NA | 0
SWITCHBOARD MECHANICAL | NA | UNKNOWN | NA | NA | 0
ELECTRIC DUCT HEATER | 29847 | UNKNOWN | UNABLE TO LOCATE | NA | 0
ELECTRIC DUCT HEATER | 235897 | UNKNOWN | UNABLE TO LOCATE | NA | 0
WALL MOUNTED SPLIT SYSTEM | NA | UNKNOWN | NA | NA | 0
AIR FAN - EXHAUST | 514551290 | FANTECH | VM-3154 | NA | 0
AIR FAN - EXHAUST | UNABLE TO READ | FANTECH | RV3 | NA | 0
AIR FAN - EXHAUST | UNABLE TO LOCATE | FANTECH | VCQ0 | NA | 0
AIR FAN - EXHAUST | 746097 | FANTECH | MV354E | NULL | NULL
AIR FAN - EXHAUST | UNABLE TO LOCATE | FANTECH | MV354E | NULL | NULL
AIR FAN - EXHAUST | UNABLE TO LOCATE | FANTECH | UNABLE TO LOCATE | NA | 0
EXTRACTION SYSTEM - SMOKE | NO DATA PLATE | FANTECH | NO DATA PLATE | NA | 0
EXTRACTION SYSTEM - SMOKE | NO DATA PLATE | FANTECH | NO DATA PLATE | NA | 0
EXTRACTION SYSTEM - SMOKE | NO DATA PLATE | FANTECH | NO DATA PLATE | NA | 0
EXTRACTION SYSTEM - SMOKE | NO DATA PLATE | FANTECH | NO DATA PLATE | NA | 0
EXTRACTION SYSTEM - SMOKE | 509987 | FANTECH | BFA0404AA10HT00S | NA | 0
EXTRACTION SYSTEM - SMOKE | 9887 | FANTECH | BFA0404AA10HT00S | NA | 0
AIR FAN - EXHAUST | 510448 | FANTECH | RV1 | NA | 0
AIR FAN - OUTSIDE | UNABLE TO LOCATE | FANTECH | MV1325 | NA | 0
TOILET EXHAUST FAN | 509984 | FANTECH | CE406D | NA | 0
AIR FAN - OUTSIDE | 5300773 | FANTECH | MV2025 | NA | 0
KITCHEN EXHAUST FAN | 5300772 | FANTECH | MV2025 | NA | 0
KITCHEN EXHAUST FAN | UNABLE TO READ | FANTECH | MV2025 | NA | 0
TOILET EXHAUST FAN | na | FANTECH | na | NA | 0
CASSETTE SPLIT SYSTEM | 3YA03928 | MITSUBISHI | PLA -RP140BA | NA | 0
WALL MOUNTED SPLIT SYSTEM | na | MITSUBISHI | MSZCE25VA | R410A | 3
WALL MOUNTED SPLIT SYSTEM | na | MITSUBISHI | MSZGE50VAD | R410A | 5
WALL MOUNTED SPLIT SYSTEM | na | MITSUBISHI | MSZGE25VA | R410A | 3
WALL MOUNTED SPLIT SYSTEM | E011004 | DAIKIN | FTX546LVMA | R410A | 3
CASSETTE SPLIT SYSTEM | 3ZA03346 | MITSUBISHI | PLA RP100RA | R410A | 5
CASSETTE SPLIT SYSTEM | 33AO3487 | MITSUBISHI | PLA-RP100BA | R410A | 5
WALL MOUNTED SPLIT SYSTEM | PO28189 | DAIKIN | FTXS25LVMA | R410A | 3
CASSETTE SPLIT SYSTEM | 1259 | MITSUBISHI | LZKA50VAQ | R410A | 4
WALL MOUNTED SPLIT SYSTEM | EO16264 | MITSUBISHI | FTXS35LVMA | R410A | 3
WALL MOUNTED SPLIT SYSTEM | EO11688 | DAIKIN | FTXS35EVMA | R410A | 3
CASSETTE SPLIT SYSTEM | 39AO2329 | MITSUBISHI | PLARP125BA | R410A | 5
CASSETTE SPLIT SYSTEM | 39A02333 | MITSUBISHI | PLARP125BA | R410A | 5
WALL MOUNTED SPLIT SYSTEM | 4002069T | MITSUBISHI | MSZGE42VAD | R410A | 3
WALL MOUNTED SPLIT SYSTEM | OFFICE LOCKED AT TIME OF VISIT | DAIKIN | OFFICE LOCKED AT TIME OF VISIT | R410A | 3
WALL MOUNTED SPLIT SYSTEM | 4003642 | MITSUBISHI | MSZGE35VAD | R410A | 3
WALL MOUNTED SPLIT SYSTEM | 45M032-26 | MITSUBISHI | PKA RPA100KAL | R410A | 4
WALL MOUNTED SPLIT SYSTEM | 45M 03228 | MITSUBISHI | PKA RP100KAL | R410A | 5
WALL MOUNTED SPLIT SYSTEM | 45M 03280 | MITSUBISHI | PKARP100KAL | R410A | 5
WALL MOUNTED SPLIT SYSTEM | 45M 0322 | MITSUBISHI | PKA RP 100KAL | R410A | 5
WALL MOUNTED SPLIT SYSTEM | 4007628 T | MITSUBISHI | MSZGE 71VAD | R410A | 5
WALL MOUNTED SPLIT SYSTEM | 4007623T | MITSUBISHI | MSZGE71VAD | R410A | 5
WALL MOUNTED SPLIT SYSTEM | 1453831570 | HITACHI | RAS 80YHA3 | R410A | 4
WALL MOUNTED SPLIT SYSTEM | 1453831567 | HITACHI | RAS 80YHA3 | R410A | 4
AIR FAN - OUTSIDE | 530773 | FANTECH | MV202S | NA | 0
AIR FAN - OUTSIDE | 530773 | FANTECH | MV202S | NA | 0
UNDER CEILING SPLIT SYSTEM | NO ACCESS | DAIKIN | NO ACCESS | R410A | 6
UNDER CEILING SPLIT SYSTEM | E023778 | DAIKIN | FHQ125B1B | R410A | 6
WALL MOUNTED SPLIT SYSTEM | SAME | HITACHI | SAME | R410A | 4
CASSETTE SPLIT SYSTEM | 39A02331 | MITSUBISHI | PLA RP125BA | R410A | 5
FAN COIL UNIT - DUCTED | T000072 | FUJITSU | ARXC60LATH | R410A | 0
MULTI HEAD DUCTED SPLIT SYSTEM | R000354 | FUJITSU | AJY144LALH | R410A | 12
MULTI HEAD DUCTED SPLIT SYSTEM | R000303 | FUJITSU | AJYA72LALH | R410A | 12
MULTI HEAD DUCTED SPLIT SYSTEM | R000437 | FUJITSU | AJY108LALH | R410A | 12
DUCTED SPLIT SYSTEM | T000415 | FUJITSU | AOTD54LATT | R410A | 4
DUCTED SPLIT SYSTEM | T054513 | FUJITSU | AOTR30LCT | R410A | 2
CASSETTE SPLIT SYSTEM | E001746 | DAIKIN | RQ140KV4A | R410A | 4
CASSETTE SPLIT SYSTEM | R001076 | FUJITSU | AOTA18LALL | R410A | 2
CASSETTE SPLIT SYSTEM | R000887 | FUJITSU | AOTA18LALL | R410A | 2
TOILET EXHAUST FAN | 394912 | FANTECH | CE404V | NULL | NULL
AIR FAN - EXHAUST | 393720 | FANTECH | CE354V | NULL | NULL
AIR FAN - EXHAUST | 395729 | FANTECH | CD506S | NULL | NULL
AIR FAN - EXHAUST | 395730 | FANTECH | CD354S | NULL | NULL
AIR FAN - EXHAUST | 395731 | FANTECH | AE354S | NULL | NULL
AIR FAN - EXHAUST | 394103 | FANTECH | CE284D | NULL | NULL
AIR FAN - EXHAUST | 394660 | FANTECH | CE224D | NULL | NULL
TOILET EXHAUST FAN | 394660 | FANTECH | CE224D | NULL | NULL
AIR FAN - EXHAUST | 395733 | FANTECH | CD716VGL | NULL | NULL
AIR FAN - EXHAUST | NA | FANTECH | CE404V | NULL | NULL
AIR FAN - EXHAUST | 395732 | FANTECH | CE354D | NULL | NULL
WALL MOUNTED SPLIT SYSTEM | 3001532 | MITSUBISHI | MUZ-GE71VA | R410A | 2
WALL MOUNTED SPLIT SYSTEM | 39A05395 | MITSUBISHI | PKFY-P25VBM-E | R410A | 2
PACKAGED AIR CONDITIONING UNIT | 12753-01-01 | AIR CHANGE | ACDHUM2-D-ECP-SC | R410A | 15
MULTI HEAD NON DUCTED SPLIT | 3XW06064 | MITSUBISHI | PUHY-P300YJM-A <G> | R410A | 8
CASSETTE SPLIT SYSTEM | 36U02704 | MITSUBISHI | PUHZ-RP100VKA2 | R410A | 6
CASSETTE SPLIT SYSTEM | 36U02886 | MITSUBISHI | PUHZ-RP100VKA2 | R410A | 6
WALL MOUNTED SPLIT SYSTEM | 3001670 | MITSUBISHI | MZU-GE60VA | R410A | 2
WALL MOUNTED SPLIT SYSTEM | 3001643 | MITSUBISHI | MUZ-GE60VA | R410A | 2
WALL MOUNTED SPLIT SYSTEM | 2027932 | MITSUBISHI | MUZ-GE25VA | R410A | 1
WALL MOUNTED SPLIT SYSTEM | 2027949 | MITSUBISHI | MUZ-GE25VA | R410A | 1
HUMIDIFIER | SP3042 | UNKNOWN | SUNTEC SP1000C | R410A | 0
HUMIDIFIER | SP30039 | UNKNOWN | SUNTEC SP1000C | R410A | 0
HUMIDIFIER | SP30040 | UNKNOWN | SUNTEC SP1000C | R410A | 0
HUMIDIFIER | SP30034 | UNKNOWN | SUNTEC SP1000C | R410A | 0
HUMIDIFIER | SP30038 | UNKNOWN | SUNTEC SP1000C | R410A | 0
HUMIDIFIER | SP30041 | UNKNOWN | SUNTEC SP1000C | R410A | 0
AIR FAN - EXHAUST | NA | UNKNOWN | NA | NA | 0
AIR FAN - EXHAUST | NA | UNKNOWN | NA | NA | 0
AIR FAN - EXHAUST | NA | UNKNOWN | NA | NA | 0
AIR FAN - EXHAUST | NA | UNKNOWN | NA | NA | 0
AIR FAN - EXHAUST | NA | UNKNOWN | NA | NA | 0
TOILET EXHAUST FAN | NA | UNKNOWN | NA | NA | 0
TOILET EXHAUST FAN | NA | UNKNOWN | NA | NA | 0
AIR FAN - EXHAUST | NA | UNKNOWN | NA | NA | 0
AIR FAN - EXHAUST | NA | UNKNOWN | NA | NA | 0
AIR FAN - EXHAUST | NA | UNKNOWN | NA | NA | 0
AIR FAN - EXHAUST | NA | UNKNOWN | NA | NA | 0
AIR FAN - EXHAUST | NA | UNKNOWN | NA | NA | 0
ROOM AIR CONDITIONING UNIT | NA | MIDEN | NA | NA | 0
ROOM AIR CONDITIONING UNIT | C101401020211C20150022 | MIDEN | NA | NA | 0
ROOM AIR CONDITIONING UNIT | C101401020211C20150159 | MIDEN | NA | NA | 0
ROOM AIR CONDITIONING UNIT | C101401020211C20150559 | MIDEN | NA | NA | 0
ROOM AIR CONDITIONING UNIT | B120385003907707150310 | KELVINATOR | NA | NA | 0
ROOM AIR CONDITIONING UNIT | 1112886090110130 | KELVINATOR | NA | NA | 0
ROOM AIR CONDITIONING UNIT | B116271003906C05120610 | KELVINATOR | NA | NA | 0
ROOM AIR CONDITIONING UNIT | B120385003907707150300 | KELVINATOR | NA | NA | 0
ROOM AIR CONDITIONING UNIT | 207KA003237A3825 | KELVINATOR | KR15WR-01 | R22 | 1
ROOM AIR CONDITIONING UNIT | 2039510001277 | KELVINATOR | KWH26HRC | R410A | 1
WALL MOUNTED SPLIT SYSTEM | 5000 357T | MITSUBISHI | MS2-GE25VAD | R410A | 2
WALL MOUNTED SPLIT SYSTEM | 7433706428 | PANASONIC | CS-E9FKR | R410A | 2
WALL MOUNTED SPLIT SYSTEM | 3001094T | MITSUBISHI | MSH-30TU | R22 | 2
WALL MOUNTED SPLIT SYSTEM | 788810008 | PANASONIC | CS-E24DKR | R410A | 2
WALL MOUNTED SPLIT SYSTEM | 7433702921 | PANASONIC | CS-E9FKR | R410A | 2
WALL MOUNTED SPLIT SYSTEM | 399210502 | PANASONIC | CS-E24DKR | R410A | 2
WALL MOUNTED SPLIT SYSTEM | 185 | DAIKIN | FAY100FAVE | R22 | 2
WALL MOUNTED SPLIT SYSTEM | 7434303250 | PANASONIC | CS-E24FKR | R410A | 2
TOILET EXHAUST FAN | 43RPS/0.35A/240V/20FCP | FANTECH | MV202E | NA | 0
DUCTED SPLIT SYSTEM | A006407 | DAIKIN | FXMQ250MAVE | R410A | 4
DUCTED SPLIT SYSTEM | E005627 | DAIKIN | FXMQ125PVE | R410A | 4
VRV DUCTED SPLIT | E000526 | DAIKIN | RXYQ18PAY19 | R410A | 5
WALL MOUNTED SPLIT SYSTEM | E004052 | DAIKIN | RXS71JVMA | R410A | 3
WALL MOUNTED SPLIT SYSTEM | E004049 | DAIKIN | RXS71JVMA | R410A | 3
WALL MOUNTED SPLIT SYSTEM | E000595 | DAIKIN | RZQ71KBV4A | R410A | 3
WALL MOUNTED SPLIT SYSTEM | E001809 | DAIKIN | RXS50JVMA | R410A | 3
WALL MOUNTED SPLIT SYSTEM | E001808 | DAIKIN | RXS50JVMA | R410A | 3
CASSETTE SPLIT SYSTEM | 4915789 | DAIKIN | BYFQ60B8W1 | R410A | 3
CASSETTE SPLIT SYSTEM | 4915788 | DAIKIN | BYFQ60B8W1 | R410A | 3
CASSETTE SPLIT SYSTEM | 4915790 | DAIKIN | BYFQ60B8W1 | R410A | 3
CASSETTE SPLIT SYSTEM | 4915787 | DAIKIN | BYFQ60B8W1 | R410A | 3
DUCTED SPLIT SYSTEM | 71579 | TEMPERZONE | OSA500RB | R22 | 10
WALL MOUNTED SPLIT SYSTEM | J00464477 | DAIKIN | RXS35L2V1B | R410A | 2
WALL MOUNTED SPLIT SYSTEM | J017004 | DAIKIN | RXS50L2V1B | R410A | 2
WALL MOUNTED SPLIT SYSTEM | J006234 | DAIKIN | RXS60L2V1B | R410A | 2
WALL MOUNTED SPLIT SYSTEM | E034680 | DAIKIN | RXS35LVMA | R410A | 2
WALL MOUNTED SPLIT SYSTEM | E034693 | DAIKIN | RXS35LVMA | R410A | 2
WALL MOUNTED SPLIT SYSTEM | E034671 | DAIKIN | RXS35LVMA | R410A | 2
CASSETTE SPLIT SYSTEM | E001439 | DAIKIN | RZQ100HAY4A | R410A | 5
CASSETTE SPLIT SYSTEM | E002001 | DAIKIN | RZQ125HAY4A | R410A | 5
ROOM AIR CONDITIONING UNIT | NA | TECO | NA | NA | 0
WALL MOUNTED SPLIT SYSTEM | J032616 | DAIKIN | RXS50L2V1B | R410A | 2
AIR FAN - EXHAUST | 272875 | FANTECH | CH0504MT | NA | 0
AIR FAN - EXHAUST | 272876 | FANTECH | CH0504MT | NA | 0
TOILET EXHAUST FAN | NA | S&P | EDM-300 | NA | 0
AIR FAN - EXHAUST | NA | UNKNOWN | NA | NA | 0
WALL MOUNTED SPLIT SYSTEM | 38U0045 | MITSUBISHI | PUNS-RP100YKA2 | R410A | 6
WALL MOUNTED SPLIT SYSTEM | 38U00446 | MITSUBISHI | PUNS-RP100KA2 | R410A | 6
WALL MOUNTED SPLIT SYSTEM | 3000799 | MITSUBISHI | MTZ-4C71VA | R410A | 3
WALL MOUNTED SPLIT SYSTEM | 38U01751 | MITSUBISHI | PUNS-RP71VHA5 | R410A | 4
WALL MOUNTED SPLIT SYSTEM | 2014629 | MITSUBISHI | MUZ-GE71VA | R410A | 2
WALL MOUNTED SPLIT SYSTEM | 4901494 | DAIKIN | RY35CVMA | R22 | 1
WALL MOUNTED SPLIT SYSTEM | 1002270 | MITSUBISHI | MUH-18RV | R22 | 2
WALL MOUNTED SPLIT SYSTEM | 6001994 | MITSUBISHI | MUH-GA35VB | R410A | 1
WALL MOUNTED SPLIT SYSTEM | 37U00091 | MITSUBISHI | MTZ-4C80VA | R410A | 4
WALL MOUNTED SPLIT SYSTEM | 3000772 | MITSUBISHI | MTZ-4C71VA | NA | 0
WALL MOUNTED SPLIT SYSTEM | 38U01746 | MITSUBISHI | PUNS-RP71VHA5 | R410A | 4
WALL MOUNTED SPLIT SYSTEM | 18U00281 | MITSUBISHI | PUNS-RP140YKA | R410A | 6
AIR FAN - EXHAUST | NA | JULIUS | NA | NA | 0
AIR FAN - EXHAUST | NA | FANTECH | NA | NA | 0
AIR FAN - EXHAUST | NA | FANTECH | NA | NA | 0
AIR FAN - EXHAUST | 24722 | CFM FANS | NA | NA | 0
AIR FAN - EXHAUST | NA | FANTECH | NA | NA | 0
AIR FAN - EXHAUST | NA | FANTECH | NA | NA | 0
WALL MOUNTED SPLIT SYSTEM | 4000336 | MITSUBISHI | MUZ-GE42VAD | R410A | 2
WALL MOUNTED SPLIT SYSTEM | 4000665 | MITSUBISHI | MUZ-GE42VAD | R410A | 2
ROOM AIR CONDITIONING UNIT | NA | TECO | KCR53 | R22 | 2
ROOM AIR CONDITIONING UNIT | NA | TECO | KCR53 | R22 | 2
ROOM AIR CONDITIONING UNIT | NA | TECO | KCR53 | R22 | 2
ROOM AIR CONDITIONING UNIT | NA | TECO | KCR53 | R22 | 2
ROOM AIR CONDITIONING UNIT | NA | TECO | KCR53 | R22 | 2
ROOM AIR CONDITIONING UNIT | NA | TECO | KCR53 | R22 | 2
ROOM AIR CONDITIONING UNIT | NA | TECO | NA | R22 | 2
ROOM AIR CONDITIONING UNIT | NA | TECO | KCR53 | R22 | 2
WALL MOUNTED SPLIT SYSTEM | 8000188T | MITSUBISHI | MU-GA60VB | R410A | 3
WALL MOUNTED SPLIT SYSTEM | 0006596T | MITSUBISHI | MUZ-GE60VA | R410A | 3
WALL MOUNTED SPLIT SYSTEM | E005537 | FUJITSU | AOT18JCC | R410A | 2
WALL MOUNTED SPLIT SYSTEM | E000450 | FUJITSU | AOTR12JCC | R410A | 1
WALL MOUNTED SPLIT SYSTEM | T00440 | FUJITSU | AOT24FNBK | R410A | 2
WALL MOUNTED SPLIT SYSTEM | T00503 | FUJITSU | AOT18FNBK | R410A | 1
PACKAGED AIR CONDITIONING UNIT | 574110 | TEMPERZONE | OPA300R | R22 | 0
WALL MOUNTED SPLIT SYSTEM | E033425 | DAIKIN | RXS71LVMA | R410A | 3
WALL MOUNTED SPLIT SYSTEM | E033488 | DAIKIN | RXS71LVMN | R410A | 3
WALL MOUNTED SPLIT SYSTEM | 378 | TECO | TWS25HVAMJBB | R410A | 2
ROOM AIR CONDITIONING UNIT | NA | TECO | KCR53 | R22 | 2
PACKAGED AIR CONDITIONING UNIT | 646956 | APAC | P075AHR9AD | R407C | 0
AIR FAN - SUPPLY | -3 | FANTECH | SCE0354-HP | NA | 0
WALL MOUNTED SPLIT SYSTEM | NA | DAIKIN | RXS71BVMA | R407C | 4
CASSETTE SPLIT SYSTEM | NA | DAIKIN | RZP125DVI | R407C | 5
CASSETTE SPLIT SYSTEM | NA | DAIKIN | RZP125DVI | R407C | 5
WALL MOUNTED SPLIT SYSTEM | NA | DAIKIN | RXS71BVMA | R407C | 4
WALL MOUNTED SPLIT SYSTEM | NA | DAIKIN | RXS71BVMA | R407C | 4
WALL MOUNTED SPLIT SYSTEM | E006482 | DAIKIN | RXS50LVMA | R410A | 5
AIR FAN - EXHAUST | NA | FANTECH | SCE404 | NA | 0
AIR FAN - EXHAUST | NA | FANTECH | AD806/3V | NA | 0
AIR FAN - EXHAUST | NA | FANTECH | AD806/3V | NA | 0
TOILET EXHAUST FAN | 262912 | FANTECH | PCE354 | NA | 0
BMS | NA | INNOTECH | GENESIS 2 | NA | 0
CHILLED BEAMS - PASSIVE | NA | NULL | CARAT H-84 B | NA | 0
CHILLED BEAMS - PASSIVE | NA | NULL | CARAT H-84 B | NA | 0
CHILLED BEAMS - PASSIVE | NA | NULL | CARAT H-84 B | NA | 0
CHILLED BEAMS - PASSIVE | NA | NULL | CARAT H-84 B | NA | 0
CHILLED BEAMS - PASSIVE | NA | NULL | CARAT H-84 B | NA | 0
CHILLED BEAMS - PASSIVE | NA | NULL | CARAT H-84 B | NA | 0
CHILLED BEAMS - PASSIVE | NA | NULL | CARAT H-84 B | NA | 0
CHILLED BEAMS - PASSIVE | NA | NULL | CARAT H-84 B | NA | 0
WALL MOUNTED SPLIT SYSTEM | 7516603638 | PANASONIC | CU-W12EKR | R410A | 3
WALL MOUNTED SPLIT SYSTEM | E002967 | DAIKIN | RXS80HVMA | R410A | 3
WALL MOUNTED SPLIT SYSTEM | 7534502143 | PANASONIC | CU-E21GKR | R410A | 4
WALL MOUNTED SPLIT SYSTEM | 4900551 | DAIKIN | ARXD60CV4 | R22 | 3
WALL MOUNTED SPLIT SYSTEM | E008075 | DAIKIN | RXD60BVMA | R22 | 3
WALL MOUNTED SPLIT SYSTEM | E004290 | DAIKIN | RXD25DVMA | R410A | 1.5
WALL MOUNTED SPLIT SYSTEM | NA | MITSUBISHI | SRC35ZG-S | R410A | 1.65
WALL MOUNTED SPLIT SYSTEM | 641401931 RE | MITSUBISHI | SRC63ZE-S1 | R410A | 1.9
ROOM AIR CONDITIONING UNIT | UNREADABLE | TECO | UNREADABLE | R410A | 0
WALL MOUNTED SPLIT SYSTEM | UNREADABLE | PANASONIC | UNREADABLE | R410A | 0
WALL MOUNTED SPLIT SYSTEM | E000879 | DAIKIN | RKS50KVMA | NA | 0
WALL MOUNTED SPLIT SYSTEM | E009487 | DAIKIN | RXD71BVMA | R410A | 0
WALL MOUNTED SPLIT SYSTEM | E009496 | DAIKIN | RXD71BVMA | R410A | 0
ROOM AIR CONDITIONING UNIT | 0 | FUJITSU | 0 | R22 | 0
WALL MOUNTED SPLIT SYSTEM | T031448 | GREGORY | AST24UBBJ | R410A | 2
WALL MOUNTED SPLIT SYSTEM |  | PARKER |  | NA | 0
WALL MOUNTED SPLIT SYSTEM | N/A | PANASONIC | N/A | NA | 0
WALL MOUNTED SPLIT SYSTEM | UNREADABLE | PANASONIC | CS-E21JKR | R410A | 3
WALL MOUNTED SPLIT SYSTEM | 2905010018 | PANASONIC | CS-E21JKR | R410A | 3
WALL MOUNTED SPLIT SYSTEM | 4908205 | DAKO | RXD71BVMA | NA | 0
WALL MOUNTED SPLIT SYSTEM | 7553007775 | PARKER | CU-E18HKR | NA | 0
AIR HANDLING UNIT | 732109 | THERMAL EQUP CO | OSA 465RKTBV (INDOOR) | NA | 0
AIR HANDLING UNIT | 732109 | THERMAL EQUP CO | OSA 465RKTBV (OUTDOOR) | NA | 0
AIR FAN - EXHAUST |  | FEDERAL |  | NA | 0
WALL MOUNTED SPLIT SYSTEM | E008234 | DAIKIN | RX80HVMA | R410A | 2.3
WALL MOUNTED SPLIT SYSTEM | 7556001545 | PANASONIC | CU-RE24HKR | R410A | 3
WALL MOUNTED SPLIT SYSTEM | 061109-015635906 | TECO | LT1508V | R22 | 1.25
WALL MOUNTED SPLIT SYSTEM | N/A | TECO | LT1508V | NA | 0
WALL MOUNTED SPLIT SYSTEM | 393608672 | PANASONIC | CS-E21PKR | R410A | 3
WALL MOUNTED SPLIT SYSTEM | 1757614070900520 | TECO | LS2409Y | R22 | 0
WALL MOUNTED SPLIT SYSTEM | 1.7576e+17 | TECO | LS2409Y | R22 | 4
WALL MOUNTED SPLIT SYSTEM | UNREADABLE | TECO | LT1508V | R22 | 1.25
WALL MOUNTED SPLIT SYSTEM | N/A | TEMPERZONE | LT1508V | NA | 0
WALL MOUNTED SPLIT SYSTEM | 1.7576e+17 | TECO | LS2409Y | R22 | 4
WALL MOUNTED SPLIT SYSTEM | 1.856e+17 | YORK | HLJA12FS | R22 | 2
ROOM AIR CONDITIONING UNIT | UNREADABLE | YORK | YEUSE12-5R-11 | R22 | 1.3
WALL MOUNTED SPLIT SYSTEM | NA | YORK | RAHCIFSAAA-11 | R410A | 3
ROOM AIR CONDITIONING UNIT | NA | TECO RAC | TWW53HFAG | NA | 0
WALL MOUNTED SPLIT SYSTEM | E002468 | DAIKIN | RXS50KVMA | R410A | 1.5
WALL MOUNTED SPLIT SYSTEM | E002470 | DAIKIN | RXS50KVMA | R410A | 1.5
WALL MOUNTED SPLIT SYSTEM | E004014 | DAIKIN | RXS25J2VMA | R410A | 1
WALL MOUNTED SPLIT SYSTEM | E006019 | DAIKIN | RXS35JVMA | R410A | 1.2
ROOM AIR CONDITIONING UNIT | N/A | LIEBERT | N/A | NA | 0
WALL MOUNTED SPLIT SYSTEM | 7576608605 | PANASONIC | CU-E24JKR | R410A | 3
UNDER CEILING SPLIT SYSTEM | T005815 | FUJITSU | ABTF24LAT | R410A | 3
ROOM AIR CONDITIONING UNIT | 92 | TEMPERZONE | LA1206Y | NA | 0
WALL MOUNTED SPLIT SYSTEM | 24013495606641 | NULL | SWB82C | R410A | 5
WALL MOUNTED SPLIT SYSTEM | 7536102744 | PANASONIC | CU-RE9GKR | NA | 0
ROOM AIR CONDITIONING UNIT |  | ATLANTIC |  | NA | 0
WALL MOUNTED SPLIT SYSTEM | Y3MDPABB500069A | SAMSUNG | AQV24UWBX | R410A | 2
WALL MOUNTED SPLIT SYSTEM | 7556001169 | PANASONIC | CU-RE24HKR | R410A | 1.7
ROOM AIR CONDITIONING UNIT | N/A | LG | N/A | NA | 0
WALL MOUNTED SPLIT SYSTEM |  | SAMSUNG | AQV24UWBM | R410A | 2
WALL MOUNTED SPLIT SYSTEM |  | SAMSUNG | AQV30UWBM | R410A | 3
ROOM AIR CONDITIONING UNIT | UNREADABLE | YORK | UNREADABLE | NA | 0
CASSETTE SPLIT SYSTEM | E007963 | DAIKIN | RY50GAV1A | R410A | 0
WALL MOUNTED SPLIT SYSTEM | 7534302974 | PANASONIC | CU-E15GKR | R410A | 0
WALL MOUNTED SPLIT SYSTEM | 3590 | MODULEX | MUZ-GE42VA | NA | 0
AIR HANDLING UNIT | N/A | CARRIER | N/A | NA | 0
CRAC UNIT | N/A | LIEBERT | N/A | NA | 0
CRAC UNIT | N/A | LIEBERT | N/A | NA | 0
CRAC UNIT | N/A | LIEBERT | N/A | NA | 0
CRAC UNIT | N/A | LIEBERT | NA | NA | 0
ROOM AIR CONDITIONING UNIT | 14200184 | KIRBY | KWH20CRC | NA | 0
CASSETTE SPLIT SYSTEM | UNREADABLE | PANASONIC | UNREADABLE | R22 | 3
WALL MOUNTED SPLIT SYSTEM | 7552900620 | PANASONIC | CU-E21HKR | R22 | 2
WALL MOUNTED SPLIT SYSTEM | 7576210445 | PANASONIC | CU-E21JKR | R410A | 2
ROOM AIR CONDITIONING UNIT | 709TA100614 | KELVINATOR | W18THM | R22 | 1.1
ROOM AIR CONDITIONING UNIT | MFGKBC-02310 | TECO | TWW40CFBGJBB | NA | 0
WALL MOUNTED SPLIT SYSTEM | 7553104797 | PANASONIC | CU-E15HKR | R410A | 2
CASSETTE SPLIT SYSTEM | NA | PANASONIC | CS-F34DB4E5 | R410A | 2
CASSETTE SPLIT SYSTEM | N/A | PANASONIC | N/A | NA | 0
WALL MOUNTED SPLIT SYSTEM | 4905589 | DAIKIN | RY50GAV1A | R22 | 1.55
WALL MOUNTED SPLIT SYSTEM | 7515805639 | PANASONIC | CU-E21FKR | R410A | 1.29
AIR FAN - EXHAUST | N/A | FANTECH | MRV2 | NA | 0
ROOM AIR CONDITIONING UNIT | C101136 | TECO | LA1204H | NA | 0
WALL MOUNTED SPLIT SYSTEM | 7576401841 | PANASONIC | CUE18JKR | R410A | 1.18
WALL MOUNTED SPLIT SYSTEM | 7576101437 | PANASONIC | CU-E9JKR | R410A | 1
WALL MOUNTED SPLIT SYSTEM | 7576501699 | PANASONIC | CU-E21JKR | R410A | 1.8
WALL MOUNTED SPLIT SYSTEM | 7576405185 | PANASONIC | CU-E18JKR | R410A | 1.18
ROOM AIR CONDITIONING UNIT | N/A | COOL OR COSY | N/A | NA | 0
ROOM AIR CONDITIONING UNIT | 2015 | TECO | LA808Y | R22 | 1
WALL MOUNTED SPLIT SYSTEM | 211KA00126 | LG | LST160H-2 | R22 | 1.5
ROOM AIR CONDITIONING UNIT |  | TEMPERZONE |  | NA | 0
WALL MOUNTED SPLIT SYSTEM | 581404255 | PARKER | CU-C24BKP5 | NA | 0
ROOM AIR CONDITIONING UNIT | UNREADABLE | LG | UNREADABLE | R22 | 2
WALL MOUNTED SPLIT SYSTEM | 3596 | MITSUBISHI | MUZ-GE24VA | R410A | 1.15
WALL MOUNTED SPLIT SYSTEM | 7477400133 | PANASONIC | CS-RE24HKR | NA | 0
WALL MOUNTED SPLIT SYSTEM | 112900167RE | MODULEX | SRK71ZEA-S1 | R410A | 19
ROOM AIR CONDITIONING UNIT | UNREADABLE | COOLINE AC | UNREADABLE | R22 | 2
ROOM AIR CONDITIONING UNIT | N/A | TECO | N/A | NA | 0
ROOM AIR CONDITIONING UNIT | N/A | TECO | N/A | NA | 0
WALL MOUNTED SPLIT SYSTEM | 7553104790 | PARKER | CU-E15HKR | NA | 0
WALL MOUNTED SPLIT SYSTEM | 7556001172 | PANASONIC | CU-RE24HKR | R410A | 1.7
WALL MOUNTED SPLIT SYSTEM | E001323 | DAIKIN | FTKS50KVMA | R410A | 0
WALL MOUNTED SPLIT SYSTEM | 146700015RE | MODULEX | DXC18Z3-S | NA | 0
WALL MOUNTED SPLIT SYSTEM | 137 | HITACHI | RAC-25YHA3 | NA | 0
WALL MOUNTED SPLIT SYSTEM | 7552902633 | PANASONIC | CU-E21HKR | R410A | 0
WALL MOUNTED SPLIT SYSTEM | E001032 | DAIKIN | RXS90FVMA | R410A | 2
WALL MOUNTED SPLIT SYSTEM | E000519 | DAIKIN | RXS90FVMA | R410A | 2
WALL MOUNTED SPLIT SYSTEM | 600004 | MITSUBISHI | MS-A24WV | R410A | 2
WALL MOUNTED SPLIT SYSTEM | 7553000816 | PANASONIC | CU-E18HKR | NA | 0
ROOM AIR CONDITIONING UNIT | 83810879 | KELVINATOR | KWH35HRA | NA | 0
ROOM AIR CONDITIONING UNIT |  | LIEBERT | KANYO1463 | NA | 0
CASSETTE SPLIT SYSTEM | 0780710278R | PARKER | CU-L34DBE5 | NA | 0
CASSETTE SPLIT SYSTEM | 0780710279R | PARKER | CU-L34DBE5 | NA | 0
WALL MOUNTED SPLIT SYSTEM | E017550 | DAIKIN | RXS60JVMA | R410A | 3
WALL MOUNTED SPLIT SYSTEM |  | AIRFACT | AGSG1-12HR | NA | 0
WALL MOUNTED SPLIT SYSTEM |  | AIRFACT | ASGS112HR | NA | 0
WALL MOUNTED SPLIT SYSTEM |  | DAKO |  | NA | 0
ROOM AIR CONDITIONING UNIT | 24580000245 | TEMPERZONE | LA1218Y | NA | 0
WALL MOUNTED SPLIT SYSTEM | 1.169e+17 | YORK | RAJC18FS-AAA-II | R410A | 1.74
WALL MOUNTED SPLIT SYSTEM | 1.169e+18 | YORK | RAJC18FS-AAA-II | R410A | 1.74
WALL MOUNTED SPLIT SYSTEM | 6543002425 | PANASONIC | CU-RE12PKR | R410A | 2
WALL MOUNTED SPLIT SYSTEM | E009475 | FUJITSU | AOTG8LVCB | R410A | 1.15
WALL MOUNTED SPLIT SYSTEM | 7576301833 | PANASONIC | CU-E15JKR | R410A | 0.93
CASSETTE SPLIT SYSTEM |  | SANYO |  | NA | 0
CASSETTE SPLIT SYSTEM | YOV7PAFZ700011P | SAMSUNG | MH080FXBA4BXSA | R410A | 0
WALL MOUNTED SPLIT SYSTEM | UNREADABLE | SAMSUNG | MH026FNEA | R410A | 0
WALL MOUNTED SPLIT SYSTEM | 29361222246 | PANASONIC | CSE9LKR | R410A | 1.8
WALL MOUNTED SPLIT SYSTEM | 7453603038 | PANASONIC | CS-E18GKR | R410A | 3
WALL MOUNTED SPLIT SYSTEM | 9013418 | MITSUBISHI | MSZGE35VA | R410A | 2
WALL MOUNTED SPLIT SYSTEM | 9002527 | MITSUBISHI | MSZ-GE80VA | R410A | 2
ROOM AIR CONDITIONING UNIT | 202KA0033 | KELVINATOR | KR25WR | R22 | 3
ROOM AIR CONDITIONING UNIT | UNREADABLE | TECO RAC | UNREADABLE | R410A | 3
ROOM AIR CONDITIONING UNIT | 17280 | TECO RAC | LA1808Y | R22 | 1.5
ROOM AIR CONDITIONING UNIT | 1037 | TECO RAC | LA1808Y | R22 | 3
WALL MOUNTED SPLIT SYSTEM | E000656 | DAIKIN | RYN35DV1A | R410A | 3
WALL MOUNTED SPLIT SYSTEM | E000653 | DAIKIN | RYN35DV1A | R410A | 3
WALL MOUNTED SPLIT SYSTEM | C101380220511925130086 | ACTRON | SWA24C | R410A | 4
WALL MOUNTED SPLIT SYSTEM | E000654 | DAIKIN | RYN35DV1A | R410A | 3
WALL MOUNTED SPLIT SYSTEM | E000702 | DAIKIN | RYN35DV1A | R410A | 3
WALL MOUNTED SPLIT SYSTEM | 7552816401 | PANASONIC | CU-E24HKR | R410A | 3
AIR FAN - EXHAUST | 0 | AIRFLOW | 0 | NA | 0
AIR FAN - EXHAUST | 0 | AIRFLOW | 0 | NA | 0
WALL MOUNTED SPLIT SYSTEM | E000652 | DAIKIN | RYN35DV1A | R410A | 3
WALL MOUNTED SPLIT SYSTEM | UNREADABLE | DAIKIN | RYN35DV1A | R410A | 2
WALL MOUNTED SPLIT SYSTEM | E000699 | DAIKIN | RYN35DV1A | R410A | 2.5
WALL MOUNTED SPLIT SYSTEM | E000655 | DAIKIN | RYN35DV1A | R410A | 2.5
WALL MOUNTED SPLIT SYSTEM | E000684 | DAIKIN | RYN35DV1A | R410A | 2.5
WALL MOUNTED SPLIT SYSTEM | E000658 | DAIKIN | RYN35DV1A | R410A | 3
WALL MOUNTED SPLIT SYSTEM | 2006484 | MITSUBISHI | MSZ-GE60VA | R410A | 1.55
WALL MOUNTED SPLIT SYSTEM | UNREADABLE | MITSUBISHI | UNREADABLE | NA | 0
WALL MOUNTED SPLIT SYSTEM | 11022 | MITSUBISHI | MSZ-GE35VA | R410A | 1
WALL MOUNTED SPLIT SYSTEM | 17164 | MITSUBISHI | MSZ-GE35VA | R410A | 0.8
WALL MOUNTED SPLIT SYSTEM | 1001341 | MITSUBISHI | MSZ-GE50VA | R410A | 1.55
ROOM AIR CONDITIONING UNIT | 10245600000000 | TECO RAC | LA0198Y | R22 | 2
CASSETTE SPLIT SYSTEM | UNREADABLE | MITSUBISHI | UNREADABLE | R410A | 3
CASSETTE SPLIT SYSTEM |  | MODULEX |  | NA | 0
WALL MOUNTED SPLIT SYSTEM |  | GREGORY |  | NA | 0
WALL MOUNTED SPLIT SYSTEM | T002573 | GREGORY | AOTG30LFTC | NA | 0
WALL MOUNTED SPLIT SYSTEM |  | MODULEX |  | NA | 0
WALL MOUNTED SPLIT SYSTEM |  | MODULEX |  | NA | 0
WALL MOUNTED SPLIT SYSTEM |  | MODULEX |  | NA | 0
WALL MOUNTED SPLIT SYSTEM |  | MODULEX |  | NA | 0
WALL MOUNTED SPLIT SYSTEM |  | MODULEX |  | NA | 0
WALL MOUNTED SPLIT SYSTEM |  | MODULEX |  | NA | 0
WALL MOUNTED SPLIT SYSTEM |  | MODULEX |  | NA | 0
WALL MOUNTED SPLIT SYSTEM |  | MODULEX |  | NA | 0
WALL MOUNTED SPLIT SYSTEM |  | PARKER |  | NA | 0
WALL MOUNTED SPLIT SYSTEM |  | PARKER |  | NA | 0
WALL MOUNTED SPLIT SYSTEM |  | SCHNEIDER |  | NA | 0
ROOM AIR CONDITIONING UNIT | UNREADABLE | TECO RAC | UNREADABLE | R410A | 2
ROOM AIR CONDITIONING UNIT | UNREADABLE | TECO RAC | UNREADABLE | R410A | 2
ROOM AIR CONDITIONING UNIT | UNREADABLE | TECO RAC | UNREADABLE | R410A | 2
WALL MOUNTED SPLIT SYSTEM | E001140 | DAKO | FTSX7FVMA | NA | 0
WALL MOUNTED SPLIT SYSTEM | E001620 | DAKO | RYN60DV1A | NA | 0
AIR FAN - EXHAUST | 0 | SINKO | 0 | NA | 0
AIR COOLED SPLIT SYSTEM | 788401846 | PANASONIC | CU-E18PKR | R410A | 3
WALL MOUNTED SPLIT SYSTEM | E0006478 | DAKO | RXS35J2VMA | NA | 0
WALL MOUNTED SPLIT SYSTEM | 7555106889 | PARKER | CUE12HKR | NA | 0
WALL MOUNTED SPLIT SYSTEM | 7516604111 | PARKER | CU-W12EKR | NA | 0
DUCTED SPLIT SYSTEM | E002634 | DAIKIN | RZYQ7PY1 | R410A | 8
WALL MOUNTED SPLIT SYSTEM | 7515915402 | PANASONIC | CU-E24FKR | R410A | 2
WALL MOUNTED SPLIT SYSTEM | 0338115892RE | MITSUBISHI | SRC71ZE-S1 | NA | 0
WALL MOUNTED SPLIT SYSTEM | 7556000908 | PANASONIC | CU-RE24HKR | NA | 0
WALL MOUNTED SPLIT SYSTEM | 7534709216 | PANASONIC | CE-E28GKR | NA | 0
AIR HANDLING UNIT |  | CAMEO |  | NA | 0
CASSETTE SPLIT SYSTEM | 0777207162R | PARKER | CU-L28DBE5 | NA | 0
AIR FAN - EXHAUST | N/A | S&P | N/A | NA | 0
FIRE DAMPER |  | COLD MAGIC |  | NA | 0
ROOM AIR CONDITIONING UNIT |  | TEMPERZONE |  | NA | 0
SMOKE DAMPERS |  | NULL |  | NA | 0
SMOKE DAMPERS |  | NULL |  | NA | 0
WALL MOUNTED SPLIT SYSTEM | E001609 | DAKO | RXS80KAVMA | NA | 0
CASSETTE SPLIT SYSTEM | E007965 | DAIKIN | RY50GAV1A | R410A | 2
WALL MOUNTED SPLIT SYSTEM | 6625301683 | PANASONIC | CU-RE18MKR | NA | 0
WALL MOUNTED SPLIT SYSTEM | 7575606326 | PANASONIC | CU-RE9JKR | R410A | 0
WALL MOUNTED SPLIT SYSTEM | 6625201356 | PANASONIC | CU-E18MKR | R410A | 1.31
WALL MOUNTED SPLIT SYSTEM | Y3GNPAEZA00315F | SAMSUNG | AQV18UWAX | R410A | 1.45
AIR FAN - EXHAUST | 0 | S&P | 0 | NA | 0
WALL MOUNTED SPLIT SYSTEM | 1375 | MITSUBISHI | MUZ-GE60VA | R410A | 0
CASSETTE SPLIT SYSTEM | 0778111111R | PANASONIC | CU-L43DBE5 | R410A | 5
WALL MOUNTED SPLIT SYSTEM | F037507 | PARKER | CU-RE12JKR | NA | 0
WALL MOUNTED SPLIT SYSTEM | 7476307591 | PANASONIC | CS-E28HKR | R410A | 3
WALL MOUNTED SPLIT SYSTEM | E001571 | DAIKIN | RXYQ8PAY19 | R410A | 1
WALL MOUNTED SPLIT SYSTEM | EOO7821 | DAIKIN | FXAG50GMXA | R410A | 1
WALL MOUNTED SPLIT SYSTEM | EQ11901 | DAIKIN | FXAQ32MAVE | R410A | 1
WALL MOUNTED SPLIT SYSTEM | EQ11901 | DAIKIN | FXAQ32MAVE | R410A | 1
WALL MOUNTED SPLIT SYSTEM |  | DAKO |  | NA | 0
WALL MOUNTED SPLIT SYSTEM | 0001311 T | MITSUBISHI | MSZ-GE80VA | R410A | 3
WALL MOUNTED SPLIT SYSTEM | 1316 | MITSUBISHI | MUZ - GE80VA | R410A | 3
WALL MOUNTED SPLIT SYSTEM | 1322 | MITSUBISHI | MUZ - GE80VA | R410A | 3
WALL MOUNTED SPLIT SYSTEM | 9006481 | MITSUBISHI | MUZ - GE80VA | R410A | 3
WALL MOUNTED SPLIT SYSTEM | 9005775 | MITSUBISHI | MUZ - GE80VA | R410A | 3
WALL MOUNTED SPLIT SYSTEM | 1380 | MITSUBISHI | MUZ - GE80VA | R410A | 3
ROOM AIR CONDITIONING UNIT | 808157000000 | TEMPERZONE | LA1206Y | NA | 0
DUCTED SPLIT SYSTEM | VH79R533G60 | MITSUBISHI | PUHZ-RP140VKA | R410A | 5
ROOM AIR CONDITIONING UNIT | N/A | TEMPERZONE | DBA - 02200 | NA | 0
WALL MOUNTED SPLIT SYSTEM | E014208 | DAKO | RXS60KVMA | NA | 0
WALL MOUNTED SPLIT SYSTEM | E014459 | DAKO | RXS60KVMA | NA | 0
SWITCHBOARD MECHANICAL | 0 | NULL | 0 | NA | 0
ROOM AIR CONDITIONING UNIT | HBB-02269 | TEMPERZONE | LA1204H | NA | 0
WALL MOUNTED SPLIT SYSTEM | E001611 | DAIKIN | RXS46KVMA | R410A | 4
CASSETTE SPLIT SYSTEM | 0780709840R | PANASONIC | CU-L34DBE5 | R410A | 5
WALL MOUNTED SPLIT SYSTEM | E004315 | DAIKIN | RXS46KVMA | R410A | 3
WALL MOUNTED SPLIT SYSTEM | E004313 | DAIKIN | RXS46KVMA | R410A | 3
WALL MOUNTED SPLIT SYSTEM | N/A | YORK | N/A | R410A | 3
WALL MOUNTED SPLIT SYSTEM | E017286 | DAIKIN | RXS35KVMA | R410A | 3
AIR FAN - OUTSIDE |  | WORMALD | 65875 | NA | 0
CASSETTE SPLIT SYSTEM | UNREADABLE | MITSUBISHI | SLZ-KA25VA | R410A | 3
CASSETTE SPLIT SYSTEM | 74P00125 | MITSUBISHI | SUZUKI-KA25VA | R410A | 3
AIR FAN - EXHAUST |  | AIRFLOW |  | NA | 0
AIR FAN - EXHAUST |  | AIRFLOW |  | NA | 0
ROOM AIR CONDITIONING UNIT | 007TAGH00199 | LIEBERT | W18UHM-NB61 | NA | 0
ROOM AIR CONDITIONING UNIT | TBA | TEMPERZONE | TBA | NULL | NULL
ROOM AIR CONDITIONING UNIT | TBA | TEMPERZONE | TBA | NULL | NULL
WALL MOUNTED SPLIT SYSTEM | E024653 | DAKO | RXS35EBVMA | NA | 0
WALL MOUNTED SPLIT SYSTEM | E024860 | DAKO | RXS35EBVMA | NA | 0
WALL MOUNTED SPLIT SYSTEM | E024821 | DAKO | RXS35EBVMA | NA | 0
WALL MOUNTED SPLIT SYSTEM | E024823 | DAKO | RXS35EBVMA | NA | 0
WALL MOUNTED SPLIT SYSTEM | E024854 | DAKO | RXS35EBVMA | NA | 0
WALL MOUNTED SPLIT SYSTEM | E024815 | DAKO | RXS35EBVMA | NA | 0
WALL MOUNTED SPLIT SYSTEM | E021408 | DAIKIN | RXS25EBVMA | NA | 0
WALL MOUNTED SPLIT SYSTEM | E024344 | DAKO | RXS35EBVMA | NA | 0
WALL MOUNTED SPLIT SYSTEM | E002081 | DAKO | RXS35EBVMA | NA | 0
WALL MOUNTED SPLIT SYSTEM | E000604 | DAKO | RXS35EBVMA | NA | 0
WALL MOUNTED SPLIT SYSTEM | E024651 | DAKO | RXS35EBVMA | NA | 0
WALL MOUNTED SPLIT SYSTEM | E024822 | DAKO | RXS35EBVMA | NA | 0
WALL MOUNTED SPLIT SYSTEM | N/A | MITSUBISHI | N/A | NA | 0
WALL MOUNTED SPLIT SYSTEM | E015798 | DAKO | RXS50JVMA | NA | 0
WALL MOUNTED SPLIT SYSTEM | UNREADABLE | YORK | RAHA24FSAAAA-IIS | R22 | 25
WALL MOUNTED SPLIT SYSTEM | N/A | YORK | N/A | R410A | 0
ROOM AIR CONDITIONING UNIT |  | TECO |  | NA | 0
ROOM AIR CONDITIONING UNIT | N/A | LIEBERT | N/A | NA | 0
WALL MOUNTED SPLIT SYSTEM | 7571100140 | PANASONIC | CU-E12CKP5 | R410A | 0
DUCTED SPLIT SYSTEM | K10252046KF | MITSUBISHI | FDC100VN | R410A | 2
DUCTED SPLIT SYSTEM | K10252115KF | MITSUBISHI | FDC100VN | R410A | 3.8
CASSETTE SPLIT SYSTEM | 1000259T | MITSUBISHI | MXZ4C71VA | R410A | 4
ROOM AIR CONDITIONING UNIT | NA | KELVINATOR | EWH12HRB | NA | 0
ROOM AIR CONDITIONING UNIT | N/A | ELECTROLUX | EW12HRB | NA | 0
ROOM AIR CONDITIONING UNIT | 920RB50800475 | LG | LWN224RH4 | R22 | 1.1
ROOM AIR CONDITIONING UNIT | 920RB50800430 | LG | LWN224RH4 | R22 | 1.1
ROOM AIR CONDITIONING UNIT | 920RB-50800441 | LG | LWN224RH4 | R22 | 1.1
ROOM AIR CONDITIONING UNIT | 23170400000000000 | YORK | YHUEEO9C5R | R410A | 1
WALL MOUNTED SPLIT SYSTEM | YD00XPPAPZ700115D | SAMSUNG | AQV24NSFX | R410A | 1.75
WALL MOUNTED SPLIT SYSTEM | Y04WPAEQ700018H | SAMSUNG | AQV18NSDA | R410A | 1.45
CASSETTE SPLIT SYSTEM | COO5095 | DAKO | RZQ125HY4A | R22 | 2
WALL MOUNTED SPLIT SYSTEM | E001588 | GREGORY | AOTG12LVCB | NA | 0
WALL MOUNTED SPLIT SYSTEM | E001567 | GREGORY | AOTG12LVCB | NA | 0
WALL MOUNTED SPLIT SYSTEM | 7534405255 | PANASONIC | CU-E18GKR | R410A | 1.2
WALL MOUNTED SPLIT SYSTEM | 7516002999 | PANASONIC | CU-E28FKR | R410A | 1.7
WALL MOUNTED SPLIT SYSTEM | 7552900596 | PANASONIC | CU-E21HKR | R410A | 1.2
WALL MOUNTED SPLIT SYSTEM | 7534304734 | PANASONIC | CU-E15GKR | R410A | 1.01
WALL MOUNTED SPLIT SYSTEM | 7536102302 | PANASONIC | CU-RE9GKR | R410A | 1.5
WALL MOUNTED SPLIT SYSTEM | 7534405419 | PANASONIC | CU-E18GKR | R410A | 1.2
WALL MOUNTED SPLIT SYSTEM | 7553006759 | PANASONIC | CU-E18HKR | R410A | 1.2
WALL MOUNTED SPLIT SYSTEM | 7556001523 | PANASONIC | CU-RE24HKR | R410A | 2
WALL MOUNTED SPLIT SYSTEM | 7516107873 | PANASONIC | CU-W24EKR | R410A | 2.03
WALL MOUNTED SPLIT SYSTEM | 7534700120 | PANASONIC | CU-E28GKR | R410A | 1.69
WALL MOUNTED SPLIT SYSTEM | C101383330511B10120373 | TECO | TSO36HFAMJBB | R410A | 1.28
WALL MOUNTED SPLIT SYSTEM | 0 | TECO | TSO36HFAMJBB | R410A | 1
AIR COOLED SPLIT SYSTEM | 3939305333 | PANASONIC | CS-E12PKR | R410A | 3
CRAC UNIT | N/A | LOVELOCK LUKE | N/A | NA | 0
WALL MOUNTED SPLIT SYSTEM | 750210715 | PANASONIC | CU-A12CKP5 | R22 | 2
WALL MOUNTED SPLIT SYSTEM | 750210755 | PANASONIC | CU-A12CKP5 | R22 | 2
ROOM AIR CONDITIONING UNIT | 41930147 | KELVINATOR | R10L | R22 | 1.5
ROOM AIR CONDITIONING UNIT | RWRDVO572M | COOLINE AC | LCB20BIXCIIPW | R22 | 1.35
ROOM AIR CONDITIONING UNIT | 1332302002 | PANASONIC | CW-A240ER | R22 | 1.08
ROOM AIR CONDITIONING UNIT | RWTVZ0092M | COOLINE AC | LHB24BIHDIIPW | R22 | 1445
ROOM AIR CONDITIONING UNIT | n/a | TEMPERZONE | n/a | NA | 0
ROOM AIR CONDITIONING UNIT | NA | TEMPERZONE | NA | NA | 0
WALL MOUNTED SPLIT SYSTEM | N/A | HITACHI | N/A | NA | 0
ROOM AIR CONDITIONING UNIT |  | PARKER |  | NA | 0
ROOM AIR CONDITIONING UNIT | N/A | KIRBY | N/A | NA | 0
ROOM AIR CONDITIONING UNIT | N/A | KIRBY | N/A | NA | 0
ROOM AIR CONDITIONING UNIT | UNREADABLE | LG | UNREADABLE | NA | 0
ROOM AIR CONDITIONING UNIT | UNREADABLE | TECO | UNREADABLE | NA | 0
ROOM AIR CONDITIONING UNIT | N/A | TECO | LA0908Y | NA | 0
CASSETTE SPLIT SYSTEM | 300873 | PANASONIC | CS-80U32JP | R22 | 4
AIR HANDLING UNIT |  | NULL |  | NA | 0
CASSETTE SPLIT SYSTEM | 9904451 | DAKO | RY50GV1A7 | NA | 0
CASSETTE SPLIT SYSTEM | 9904441 | DAKO | RY50GV1A7 | NA | 0
AIR HANDLING UNIT |  | DAIKIN |  | NA | 0
CHILLER - AIR COOLED | U99H00340 | TRITEC ELECT | RTHC1D2UOEOF2L3F3LFV000 | NA | 0
CHILLER - AIR COOLED | U99H00339 | TRITEC ELECT | RTHC1D2UOEOF2L3F3LFV000 | NA | 0
CHILLER - AIR COOLED | U98005305 | TRITEC ELECT | RTWA125KY00100DOW | NA | 0
DUCTED SPLIT SYSTEM | ZC0712 | AQUA | CRC2353 | NA | 0
DUCTED SPLIT SYSTEM | 201946 | AQUA | X4511 | NA | 0
CHILLER - CENTRIFUGAL | U02B03312 | TRANE | RTHV1V2UOHOB3L3C2LF0000D | R22 | 195
AIR FAN - EXHAUST |  | NULL |  | NA | 0
AIR FAN - EXHAUST |  | FEDERAL | AP0804BP14B022 | NA | 0
AIR FAN - EXHAUST |  | FEDERAL |  | NA | 0
WALL MOUNTED SPLIT SYSTEM | C101381400111926120172 | AIRHANDLER | SWA09E | R410A | 2
WALL MOUNTED SPLIT SYSTEM | UNABLE TO READ | AIRHANDLER | SWA09C | R410A | 2
AIR HANDLING UNIT | TBA | FAN COIL INC | TBA | NA | 0
ROOM AIR CONDITIONING UNIT | UNREADABLE | TECO RAC | UNREADABLE | R22 | 2
AIR COOLED SPLIT SYSTEM | 3464900 | PANASONIC | CS -E18PKR | R410A | 3
AIR FAN - EXHAUST |  | SINKO |  | NA | 0
WALL MOUNTED SPLIT SYSTEM |  | ZEIL |  | NA | 0
AIR FAN - EXHAUST |  | EXPIER |  | NA | 0
AIR FAN - EXHAUST |  | EXPIER |  | NA | 0
AIR FAN - EXHAUST | 0 | NULL | 0 | NA | 0
ROOM AIR CONDITIONING UNIT |  | PANASONIC | IS4053 | NA | 0
WALL MOUNTED SPLIT SYSTEM | N/A | NULL | N/A | R410A | 3
CHILLED WATER PUMP | N/A | GRUNDFOS | N/A | NA | 0
CHILLED WATER PUMP | N/A | GRUNDFOS | N/A | NA | 0
CASSETTE SPLIT SYSTEM | UNREADABLE | LG | UNREADABLE | R22 | 3
CASSETTE SPLIT SYSTEM | UNREADABLE | LG | UNREADABLE | R410A | 3
WALL MOUNTED SPLIT SYSTEM | 4907781 | DAIKIN | RXD80CV4 | R410A | 3
WALL MOUNTED SPLIT SYSTEM | UNREADABLE | HITACHI | UNREADABLE | R410A | 1.5
WALL MOUNTED SPLIT SYSTEM | UNREADABLE | HITACHI | UNREADABLE | R22 | 1.5
ROOM AIR CONDITIONING UNIT | 60083T | TEMPERZONE | LA1249YFHS | NA | 0
ROOM AIR CONDITIONING UNIT | 49 | TECO | LA1206Y | NA | 0
ROOM AIR CONDITIONING UNIT | 810-16052-0630 | TECO | LA1206Y | NA | 0
DUCTED SPLIT SYSTEM | 202392-K12 | PARKER | CU-80C52XP | NA | 0
ROOM AIR CONDITIONING UNIT | 0 | GJ WALKER | 0 | NA | 0
AIR HANDLING UNIT |  | AQUATHERM | SHM090-610-L | NA | 0
WALL MOUNTED SPLIT SYSTEM | 366604979 | PANASONIC | CS-E21CKR | R410A | 3
AIR HANDLING UNIT |  | NULL |  | NA | 0
FAN COIL UNIT - DUCTED |  | MONARCH | MDB075BW-AAAS | NA | 0
SWITCHBOARD MECHANICAL |  | NULL |  | NA | 0
AIR FAN - EXHAUST |  | NULL |  | NA | 0
ROOM AIR CONDITIONING UNIT | UNREADABLE | CORMORANT | N10789 | R22 | 1
SWITCHBOARD MECHANICAL |  | NULL |  | NA | 0
WALL MOUNTED SPLIT SYSTEM | 1000231T | MITSUBISHI | MUZ-GE35VA | R410A | 0
WALL MOUNTED SPLIT SYSTEM | 363621823 | PANASONIC | CS-E15CKP | R410A | 3
ROOM AIR CONDITIONING UNIT | N/A | LIEBERT | N/A | NA | 0
ROOM AIR CONDITIONING UNIT | N/A | TEMPERZONE | N/A | NA | 0
ROOM AIR CONDITIONING UNIT | NA | TECO RAC | NA | R410A | 0
CASSETTE SPLIT SYSTEM |  | SCHNEIDER |  | NA | 0
CASSETTE SPLIT SYSTEM |  | SCHNEIDER |  | NA | 0
ROOM AIR CONDITIONING UNIT | TBA | KELVINATOR | TBA | NULL | NULL
CASSETTE SPLIT SYSTEM | 57619 | SANYO | SPW-C253GH5 | R22 | 3
CASSETTE SPLIT SYSTEM | 57519 | SANYO | SPW-C253GH5 | R22 | 0
CASSETTE SPLIT SYSTEM |  | SCHNEIDER |  | NA | 0
CASSETTE SPLIT SYSTEM |  | SCHNEIDER |  | NA | 0
CASSETTE SPLIT SYSTEM |  | SCHNEIDER |  | NA | 0
CASSETTE SPLIT SYSTEM |  | SCHNEIDER |  | NA | 0
CASSETTE SPLIT SYSTEM |  | SCHNEIDER |  | NA | 0
CASSETTE SPLIT SYSTEM |  | SCHNEIDER |  | NA | 0
CASSETTE SPLIT SYSTEM |  | SCHNEIDER |  | NA | 0
CASSETTE SPLIT SYSTEM |  | SCHNEIDER |  | NA | 0
CASSETTE SPLIT SYSTEM |  | SCHNEIDER |  | NA | 0
CASSETTE SPLIT SYSTEM |  | SCHNEIDER |  | NA | 0
CASSETTE SPLIT SYSTEM |  | SCHNEIDER |  | NA | 0
CASSETTE SPLIT SYSTEM |  | SCHNEIDER |  | NA | 0
CASSETTE SPLIT SYSTEM |  | SCHNEIDER |  | NA | 0
WALL MOUNTED SPLIT SYSTEM | S-95732 | SANYO | SAP - C92AH | R22 | 0
WALL MOUNTED SPLIT SYSTEM | 7477500128 | PANASONIC | CS-RE28HKR | R410A | 3
WALL MOUNTED SPLIT SYSTEM | 788401846 | PARKER | CU-B180KR | NA | 0
WALL MOUNTED SPLIT SYSTEM | E018414 | DAIKIN | RXS25EBVMA | R410A | 1
AIR FAN - EXHAUST | A1310 | S&P | HXM-250 | NA | 0
AIR FAN - EXHAUST | A1310 | S&P | HXM-250 | NA | 0
FIRE DAMPER |  | NULL |  | NA | 0
ROOM AIR CONDITIONING UNIT | N/A | NULL | N/A | NA | 0
ROOM AIR CONDITIONING UNIT |  | GJ WALKER |  | NA | 0
ROOM AIR CONDITIONING UNIT | C0101004470107A071120143 | LENNOX | LNC0504802201 | R22 | 2
ROOM AIR CONDITIONING UNIT | N/A | LENNOX | N/A | R22 | 2
ROOM AIR CONDITIONING UNIT | C101004470107A07120143 | LG | LNC0504802201 | R410A | 2
WALL MOUNTED SPLIT SYSTEM | 400132 | EMAIL | C12HA | R22 | 0
WALL MOUNTED SPLIT SYSTEM | NA | YORK | HLJA12FS-AAR-II | R22 | 3
ROOM AIR CONDITIONING UNIT | UNREADABLE | FUJITSU | UNREADABLE | R410A | 0
ROOM AIR CONDITIONING UNIT | 6233C260 | MITSUBISHI | KR18MG | R22 | 900
WALL MOUNTED SPLIT SYSTEM | 1856011 | YORK | HLJA12FS-AAR-II | R22 | 1.12
WALL MOUNTED SPLIT SYSTEM | 0 | ZEIL | RAHA18FSAAA-II | NA | 0
SWITCHBOARD MECHANICAL | N/A | NULL | N/A | NA | 0
PACKAGED AIR CONDITIONING UNIT | 644826 | AQUA | S0160VR9DA | NA | 0
ROOM AIR CONDITIONING UNIT | 91601037 | KIRBY | KWH35HRA | NA | 0
ROOM AIR CONDITIONING UNIT | N/A | KIRBY | N/A | NA | 0
ROOM AIR CONDITIONING UNIT | N/A | KIRBY | N/A | NA | 0
ROOM AIR CONDITIONING UNIT | N/A | PARKER | N/A | NA | 0
ROOM AIR CONDITIONING UNIT | N/A | PARKER | N/A | NA | 0
ROOM AIR CONDITIONING UNIT | N/A | TEMPERZONE | N/A | NA | 0
ROOM AIR CONDITIONING UNIT | NO SERIAL | LG | LWM185H-6 | R22 | 1
ROOM AIR CONDITIONING UNIT | 608KAGS01911 | LG | LWM185RH-6 | R22 | 1
ROOM AIR CONDITIONING UNIT | 608KADT01914 | LG | LWM185RH-6 | R22 | 1
ROOM AIR CONDITIONING UNIT | NA | LG | LWM185RH-6 | R22 | 1
ROOM AIR CONDITIONING UNIT | N/A | LG | N/A | NA | 0
ROOM AIR CONDITIONING UNIT | NA | LG | LWM185RH-6 | R22 | 1
ROOM AIR CONDITIONING UNIT | NA | LG | LWM185RH-6 | R22 | 1
ROOM AIR CONDITIONING UNIT | 241538000000 | TECO RAC | LA2308YS | R22 | 1
ROOM AIR CONDITIONING UNIT | UNREADABLE | KELVINATOR | KR23F | R22 | 1
ROOM AIR CONDITIONING UNIT | 3701Y00110 | CARRIER | UF-150H-1 | R22 | 1
ROOM AIR CONDITIONING UNIT | N/A | KELVINATOR | N/A | NA | 0
ROOM AIR CONDITIONING UNIT | N/A | PANASONIC | N/A | NA | 0
ROOM AIR CONDITIONING UNIT | 1328204304 | PANASONIC | CW-A170SR | R22 | 1
ROOM AIR CONDITIONING UNIT | 607-10708-0179 | TECO | LA1800Y | R22 | 1.45
WALL MOUNTED SPLIT SYSTEM | B1162701848C68291 | COOL OR COSY | COC12HRN1 | R410A | 1.1
WALL MOUNTED SPLIT SYSTEM | NA | COOL OR COSY | COC12HRN1 | R410A | 1.05
WALL MOUNTED SPLIT SYSTEM | 1.7812e+18 | COOL OR COSY | COC24HRN1 | R410A | 2.5
WALL MOUNTED SPLIT SYSTEM | NA | COOL OR COSY | COC09HRN1 | R410A | 0.92
WALL MOUNTED SPLIT SYSTEM | NA | COOL OR COSY | COC24HRN1 | R410A | 2.5
WALL MOUNTED SPLIT SYSTEM | 0 | COOL OR COSY | COC09HRN1 | R410A | 1
WALL MOUNTED SPLIT SYSTEM | N/A | COOL OR COSY | COC24HRN1 | R410A | 2.5
CASSETTE SPLIT SYSTEM | 1.1303e+18 | COOL OR COSY | COC09HRN1 | R410A | 1
WALL MOUNTED SPLIT SYSTEM | NA | COOL OR COSY | COC09HRN1 | R410A | 1
WALL MOUNTED SPLIT SYSTEM | NA | COOL OR COSY | COC24HRN1 | R410A | 2.5
WALL MOUNTED SPLIT SYSTEM | NA | COOL OR COSY | COC09HRN1 | R410A | 1
WALL MOUNTED SPLIT SYSTEM | NA | COOL OR COSY | COC24HRN1 | R410A | 1
WALL MOUNTED SPLIT SYSTEM | NA | COOL OR COSY | COC24HRN1 | R410A | 2.5
ROOM AIR CONDITIONING UNIT | 1370 | KELVINATOR | KR20F | R22 | 1.25
ROOM AIR CONDITIONING UNIT | 50130707 | KELVINATOR | KR18MB | R22 | 0.9
ROOM AIR CONDITIONING UNIT | UNREADABLE | KELVINATOR | UNREADABLE | R22 | 1
ROOM AIR CONDITIONING UNIT | UNREADABLE | KELVINATOR | UNREADABLE | R22 | 2
ROOM AIR CONDITIONING UNIT | N/A | FUJITSU | AKT9RCS-W | NA | 0
WALL MOUNTED SPLIT SYSTEM | N/A | TECO | LT1209Y | NA | 0
WALL MOUNTED SPLIT SYSTEM | N/A | TECO | N/A | NA | 0
WALL MOUNTED SPLIT SYSTEM | N/A | TEMPERZONE | N/A | NA | 0
WALL MOUNTED SPLIT SYSTEM | N/A | NULL | N/A | NA | 0
AIR FAN - EXHAUST | N/A | NULL | N/A | NA | 0
AIR FAN - EXHAUST | N/A | NULL | N/A | NA | 0
AIR FAN - EXHAUST | N/A | NULL | N/A | NA | 0
AIR FAN - EXHAUST | N/A | FANTECH | N/A | NA | 0
AIR FAN - EXHAUST | N/A | FANTECH | N/A | NA | 0
AIR FAN - EXHAUST | N/A | FANTECH | N/A | NA | 0
AIR FAN - EXHAUST | N/A | FANTECH | N/A | NA | 0
AIR FAN - EXHAUST | N/A | FANTECH | N/A | NA | 0
AIR FAN - EXHAUST | N/A | FANTECH | N/A | NA | 0
AIR FAN - EXHAUST | N/A | FANTECH | N/A | NA | 0
AIR FAN - EXHAUST | N/A | FANTECH | N/A | NA | 0
ROOM AIR CONDITIONING UNIT | NA | COOLINE AC | NA | R22 | 0.6
ROOM AIR CONDITIONING UNIT |  | GJ WALKER |  | NA | 0
ROOM AIR CONDITIONING UNIT | N/A | KELVINATOR | N/A | NA | 0
CASSETTE SPLIT SYSTEM | 20454902 11014 | MCQUAY | MLC025BRAFDI | R22 | 2
WALL MOUNTED SPLIT SYSTEM | 788202445 | PARKER | CU-E15DKR | NA | 0
WALL MOUNTED SPLIT SYSTEM | R000381 | FUJITSU | AUTA301BLU | NA | 0
ROOM AIR CONDITIONING UNIT | 6233C260 | KELVINATOR | KR18KG | R22 | 1
AIR FAN - EXHAUST | 0 | AIRFLOW | 0 | NA | 0
AIR FAN - EXHAUST | A0210 | SINKO | HXM-350 | NA | 0
AIR FAN - EXHAUST | UNREADABLE | NULL | UNREADABLE | NA | 0
AIR FAN - EXHAUST | UNREADABLE | NULL | UNREADABLE | NA | 0
WALL MOUNTED SPLIT SYSTEM | 7434316769 | PANASONIC | CS-E24FKR | R410A | 3
ROOM AIR CONDITIONING UNIT |  | GJ WALKER |  | NA | 0
ROOM AIR CONDITIONING UNIT | 73706243 | KIRBY | KWH26HRA | NA | 0
AIR HANDLING UNIT |  | DAIKIN |  | NA | 0
AIR HANDLING UNIT |  | DAIKIN |  | NA | 0
FAN COIL UNIT - DUCTED | 034191JY | MUNTERS | MLH09R60P | NA | 0
UPRIGHT SINGLE DOOR FRIDGE |  | NULL |  | NA | 0
UPRIGHT SINGLE DOOR FRIDGE |  | NULL |  | NA | 0
UPRIGHT SINGLE DOOR FRIDGE |  | NULL |  | NA | 0
UPRIGHT SINGLE DOOR FRIDGE |  | NULL |  | NA | 0
UPRIGHT SINGLE DOOR FRIDGE |  | NULL |  | NA | 0
UPRIGHT SINGLE DOOR FRIDGE |  | NULL |  | NA | 0
UPRIGHT SINGLE DOOR FRIDGE |  | NULL |  | NA | 0
UPRIGHT SINGLE DOOR FRIDGE |  | NULL |  | NA | 0
UPRIGHT SINGLE DOOR FRIDGE |  | NULL |  | NA | 0
UPRIGHT SINGLE DOOR FRIDGE |  | NULL |  | NA | 0
UPRIGHT SINGLE DOOR FRIDGE |  | NULL |  | NA | 0
UPRIGHT SINGLE DOOR FRIDGE |  | NULL |  | NA | 0
UPRIGHT SINGLE DOOR FRIDGE |  | NULL |  | NA | 0
UPRIGHT SINGLE DOOR FRIDGE |  | NULL |  | NA | 0
SWITCHBOARD MECHANICAL |  | NULL |  | NA | 0
AIR HANDLING UNIT |  | DAIKIN |  | NA | 0
CHILLED WATER PUMP | 34279-1 | ALCAIR | 201421D | NA | 0
CHILLED WATER PUMP | 344 | HARDLAND | 2RMEC11C | NA | 0
CHILLED WATER PUMP | 344 | HARDLAND | 2RMEC11C | NA | 0
CHILLED WATER PUMP | 408C050004 | TEMPERZONE | AEMB-UCC26 | NA | 0
COOLING TOWER |  | LENCO |  | NA | 0
COOLING TOWER |  | LENCO |  | NA | 0
SWITCHBOARD MECHANICAL |  | DAIKIN |  | NA | 0
CASSETTE SPLIT SYSTEM | 4297X47153 | CARRIER | 980CA036-923 | R22 | 4.6
ELECTRIC DUCT HEATER | NA | NULL | REMOVED | NA | 0
AIR FAN - EXHAUST |  | NULL |  | NA | 0
FAN COIL UNIT - DUCTED | UNREADABLE | CARRIER | UNREADABLE | NA | 0
ROOM AIR CONDITIONING UNIT | UNREADABLE | CORMORANT | N10789 | R22 | 1
ROOM AIR CONDITIONING UNIT |  | KIRBY |  | NA | 0
ROOM AIR CONDITIONING UNIT |  | GJ WALKER |  | NA | 0
ROOM AIR CONDITIONING UNIT |  | GJ WALKER |  | NA | 0
ROOM AIR CONDITIONING UNIT | 1079650001116 | TECO | TWW27CFB | R410A | 2
ROOM AIR CONDITIONING UNIT |  | GJ WALKER |  | NA | 0
ROOM AIR CONDITIONING UNIT | NA | LG | NA | NA | 0
AIR FAN - EXHAUST | 0 | MANROSE | 0 | NA | 0
WALL MOUNTED SPLIT SYSTEM | 7515701156 | PARKER | CU -E18FKR | NA | 0
ROOM AIR CONDITIONING UNIT | KBE02404 | TECO RAC | TW1W60CFBG | R410A | 2
ROOM AIR CONDITIONING UNIT | C101005970107A15120038 | ATLANTIC | LNC0504802201 | NA | 0
SWITCHBOARD MECHANICAL | N/A | NULL | N/A | NA | 0
CASSETTE SPLIT SYSTEM | YOUJPAFB300011L | SANYO | UH140EAV | NA | 0
ROOM AIR CONDITIONING UNIT | 3810 | PANASONIC | LA0900Y | R22 | 1.5
UNDER CEILING SPLIT SYSTEM |  | PARKER |  | NA | 0
ROOM AIR CONDITIONING UNIT | RWRDV0657M | GJ WALKER | LCB20BIXCIIPW | NA | 0
ROOM AIR CONDITIONING UNIT | 2013370002339 | TECO RAC | LA1208Y | R22 | 980
ROOM AIR CONDITIONING UNIT | N/A | TECO | N/A | NA | 0
ROOM AIR CONDITIONING UNIT | N/A | TECO | N/A | NA | 0
AIR HANDLING UNIT | N/A | TRANE | N/A | NA | 0
DUCTED SPLIT SYSTEM | 799601410 | PANASONIC | CU-B34DBE5 | R410A | 2.7
ROOM AIR CONDITIONING UNIT |  | KELVINATOR |  | NA | 0
ROOM AIR CONDITIONING UNIT |  | KELVINATOR |  | NA | 0
ROOM AIR CONDITIONING UNIT |  | KELVINATOR |  | NA | 0
ROOM AIR CONDITIONING UNIT |  | TECO | LA1204H | NA | 0
ROOM AIR CONDITIONING UNIT |  | KELVINATOR | KR25WR | R22 | 108
ROOM AIR CONDITIONING UNIT |  | KELVINATOR | KR25WR | R22 | 1080
ROOM AIR CONDITIONING UNIT |  | KELVINATOR | KR25WR | R22 | 1080
ROOM AIR CONDITIONING UNIT | 1717802099 | PANASONIC | CW-C72KR | R22 | 480
ROOM AIR CONDITIONING UNIT |  | TECO | LA1204H | NA | 0
ROOM AIR CONDITIONING UNIT |  | KELVINATOR |  | NA | 0
CHILLED BEAMS - PASSIVE |  | NULL |  | NA | 0
CHILLED WATER PUMP | 87312229 | GRUNDFOS | 132SC2-38FF265-D1 | NA | 0
CHILLED BEAMS - PASSIVE | N/A | NULL | N/A | NA | 0
CHILLER - AIR COOLED | 2200070748 | NEC | HCG 301 | NA | 0
CHILLER - AIR COOLED | 2200070748 | MTA HCYGNUS | HCG 301 | NA | 0
ISLAND CASE FREEZER |  | SIGREST DESIGN | SQX62 | NA | 0
PACKAGED AIR CONDITIONING UNIT | 861179 | APAC | P064AHC9AD | R22 | 10
SWITCHBOARD MECHANICAL |  | NULL |  | NA | 0
SWITCHBOARD MECHANICAL | N/A | NULL | N/A | NA | 0
SWITCHBOARD MECHANICAL |  | NULL |  | NA | 0
WALL MOUNTED SPLIT SYSTEM | N/A | PANASONIC | N/A | NA | 0
ROOM AIR CONDITIONING UNIT |  | KIRBY |  | NA | 0
ROOM AIR CONDITIONING UNIT |  | KIRBY |  | NA | 0
ROOM AIR CONDITIONING UNIT |  | KIRBY |  | NA | 0
ROOM AIR CONDITIONING UNIT |  | KIRBY |  | NA | 0
ROOM AIR CONDITIONING UNIT | N/A | TECO | N/A | NA | 0
ROOM AIR CONDITIONING UNIT | N/A | TECO | N/A | NA | 0
ROOM AIR CONDITIONING UNIT | N/A | TECO | N/A | NA | 0
ROOM AIR CONDITIONING UNIT | LNC 0504802201 | LENNOX | N/A | R22 | 2.5
ROOM AIR CONDITIONING UNIT | UNREADABLE | TECO RAC | UNREADABLE | R22 | 2
ROOM AIR CONDITIONING UNIT | N/A | TEMPERZONE | N/A | NA | 0
ROOM AIR CONDITIONING UNIT | NA | LENNOX | NA | R410A | 0
VARIABLE AIR VOLUME UNITS |  | ZEIL |  | NA | 0
CHILLED WATER PUMP |  | MTA HCYGNUS |  | NA | 0
CONDENSER WATER PUMP | 22G99A25 | TCL | 125X100-315 | NA | 0
CASSETTE SPLIT SYSTEM | 9904233 | DAKO | RY60GV1A7 | NA | 0
SWITCHBOARD MECHANICAL |  | DAIKIN |  | NA | 0
ROOM AIR CONDITIONING UNIT | UNREADABLE | LENNOX | UNREADABLE | NA | 0
ROOM AIR CONDITIONING UNIT | UNREADABLE | FUJITSU | UNREADABLE | R22 | 1
WALL MOUNTED SPLIT SYSTEM | 715313524 | PANASONIC | CU-E24PKR | R22 | 0
WALL MOUNTED SPLIT SYSTEM | 715313524 | PARKER | CU-2473KR | NA | 0
ROOM AIR CONDITIONING UNIT | TBA | DAIKIN | TBA | NULL | NULL
AIR FAN - EXHAUST |  | LUKE |  | NA | 0
ROOM AIR CONDITIONING UNIT | NA | TECO RAC | NA | R410A | 0
ROOM AIR CONDITIONING UNIT |  | COOLINE AC |  | NA | 0
WALL MOUNTED SPLIT SYSTEM | 920PB-10700223-6U1750 | KIRBY | KSR20F-01 | NA | 0
WALL MOUNTED SPLIT SYSTEM | 311KA00887 | KIRBY | KSR27G | NA | 0
ROOM AIR CONDITIONING UNIT | 001TANY00183 | LG | W18TCM | R22 | 0
ROOM AIR CONDITIONING UNIT | UNREADABLE | LG | UNREADABLE | R22 | 0
AIR COOLED SPLIT SYSTEM | 3939305341 | PANASONIC | CS-E12PKR | R410A | 3
WALL MOUNTED SPLIT SYSTEM | T031448 | GREGORY | AST24UBBJ | R410A | 2
WALL MOUNTED SPLIT SYSTEM | T031448 | GREGORY | AST24UBB | R410A | 2
WALL MOUNTED SPLIT SYSTEM | T031448 | GREGORY | AST24UBB | R410A | 2
WALL MOUNTED SPLIT SYSTEM | T031448 | GREGORY | AST24UBB | R410A | 2
WALL MOUNTED SPLIT SYSTEM | T031448 | GREGORY | AST24UBB | R410A | 2
WALL MOUNTED SPLIT SYSTEM | T031448 | GREGORY | AST24UBB | R410A | 2
WALL MOUNTED SPLIT SYSTEM | T031448 | GREGORY | AST24UBB | R410A | 2
WALL MOUNTED SPLIT SYSTEM | T034040 | GREGORY | AOT24UN | R410A | 2
WALL MOUNTED SPLIT SYSTEM | T034040 | GREGORY | AOT24UN | R410A | 2
WALL MOUNTED SPLIT SYSTEM | T034040 | GREGORY | AOT24UN | R410A | 2
WALL MOUNTED SPLIT SYSTEM | 29005014294 | PANASONIC | CS-E12JKR | R410A | 1
WALL MOUNTED SPLIT SYSTEM | 7576212073 | PANASONIC | CU-E12JKR | R410A | 1
WALL MOUNTED SPLIT SYSTEM | 75762611909 | PANASONIC | CU-E21JKR | R410A | 1
ROOM AIR CONDITIONING UNIT | UNREADABLE | YORK | UNREADABLE | R22 | 0
WALL MOUNTED SPLIT SYSTEM | E004714 | DAIKIN | RXS25KVMA | R410A | 1
WALL MOUNTED SPLIT SYSTEM | 2SB65025-1 | DAIKIN | RXS25KVMA | NA | 0
AIR HANDLING UNIT | UNREADABLE | TEMPERZONE | IMD280-4/E | R410A | 0
ROOM AIR CONDITIONING UNIT | C101001020707924150213 | TECO RAC | LA80BYO | R22 | 0.51
WALL MOUNTED SPLIT SYSTEM | 7576212159 | PARKER | CUE12JKR | NA | 0
WALL MOUNTED SPLIT SYSTEM | 7553104088 | PARKER | CU-E15HKR | NA | 0
WALL MOUNTED SPLIT SYSTEM | 7555110199 | PARKER | CU-E12HKR | NA | 0
WALL MOUNTED SPLIT SYSTEM | 7553007759 | PANASONIC | CU - E18HKR | R410A | 1.18
WALL MOUNTED SPLIT SYSTEM | 6601203379 | PANASONIC | CH-E18LKR | R410A | 1.31
WALL MOUNTED SPLIT SYSTEM | 7552903681 | PARKER | CU-E21HKR | NA | 0
WALL MOUNTED SPLIT SYSTEM | 7552707457 | PANASONIC | CU-E28HKR | R410A | 1.8
WALL MOUNTED SPLIT SYSTEM | 7576207849 | PARKER | CU-E12JKR | NA | 0
WALL MOUNTED SPLIT SYSTEM | 0014256T | MITSUBISHI | MUZ-GE80VA | R410A | 0
WALL MOUNTED SPLIT SYSTEM | 7576301009 | PANASONIC | CU-E15JKR | R410A | 0
WALL MOUNTED SPLIT SYSTEM | 2905417126 | PANASONIC | CS-E24JKR | NA | 0
ROOM AIR CONDITIONING UNIT | 2013370000000 | TECO RAC | LA1208Y | R22 | 2
ROOM AIR CONDITIONING UNIT | NA | PANASONIC | NA | R22 | 1
WALL MOUNTED SPLIT SYSTEM | 7152600930 | PANASONIC | CS-V24DKR | R410A | 3
WALL MOUNTED SPLIT SYSTEM | 7152601097 | PANASONIC | CS-V24DKR | R410A | 3
WALL MOUNTED SPLIT SYSTEM | 7152600930 | PARKER | CS-V24DKR | NA | 0
WALL MOUNTED SPLIT SYSTEM | 7152601008 | PANASONIC | CS-V24DKR | R410A | 3
WALL MOUNTED SPLIT SYSTEM | 7246300974 | PANASONIC | CS-V24DKR | R410A | 3
AIR FAN - EXHAUST | 3182222 | S&P | HXM-400 | NA | 0
AIR FAN - EXHAUST | UNREADABLE | TIPO | UNREADABLE | NA | 0
SWITCHBOARD MECHANICAL | 0 | NULL | 0 | NA | 0
CHILLER - RECIPROCATING | RBK1142 | CIEMANTS | 30RB342 | NA | 0
WALL MOUNTED SPLIT SYSTEM | Y3MPPAFB7000067W | SANYO | AQV30UWBX | NA | 0
CASSETTE SPLIT SYSTEM | R001897 | FUJITSU | AOTA18LALL | R410A | 5
CASSETTE SPLIT SYSTEM | R001769 | FUJITSU | AOTA18LALL | R410A | 5
WALL MOUNTED SPLIT SYSTEM | E007940 | FUJITSU | AOTR24LR | R410A | 5
WALL MOUNTED SPLIT SYSTEM | 2004644 | MITSUBISHI | MUZ-GE60VA | R410A | 3
WALL MOUNTED SPLIT SYSTEM | E001443 | DAIKIN | RKS60KVMA | R410A | 3
WALL MOUNTED SPLIT SYSTEM | Y3M6PADB700024P | SAMSUNG | AQV18UWBNKSA | R410A | 3
AIR FAN - OUTSIDE |  | FEDERAL |  | NA | 0
FAN COIL UNIT - DUCTED |  | THERMAL EQUP CO | LMD135 | NA | 0
FAN COIL UNIT - DUCTED | J61747 | THERMAL EQUP CO | IMD95-4/1 | NA | 0
FAN COIL UNIT - DUCTED | J61579 | THERMAL EQUP CO | IMD95-4/1 | NA | 0
AIR FAN - EXHAUST | 170276 | FIASCO MOTOR | SCD500/6D | NA | 0
FAN COIL UNIT - DUCTED |  | AQUATHERM | 7457-076819 | NA | 0
FAN COIL UNIT - DUCTED |  | ECO AIR |  | NA | 0
FAN COIL UNIT - DUCTED |  | THERMAL EQUP CO | IMD95-4/1 | NA | 0
FAN COIL UNIT - DUCTED | 684915 | THERMAL EQUP CO | IMD95-4/1 | NA | 0
SWITCHBOARD MECHANICAL | 0 | NULL | 0 | NA | 0
WALL MOUNTED SPLIT SYSTEM | E007596 | GREGORY | AOTR24JCC | NA | 0
WALL MOUNTED SPLIT SYSTEM | 7576404239 | PANASONIC | CU-E18JKR | R410A | 1.18
WALL MOUNTED SPLIT SYSTEM | 7555101106 | PANASONIC | CU-E12HKR | R410A | 0.98
FAN COIL UNIT - DUCTED | UNREADABLE | TEMPERZONE | ISD156K | NULL | NULL
FAN COIL UNIT - DUCTED | 745892 | TEMPERZONE | ISD83K | R410A | 0
ROOM AIR CONDITIONING UNIT | 2013370000000 | TEMPERZONE | LA1208Y | NA | 0
WALL MOUNTED SPLIT SYSTEM |  | MODULEX |  | NA | 0
WALL MOUNTED SPLIT SYSTEM |  | MODULEX |  | NA | 0
WALL MOUNTED SPLIT SYSTEM |  | MODULEX |  | NA | 0
WALL MOUNTED SPLIT SYSTEM |  | MODULEX |  | NA | 0
WALL MOUNTED SPLIT SYSTEM |  | MODULEX |  | NA | 0
CHILLED WATER PUMP | CC48856 | WEG | FR AL132M2/23/2007 | CHILLED WATER | 0
CHILLED WATER PUMP | 6118054003 | TECO | AEHB-UCDCC | CHILLED WATER | 0
FAN COIL UNIT - DUCTED | 17 95W01664 | CARRIER | XL3640HW0141108 | CHILLED WATER | 0
DUCTED SPLIT SYSTEM | 287238 | NULL | SCA400C-0100 | R410A | 14
DUCTED SPLIT SYSTEM | 301572 | ACTRON | SRD230C-0400 | R410A | 9
DUCTED SPLIT SYSTEM | 301567 | NULL | SRD230C | R410A | 9
DUCTED SPLIT SYSTEM | 200359-J02 | PARKER | CU-140C53XP | NA | 0
DUCTED SPLIT SYSTEM |  | PARKER | CU-140C53XP | NA | 0
ELECTRIC DUCT HEATER | N/A | NULL | N/A | NA | 0
ELECTRIC DUCT HEATER | 12KW HEATER BANK | STOKES | 2316U | NA | 0
AIR FAN - EXHAUST |  | NULL |  | NA | 0
FAN COIL UNIT - DUCTED | UNREADABLE | AIR DESIGN | UNREADABLE | CHILLED WATER | 0
FAN COIL UNIT - DUCTED | 17 95W01668 | CARRIER | XL3640HW0071108 | NA | 0
FAN COIL UNIT - DUCTED | 17 95W01668 | CARRIER | XL3640HW0071108 | NA | 0
FAN COIL UNIT - DUCTED | 16 95W01659 | CARRIER | XL3640HW0141103 | NA | 0
ROOM AIR CONDITIONING UNIT | UNREADABLE | CORMORANT | N10789 | R22 | 1
ROOM AIR CONDITIONING UNIT | HBB-02269 | TECO | LA1204H | NA | 0
SWITCHBOARD MECHANICAL |  | NULL |  | NA | 0
WALL MOUNTED SPLIT SYSTEM | 4901587 | DAIKIN | FTY25CVMA | R410A | 1
WALL MOUNTED SPLIT SYSTEM | 4901213 | DAIKIN | RY25CVMA | R410A | 1
WALL MOUNTED SPLIT SYSTEM | 4901209 | DAKO | RY25CVMA | NA | 0
WALL MOUNTED SPLIT SYSTEM | 4901219 | DAKO | RY25CVMA | NA | 0
WALL MOUNTED SPLIT SYSTEM | 4902721 | DAKO | RY25CVMA | NA | 0
WALL MOUNTED SPLIT SYSTEM | 4901220 | DAKO | RY25CVMA | NA | 0
WALL MOUNTED SPLIT SYSTEM | 4901215 | DAKO | RY25CVMA | NA | 0
WALL MOUNTED SPLIT SYSTEM | 4901218 | DAKO | RY25CVMA | NA | 0
WALL MOUNTED SPLIT SYSTEM | 4901212 | DAKO | RY25CVMA | NA | 0
WALL MOUNTED SPLIT SYSTEM | 4901217 | DAIKIN | RY25CVMA | R410A | 1
WALL MOUNTED SPLIT SYSTEM | E103388 | FUJITSU | AOTR09LCC | R410A | 1
WALL MOUNTED SPLIT SYSTEM | T049130 | FUJITSU | AOTR30LCT | R410A | 2
WALL MOUNTED SPLIT SYSTEM | 033708190RE | MITSUBISHI | SRC63ZE-S1 | R410A | 2
WALL MOUNTED SPLIT SYSTEM | 038904814RE | MODULEX | DXC09Z3-S | NA | 0
WALL MOUNTED SPLIT SYSTEM | 4903160 | DAIKIN | RY35CVMA | R410A | 1
WALL MOUNTED SPLIT SYSTEM | 129600399RE | MHI | DXK28Z4-S | R410A | 3
WALL MOUNTED SPLIT SYSTEM | 7534304707 | PANASONIC | CU-E15GKR | R410A | 2
WALL MOUNTED SPLIT SYSTEM | UNREADABLE | SAMSUNG | AQV24NSFN | R410A | 3
ROOM AIR CONDITIONING UNIT |  | TEMPERZONE |  | NA | 0
ROOM AIR CONDITIONING UNIT |  | TEMPERZONE |  | NA | 0
WALL MOUNTED SPLIT SYSTEM | E001773 | DAKO | RXD60BVMA | NA | 0
ROOM AIR CONDITIONING UNIT | UNREADABLE | TECO RAC | UNREADABLE | R410A | 2
WALL MOUNTED SPLIT SYSTEM | 1234 | DAIKIN | FAQ100CVEA | R410A | 4.8
VRV DUCTED SPLIT | 3P391216-3 | DAIKIN | REYQ12TY1 | R410A | 9.9
VRV NON DUCTED SPLIT | 3P387594-3 | DAIKIN | RXYMQ5AV4A | R410A | 3.4
VRV DUCTED SPLIT | 3P391216-7 | DAIKIN | REYQ20TY1 | R410A | 11
WALL MOUNTED SPLIT SYSTEM | 20778807191 | PANASONIC | CU-A28DKR | R410A | 3
CASSETTE SPLIT SYSTEM | 0789198104R | PARKER | CU-150DBE8 | NA | 0
AIR FAN - EXHAUST | 0 | FANTECH | 0 | NA | 0
ROOM AIR CONDITIONING UNIT |  | ATLANTIC |  | NA | 0
ROOM AIR CONDITIONING UNIT |  | TEMPERZONE |  | NA | 0
ROOM AIR CONDITIONING UNIT |  | TEMPERZONE | LA120BY | NA | 0
WALL MOUNTED SPLIT SYSTEM |  | AIRFACT | ASG124H | NA | 0
WALL MOUNTED SPLIT SYSTEM | E006800 | DAKO | FTXS35J2VMA | NA | 0
WALL MOUNTED SPLIT SYSTEM | E006844 | DAKO | RXS35JVMA | NA | 0
WALL MOUNTED SPLIT SYSTEM | E004889 | DAKO | FTXS80HVMA | NA | 0
WALL MOUNTED SPLIT SYSTEM | E007017 | DAKO | RXS80HVMA | NA | 0
WALL MOUNTED SPLIT SYSTEM | 2007088 | MODULEX | MUZ-GE60VA | NA | 0
WALL MOUNTED SPLIT SYSTEM | 417746 | PARKER | CS-E24JKR | NA | 0
WALL MOUNTED SPLIT SYSTEM | 7576618631 | PANASONIC | CU-E24JKR | R410A | 3
WALL MOUNTED SPLIT SYSTEM | 7576618641 | PARKER | CU-E24JKR | NA | 0
WALL MOUNTED SPLIT SYSTEM | 7536201443 | PARKER | CU-RE12GKR | NA | 0
WALL MOUNTED SPLIT SYSTEM | 7555900824 | PARKER | CU-RE28HKR | NA | 0
WALL MOUNTED SPLIT SYSTEM | 757608593 | PARKER | CU-E28JKR | NA | 0
WALL MOUNTED SPLIT SYSTEM | 7002268 | MODULEX | MUZ - GE80VA | NA | 0
WALL MOUNTED SPLIT SYSTEM | 7002805 | MODULEX | MUZ - GE80VA | NA | 0
WALL MOUNTED SPLIT SYSTEM | 7002323 | MODULEX | MUZ - GE80VA | NA | 0
WALL MOUNTED SPLIT SYSTEM | 200742 | MODULEX | MXZ-5C100VA-A1 | NA | 0
WALL MOUNTED SPLIT SYSTEM |  | MODULEX |  | NA | 0
WALL MOUNTED SPLIT SYSTEM |  | MODULEX |  | NA | 0
WALL MOUNTED SPLIT SYSTEM | 2001754 | MITSUBISHI | MUZ-GE24VA | R410A | 1.15
WALL MOUNTED SPLIT SYSTEM | 7552707500 | PANASONIC | CU-E28HKR | R410A | 1.8
WALL MOUNTED SPLIT SYSTEM | E0000903 | DAIKIN | RXYMQ6PV4A | R410A | 4
WALL MOUNTED SPLIT SYSTEM | E000903 | DAIKIN | RXYMQ6PV4A | R410A | 4
WALL MOUNTED SPLIT SYSTEM | E001715 | DAIKIN | FXAQ63MAVE | R410A | 4
WALL MOUNTED SPLIT SYSTEM |  | DAKO |  | NA | 0
WALL MOUNTED SPLIT SYSTEM | 100072 | MITSUBISHI | MXZ-4C80VA | R410A | 3.5
WALL MOUNTED SPLIT SYSTEM | 9001013 | MITSUBISHI | MSZ-GE22GA | R410A | 3.5
WALL MOUNTED SPLIT SYSTEM | 100072 | MODULEX | MXZ-4C80VA | NA | 0
WALL MOUNTED SPLIT SYSTEM | 2003234T | MITSUBISHI | MUZ-GE42VA | R410A | 3
AIR FAN - EXHAUST | 0 | NULL | 0 | NA | 0
AIR FAN - EXHAUST | 0 | NULL | 0 | NA | 0
WALL MOUNTED SPLIT SYSTEM | 7235 | MITSUBISHI | MSZ-GE80VA | R410A | 3
ROOM AIR CONDITIONING UNIT | 608KA01173 | LG | LWC122RH-6 | R22 | 0
ROOM AIR CONDITIONING UNIT | 83812832 | KELVINATOR | KWH47HRA | R410A | 0
ROOM AIR CONDITIONING UNIT | 83012767 | KELVINATOR | KWH35HRA | R410A | 0
CASSETTE SPLIT SYSTEM | TH060EAV1 | SAMSUNG | UH060EAV1 | R410A | 3
AIR FAN - EXHAUST | UNREADABLE | TIPO | HXM - 350 | NA | 0
AIR FAN - EXHAUST | UNREADABLE | TIPO | HXM -350 | NA | 0
AIR FAN - EXHAUST | UNREADABLE | TIPO | HXM -350 | NA | 0
WALL MOUNTED SPLIT SYSTEM | NA | PANASONIC | NA | R410A | 3
WALL MOUNTED SPLIT SYSTEM | UNKNOWN | SANYO | AQV18NSDX | R410A | 0
ROOM AIR CONDITIONING UNIT | C1013616711111614120642 | TECO RAC | LA1204H | R410A | 2
AIR FAN - EXHAUST | 0 | NULL | 0 | NA | 0
AIR FAN - EXHAUST | 0 | NULL | 0 | NA | 0
SWITCHBOARD MECHANICAL | 0 | NULL | 0 | NA | 0
WALL MOUNTED SPLIT SYSTEM | 6601602592 | PANASONIC | CU-RE18LKT | R410A | 1.31
WALL MOUNTED SPLIT SYSTEM | 6601602592 | PANASONIC | CS-RE18LKR | R410A | 1.31
AIR FAN - EXHAUST |  | AQUATHERM | AP0402AA5B005 | NA | 0
WALL MOUNTED SPLIT SYSTEM | 6601603550 | PANASONIC | CU-RE18LKR | R410A | 0
WALL MOUNTED SPLIT SYSTEM | 7598803974 | PANASONIC | CU-RE12JKR-1 | R410A | 0
WALL MOUNTED SPLIT SYSTEM | 7598804024 | PANASONIC | CU-RE12LKR-1 | R410A | 0
AIR FAN - EXHAUST | UNREADABLE | FANTECH | UNREADABLE | NA | 0
CASSETTE SPLIT SYSTEM | 13MO1396 | MITSUBISHI | SLZ-KA50VAL | R410A | 4
AIR FAN - EXHAUST | 0 | NULL | 0 | NA | 0
AIR FAN - EXHAUST | 0 | NULL | 0 | NA | 0
WALL MOUNTED SPLIT SYSTEM | E000877 | DAIKIN | RKS50KVMA | R410A | 2
ROOM AIR CONDITIONING UNIT | 15200857 | KIRBY | KWH26HRC | NA | 0
ROOM AIR CONDITIONING UNIT | 15200759 | KELVINATOR | KWH26HRC | NA | 0
CASSETTE SPLIT SYSTEM | E900164 | DAIKIN | RXYQ10PAY19 | R410A | 10
CASSETTE SPLIT SYSTEM | E900164 | DAIKIN | RXYQ10PAY19 | NA | 0
CASSETTE SPLIT SYSTEM | UNREADABLE | DAIKIN | UNREADABLE | NA | 0
CASSETTE SPLIT SYSTEM | UNREADABLE | DAIKIN | UNREADABLE | NA | 0
CASSETTE SPLIT SYSTEM | UNREADABLE | DAIKIN | UNREADABLE | NA | 0
CASSETTE SPLIT SYSTEM | E002567 | DAIKIN | RKD71BVMA | R410A | 3
WALL MOUNTED SPLIT SYSTEM | E007022 | DAIKIN | RKY50GV1 | R410A | 2.3
AIR FAN - EXHAUST | 14878 | MANROSE | VAM0001 | NA | 0
WALL MOUNTED SPLIT SYSTEM | 33504805 | MITSUBISHI | SRC35ZG-S | R410A | 1
AIR FAN - EXHAUST |  | WASP AIR | HXM-400 | NA | 0
WALL MOUNTED SPLIT SYSTEM | 6534900805 | PANASONIC | CU-E18PKR | R410A | 3
WALL MOUNTED SPLIT SYSTEM | 6006673 | MITSUBISHI | MUZ-80VA | R410A | 5
WALL MOUNTED SPLIT SYSTEM | 6006781 | MITSUBISHI | MUZ-GE50VA | R410A | 2
WALL MOUNTED SPLIT SYSTEM | 6601204105 | PANASONIC | CU-E18LKR | R410A | 2
ROOM AIR CONDITIONING UNIT |  | TECO |  | NA | 0
ROOM AIR CONDITIONING UNIT | N/A | TECO | TWW53HFBGJBB | NA | 0
WALL MOUNTED SPLIT SYSTEM |  | SAMSUNG | AQV24UWBN | R410A | 2
CASSETTE SPLIT SYSTEM | 1XU01584 | MITSUBISHI | PUHZ-RP71VHA4 | R410A | 5
CASSETTE SPLIT SYSTEM | 1XU01560 | MITSUBISHI | PUHZ-RP71VHA4 | R410A | 5
CASSETTE SPLIT SYSTEM | 1XU01583 | MITSUBISHI | PUHZ-RP71VHA4 | R410A | 5
CASSETTE SPLIT SYSTEM | 1XU01587 | MITSUBISHI | PUHZ-RP71VHA4 | R410A | 5
WALL MOUNTED SPLIT SYSTEM | E004720 | DAIKIN | RXS25KVMA | NA | 0
CASSETTE SPLIT SYSTEM | E002126 | DAIKIN | RZQ71KCV4A | R410A | 6
CASSETTE SPLIT SYSTEM | E001012 | DAIKIN | FXZQ20MVE | R410A | 4
CASSETTE SPLIT SYSTEM | E000710 | DAIKIN | FXZQ20MVE | R410A | 4
CASSETTE SPLIT SYSTEM |  | DAKO |  | NA | 0
CASSETTE SPLIT SYSTEM | E001727 | DAIKIN | FXZQ40MVE | R410A | 1.7
CASSETTE SPLIT SYSTEM | E001773 | DAIKIN | FXZQ40MVE | R410A | 3
CASSETTE SPLIT SYSTEM | C018326 | DAIKIN | FXFQ80PVE9 | R410A | 6
CASSETTE SPLIT SYSTEM | N/A | DAIKIN | N/A | NA | 0
AIR FAN - EXHAUST | N/A | FANTECH | MV112S | NA | 0
WALL MOUNTED SPLIT SYSTEM | 1009706T | MITSUBISHI | MUZ-GE71VA | R410A | 1.9
WALL MOUNTED SPLIT SYSTEM | 6626110347 | TEMPERZONE | CU-E24MKR | NA | 0
CHILLER - AIR COOLED | 12F108964 | CARRIER | 30XA0402-0340-PEE | NA | 0
WALL MOUNTED SPLIT SYSTEM | E004719 | DAKO | FTXS25KVMA | NA | 0
WALL MOUNTED SPLIT SYSTEM | 6820200110 | PANASONIC | CU-E18PKR | R410A | 3
WALL MOUNTED SPLIT SYSTEM | E000834 | DAIKIN | RKS50KVMA | R410A | 0
DUCTED SPLIT SYSTEM | 171300184 | MITSUBISHI | FDC 71VNX | R410A | 5
WALL MOUNTED SPLIT SYSTEM | 6625301084 | PANASONIC | CU-RE18MKR | R410A | 0
WALL MOUNTED SPLIT SYSTEM | 0004761T | MITSUBISHI | MUZ-GE71VA | R410A | 3
WALL MOUNTED SPLIT SYSTEM | 7453909105 | PANASONIC | CS-E18GKR | R410A | 3
WALL MOUNTED SPLIT SYSTEM | Y0OXPAFZ60017E | SAMSUNG | AQV24NSFX | R410A | 3
WALL MOUNTED SPLIT SYSTEM | 2006129T | MITSUBISHI | MUZ-GE50VA2 | R410A | 3
WALL MOUNTED SPLIT SYSTEM | 2006130T | MITSUBISHI | MUZ-GE50VA2 | R410A | 3
WALL MOUNTED SPLIT SYSTEM | E004388 | DAIKIN | RXS50KVMA | R410A | 0
AIR FAN - EXHAUST | N/A | TIPO | HXM-400 | NA | 0
WALL MOUNTED SPLIT SYSTEM | 2.239e+17 | YORK | RAJC24FS-AAA-IIIS | NA | 0
WALL MOUNTED SPLIT SYSTEM | Y4WUPAFB900493Y | SANYO | AQV30UWCX | NA | 0
DUCTED SPLIT SYSTEM | T000795 | FUJITSU | AOTG30LATL | R410A | 3.35
DUCTED SPLIT SYSTEM | T000796 | FUJITSU | AOTG30LATL | R410A | 3.35
DUCTED SPLIT SYSTEM | T000783 | FUJITSU | AOTG30LATL | R410A | 3.35
WALL MOUNTED SPLIT SYSTEM | T000928 | GREGORY | AOTG30LFT | NA | 0
WALL MOUNTED SPLIT SYSTEM | T000532 | GREGORY | AOTG30LFT | NA | 0
DUCTED SPLIT SYSTEM | T001548 | FUJITSU | AOTG541ATL | R410A | 3.35
AIR FAN - OUTSIDE | N/A | FANTECH | N/A | NA | 0
CASSETTE SPLIT SYSTEM | R001224 | GREGORY | AOTA18LALL | NA | 0
WALL MOUNTED SPLIT SYSTEM | R0003008 | GREGORY | AJYA54LCLR | NA | 0
WALL MOUNTED SPLIT SYSTEM | R003062 | GREGORY | AJYA54LCLR | NA | 0
ELECTRIC DUCT HEATER | REMOVED | NULL | REMOVED FROM DUCT | NA | 0
ELECTRIC DUCT HEATER | 6 ELEMENTS | STOKES | 9.0KW HEATER ELEMENTS | NA | 0
FAN COIL UNIT - DUCTED | NA | CARRIER | NO ACCESS | NA | 0
UNDER CEILING SPLIT SYSTEM | E019399 | DAIKIN | RZQ125KV4A | NA | 0
WALL MOUNTED SPLIT SYSTEM | E016194 | DAIKIN | RXS50JVMA | R410A | 0
CASSETTE SPLIT SYSTEM | E007020 | DAIKIN | RZQS50AV1 | R410A | 2
WALL MOUNTED SPLIT SYSTEM | E002640 | DAIKIN | RKD71BVMA | R22 | 1.55
VRV DUCTED SPLIT | FCU-G2 | DAIKIN | CU-E15MKR | R410A | 4.8
VRV DUCTED SPLIT | 3P382446-4A | DAIKIN | RZQS100AV1 | R410A | 4
CASSETTE SPLIT SYSTEM | 24350006RE | MITSUBISHI | SRC50ZIX-S | R410A | 3
CASSETTE SPLIT SYSTEM | DB98-29882D | SANYO | UH060EAV1 | R410A | 5
CASSETTE SPLIT SYSTEM | P00679 | MITSUBISHI | SUZ-KA35VA | R410A | 3
WALL MOUNTED SPLIT SYSTEM | 6090 | MODULEX | MUZ-GE50VA | NA | 0
AIR FAN - EXHAUST | 0 | TIPO | HXM -250 | NA | 0
AIR FAN - EXHAUST | UNREADABLE | TIPO | HXM250 | NA | 0
WALL MOUNTED SPLIT SYSTEM | 368 | MITSUBISHI | MXZ-4B71VA | R410A | 3
WALL MOUNTED SPLIT SYSTEM | 0007341 T | MITSUBISHI | MSZ-GE50VA | R410A | 3
WALL MOUNTED SPLIT SYSTEM | R006317 | FUJITSU | AJYA54LCLR | NA | 0
WALL MOUNTED SPLIT SYSTEM |  | GREGORY |  | NA | 0
WALL MOUNTED SPLIT SYSTEM |  | GREGORY |  | NA | 0
WALL MOUNTED SPLIT SYSTEM |  | GREGORY |  | NA | 0
WALL MOUNTED SPLIT SYSTEM | 6625101980 | PANASONIC | CU-E15MKR | R410A | 2
WALL MOUNTED SPLIT SYSTEM | 738222240 | MITSUBISHI | SRC35ZG-S | R410A | 0
WALL MOUNTED SPLIT SYSTEM | E014013 | DAIKIN | RXS71FBVMA | R410A | 3
WALL MOUNTED SPLIT SYSTEM | E014040 | DAIKIN | RXS71FBVMA | R410A | 3
WALL MOUNTED SPLIT SYSTEM | E014040 | DAIKIN | RXS71FBVMA | R410A | 3
ROOM AIR CONDITIONING UNIT | 0 | TEMPERZONE | LA1604H | NA | 0
ROOM AIR CONDITIONING UNIT | 0 | TEMPERZONE | LA1604H | NA | 0
WALL MOUNTED SPLIT SYSTEM | 6521713053 | PANASONIC | CU-E12NKR | R410A | 3
WALL MOUNTED SPLIT SYSTEM | 6521805133 | PANASONIC | CU-E15NKR | R410A | 3
WALL MOUNTED SPLIT SYSTEM | 6522110593 | PARKER | CU-E24NKR | R410A | 3
WALL MOUNTED SPLIT SYSTEM | 149200440RE | MITSUBISHI | SRC18YJ-S | R410A | 3
WALL MOUNTED SPLIT SYSTEM |  | MODULEX | MUZ-GE80VAD | NA | 0
WALL MOUNTED SPLIT SYSTEM |  | MITSUBISHI | MUZ-GE80VAD | NA | 0
ROOM AIR CONDITIONING UNIT | UNREADABLE | COOLINE AC | UNREADABLE | NA | 0
AIR COOLED SPLIT SYSTEM | 7453804088 | PANASONIC | CS-E24GKKR | R410A | 3
WALL MOUNTED SPLIT SYSTEM | C101380220311924120036 | AIRHANDLER | SWA12E | R410A | 2
WALL MOUNTED SPLIT SYSTEM | UNABLE TO READ | PANASONIC | SWA12C | R410A | 2
WALL MOUNTED SPLIT SYSTEM |  | SANYO | AQV24NSFN | NA | 0
WALL MOUNTED SPLIT SYSTEM | 7453700089 | PANASONIC | CS-E21GKR | R410A | 4
ROOM AIR CONDITIONING UNIT | NA | TECO RAC | NA | R410A | 0
ROOM AIR CONDITIONING UNIT | 1721703276 | PANASONIC | CW-A121VR | R22 | 0.66
ROOM AIR CONDITIONING UNIT | TBA | KELVINATOR | TBA | NA | 0
AIR COOLED SPLIT SYSTEM | 240134956 | NULL | SWB70E | R410A | 3
FAN COIL UNIT - DUCTED | 206537-L10 | PARKER | CU-80C52HP | NA | 0
WALL MOUNTED SPLIT SYSTEM | 5.104e+17 | ZEIL | YJJC24FS-AAA-IIIS | NA | 0
WALL MOUNTED SPLIT SYSTEM | 7534504476 | PARKER | CU-E21GKR | NA | 0
WALL MOUNTED SPLIT SYSTEM | E001488 | DAIKIN | RKS50JVMA | R410A | 1.5
ROOM AIR CONDITIONING UNIT | N/A | TECO | LA0700Y | NA | 0
SWITCHBOARD MECHANICAL |  | DAIKIN |  | NA | 0
SWITCHBOARD MECHANICAL |  | DAIKIN |  | NA | 0
SWITCHBOARD MECHANICAL |  | DAIKIN |  | NA | 0
WALL MOUNTED SPLIT SYSTEM | N/A | ZEIL | RAJA18FS | NA | 0
ROOM AIR CONDITIONING UNIT | UNREADABLE | LG | LWM185RH-6 | R22 | 1
WALL MOUNTED SPLIT SYSTEM | 6000173 | MITSUBISHI | MUZ-GA60VB | R410A | 2
WALL MOUNTED SPLIT SYSTEM | 7534616213 | PANASONIC | CU-E24GKR | R410A | 3
ROOM AIR CONDITIONING UNIT |  | TEMPERZONE |  | NA | 0
ROOM AIR CONDITIONING UNIT |  | TEMPERZONE |  | NA | 0
WALL MOUNTED SPLIT SYSTEM | 769704090 | PANASONIC | CU-E24CKR | NA | 0
WALL MOUNTED SPLIT SYSTEM | 7555900856 | PANASONIC | CU-RE28HKR | R410A | 0
WALL MOUNTED SPLIT SYSTEM |  | ZEIL | RAHA12FSAAAA-II | NA | 0
AIR HANDLING UNIT | UNREADABLE | TRANE | UNREADABLE | NA | 0
AIR HANDLING UNIT | UNREADABLE | TRANE | UNREADABLE | NA | 0
WALL MOUNTED SPLIT SYSTEM | N/A | TCL | N/A | NA | 0
WALL MOUNTED SPLIT SYSTEM | NA | PANASONIC | NA | NA | 0
WALL MOUNTED SPLIT SYSTEM | 75374400008 | PANASONIC | CU-E18GKR | R410A | 2
WALL MOUNTED SPLIT SYSTEM | 7534611359 | PANASONIC | CU-E24GKR | R22 | 2
WALL MOUNTED SPLIT SYSTEM | 7534503972 | PANASONIC | CU-E21GKR | R410A | 3
CASSETTE SPLIT SYSTEM |  | MODULEX | PUH6YK2 | NA | 0
CASSETTE SPLIT SYSTEM | 12P00031 | MODULEX | SUZKA35VA2 | NA | 0
WALL MOUNTED SPLIT SYSTEM | N/A | FUJITSU | N/A | NA | 0
WALL MOUNTED SPLIT SYSTEM | UNREADABLE | HYUNDAI | UNREADABLE | R22 | 2
WALL MOUNTED SPLIT SYSTEM | UNREADABLE | MITSUBISHI | PKH-25EKY | R22 | 2
WALL MOUNTED SPLIT SYSTEM | UNREADABLE | MITSUBISHI | PKH-25EKY | R22 | 2
WALL MOUNTED SPLIT SYSTEM | NA | MITSUBISHI | PKH-20JV | R22 | 2
CASSETTE SPLIT SYSTEM | 780706647 | PANASONIC | CUL34DBE5 | R410A | 2
ROOM AIR CONDITIONING UNIT | 0087APE00464 | LG | LG-W13UHM | R410A | 1.2
AIR FAN - EXHAUST |  | HYUNDAI |  | NA | 0
ROOM AIR CONDITIONING UNIT |  | TEMPERZONE |  | NA | 0
ROOM AIR CONDITIONING UNIT | UNREADABLE | TECO | UNREADABLE | NA | 0
ROOM AIR CONDITIONING UNIT | 308KA00142 | KELVINATOR | KR20WR | NA | 0
WALL MOUNTED SPLIT SYSTEM | E004718 | DAIKIN | FTXS80GVMA | R410A | 1.7
WALL MOUNTED SPLIT SYSTEM | 7534703656 | PANASONIC | CUE28GKR | R410A | 1.7
WALL MOUNTED SPLIT SYSTEM | 7534700081 | PANASONIC | CS-E28GKR | R410A | 1.7
AIR HANDLING UNIT | N/A | CARRIER | N/A | NA | 0
CHILLED WATER PUMP | N/A | NULL | N/A | NA | 0
CHILLED WATER PUMP | N/A | NULL | N/A | NA | 0
CHILLED WATER UNIT | N/A | NULL | N/A | NA | 0
ELECTRIC DUCT HEATER | N/A | NULL | N/A | NA | 0
SWITCHBOARD MECHANICAL | N/A | NULL | N/A | NA | 0
VARIABLE SPEED DRIVE |  | DB INDUSTRIES |  | NA | 0
WALL MOUNTED SPLIT SYSTEM | T002066 | FUJITSU | ATO18RNEL | R22 | 1.9
WALL MOUNTED SPLIT SYSTEM | T0005223 | FUJITSU | AOT18RNEL | R22 | 1.9
WALL MOUNTED SPLIT SYSTEM | HPOO | HYUNDAI | HSH-1802BA | R22 | 0
WALL MOUNTED SPLIT SYSTEM | HN00 | HYUNDAI | HSH-1201BA | R22 | 0.89
WALL MOUNTED SPLIT SYSTEM | HN00 | HYUNDAI | HSH-1201BA | R22 | 0.89
ROOM AIR CONDITIONING UNIT |  | LIEBERT |  | NA | 0
ROOM AIR CONDITIONING UNIT | JAH-02037 | TEMPERZONE | LA1208Y | NA | 0
ROOM AIR CONDITIONING UNIT | C101361671111615121143 | TEMPERZONE | LA1204H | NA | 0
ROOM AIR CONDITIONING UNIT | NA | LG | NA | R22 | 1
WALL MOUNTED SPLIT SYSTEM | 7534611323 | PANASONIC | CU-E24GKR | R410A | 3
WALL MOUNTED SPLIT SYSTEM | 7433902747 | PANASONIC | CU-E18PKR | R410A | 3
FAN COIL UNIT - DUCTED |  | THERMAL EQUP CO |  | NA | 0
SWITCHBOARD MECHANICAL |  | DAIKIN |  | NA | 0
VARIABLE AIR VOLUME UNITS |  | HOVAL |  | NA | 0
VARIABLE AIR VOLUME UNITS |  | ZEIL |  | NA | 0
VARIABLE AIR VOLUME UNITS |  | ZEIL |  | NA | 0
VARIABLE AIR VOLUME UNITS | NA | ZEIL | NA | NULL | NULL
VARIABLE AIR VOLUME UNITS |  | ZEIL |  | NA | 0
CHILLED WATER PUMP |  | MTA HCYGNUS |  | NA | 0
CHILLED WATER PUMP |  | TEMPERZONE |  | NULL | NULL
CONDENSER WATER PUMP | 24G98A87 | TCL | 100X65-315 | NA | 0
CONDENSER WATER PUMP | 01G2009A11 | TCL | 150X125-315 | NA | 0
COOLING TOWER | N13250 | AQUARIUS | MSS175A | NA | 0
COOLING TOWER | N13250 | AQUARIUS | MSS175A | NA | 0
AIR HANDLING UNIT |  | DAIKIN |  | NA | 0
SWITCHBOARD MECHANICAL |  | DAIKIN |  | NA | 0
ROOM AIR CONDITIONING UNIT |  | TEMPERZONE |  | NA | 0
WALL MOUNTED SPLIT SYSTEM | 715323403 | PARKER | CU-2473KR | NA | 0
WALL MOUNTED SPLIT SYSTEM | 7534400169 | PARKER | CU-E18GKR | NA | 0
WALL MOUNTED SPLIT SYSTEM | 7506101943 | PANASONIC | CU-E24EKR | NA | 0
ROOM AIR CONDITIONING UNIT |  | LIEBERT |  | NA | 0
ROOM AIR CONDITIONING UNIT | DAI-02104 | TECO RAC | LA2308YS | R410A | 2
WALL MOUNTED SPLIT SYSTEM | N/A | SAMSUNG | N/A | NA | 0
DUCTED SPLIT SYSTEM | 799502810 | PANASONIC | CU-B50DBE8 | R22 | 0
AIR FAN - EXHAUST |  | NULL |  | NA | 0
ROOM AIR CONDITIONING UNIT | UNREADABLE | TECO RAC | LA1208Y | R410A | 1
DUCTED SPLIT SYSTEM | 4965 | CARRIER | 38QPA12-7 | R22 | 3.4
DUCTED SPLIT SYSTEM | 5538 | CIEMANTS | 39QPA12-7 | R22 | 3.4
AIR FAN - EXHAUST | 0 | AIRFLOW | 0 | NA | 0
ROOM AIR CONDITIONING UNIT | UNREADABLE | TECO RAC | UNREADABLE | R410A | 2
WALL MOUNTED SPLIT SYSTEM | E002887 | DAIKIN | RKD71BVMA | R22 | 0
CASSETTE SPLIT SYSTEM | E007964 | DAIKIN | RY50GAV1A | R22 | 2
WALL MOUNTED SPLIT SYSTEM | 3890378 | PANASONIC | CS-E21DKRS | R410A | 2
CASSETTE SPLIT SYSTEM | E007021 | DAIKIN | RY50GAV1A | R22 | 2.6
WALL MOUNTED SPLIT SYSTEM | E002420 | DAIKIN | RKD71BVMA | R410A | 3
WALL MOUNTED SPLIT SYSTEM | E009496 | DAIKIN | RXD71BVMA | NA | 0
AIR FAN - EXHAUST | 0 | AIRFLOW | 0 | NA | 0
WALL MOUNTED SPLIT SYSTEM | 7453411107 | PANASONIC | CS-E12GKR | R410A | 0.98
WALL MOUNTED SPLIT SYSTEM | 7453820785 | PARKER | CS-E24GKR | R410A | 2
WALL MOUNTED SPLIT SYSTEM | 7534621519 | PARKER | CU-E24GKR | R410A | 2
WALL MOUNTED SPLIT SYSTEM | 7534211790 | PANASONIC | CU-E12GKR | R410A | 980
ROOM AIR CONDITIONING UNIT | UNREADABLE | LG | UNREADABLE | R410A | 2
ROOM AIR CONDITIONING UNIT | 83601563 | KIRBY | KWH62CRA | NA | 0
ROOM AIR CONDITIONING UNIT |  | TEMPERZONE | LA1204H | NA | 0
ROOM AIR CONDITIONING UNIT |  | TEMPERZONE | LA1204H | NA | 0
WALL MOUNTED SPLIT SYSTEM | 408779 | PARKER | CS-E24JKR | NA | 0
AIR FAN - EXHAUST | N/A | RICHARDSON | F180L04J82 | NA | 0
FAN COIL UNIT - DUCTED | 209896 | ACTRON | SRD13C-01H1 | NA | 0
FIRE DAMPER |  | NULL |  | NA | 0
WALL MOUNTED SPLIT SYSTEM |  | MODULEX | DXC18Z3-S | NA | 0
WALL MOUNTED SPLIT SYSTEM | 7534504599 | PANASONIC | CU-E21GKR | R410A | 1.29
ROOM AIR CONDITIONING UNIT | 809-15950-0306 | TECO RAC | LA1206Y | NA | 0
ROOM AIR CONDITIONING UNIT | N/A | KELVINATOR | N/A | R410A | 0
WALL MOUNTED SPLIT SYSTEM | 1.856e+17 | YORK | HLJA12FS | R410A | 2
WALL MOUNTED SPLIT SYSTEM | 7552702233 | PANASONIC | CU-E28HKR | NA | 2.4
WALL MOUNTED SPLIT SYSTEM | 7552701977 | PANASONIC | CU-E28HKR | NA | 2.4
WALL MOUNTED SPLIT SYSTEM | 7552702230 | PANASONIC | CU-E28HKR | NA | 2.4
ROOM AIR CONDITIONING UNIT | UNREADABLE | TECO | UNREADABLE | R22 | 2
ROOM AIR CONDITIONING UNIT | 3 | TECO | LA1206Y | R22 | 2
ROOM AIR CONDITIONING UNIT | 230 | TECO RAC | LA1206Y | R22 | 2
WALL MOUNTED SPLIT SYSTEM | 061109-044135908 | TECO | LT1508V | R22 | 3
WALL MOUNTED SPLIT SYSTEM | 1757614506090500 | TECO | LS2409Y | R22 | 3
WALL MOUNTED SPLIT SYSTEM | 1.7576e+17 | TECO | LT2409Y | R22 | 2.5
WALL MOUNTED SPLIT SYSTEM | UNREADABLE | TECO | LS2409Y | R22 | 3
WALL MOUNTED SPLIT SYSTEM | 061207-040935906 | TECO | LT1508V | R22 | 1.25
WALL MOUNTED SPLIT SYSTEM | UNREADABLE | TECO | UNREADABLE | R22 | 1.25
WALL MOUNTED SPLIT SYSTEM | UNREADABLE | TECO | LS2409Y | R22 | 3.5
WALL MOUNTED SPLIT SYSTEM | UNREADABLE | TECO | LT1580V | R22 | 3
WALL MOUNTED SPLIT SYSTEM | 1.7576e+17 | TECO | LS2409Y | R22 | 3
WALL MOUNTED SPLIT SYSTEM | UNREADABLE | TECO | LS2409Y | R22 | 3.5
WALL MOUNTED SPLIT SYSTEM | 061207-050635906 | TECO | LT1508V | R22 | 1.2
WALL MOUNTED SPLIT SYSTEM | 1.7576e+17 | TECO | LS2409Y | R22 | 3.5
WALL MOUNTED SPLIT SYSTEM | UNREADABLE | TECO | LS2409Y | R22 | 1.5
ROOM AIR CONDITIONING UNIT | 920RC | KIRBY | KR15WR01 | NA | 0
ROOM AIR CONDITIONING UNIT | NA | TECO | NA | R22 | 0
ROOM AIR CONDITIONING UNIT | 0 | KELVINATOR | HXM-350 | NA | 0
ROOM AIR CONDITIONING UNIT | NA | YORK | YEUSE125R-11 | R410A | 0
ROOM AIR CONDITIONING UNIT | NA | YORK | SEILEX-W12HR | NA | 0
AIR COOLED SPLIT SYSTEM | UNREADABLE | PANASONIC | UNREADABLE | R410A | 10
ROOM AIR CONDITIONING UNIT |  | TEMPERZONE |  | NA | 0
AIR FAN - EXHAUST | 0 | HONEYWELL | 0 | NA | 0
ROOM AIR CONDITIONING UNIT | N/A | EMAIL | N/A | NA | 0
DUCTED SPLIT SYSTEM | 278593 | ACTRON | SRD190E-0100 | R410A | 8
AIR FAN - OUTSIDE |  | NULL |  | NA | 0
AIR FAN - OUTSIDE |  | NULL |  | NA | 0
CASSETTE SPLIT SYSTEM | 75P00377 | MITSUBISHI | SUZ-KA71VA | R410A | 2
CASSETTE SPLIT SYSTEM | 78P01182 | MITSUBISHI | SUZ-KA35VA | R410A | 1
DUCTED SPLIT SYSTEM | 78P00675 | MITSUBISHI | SUZ-KA71VA | R410A | 3
AIR FAN - EXHAUST |  | NULL |  | NA | 0
AIR FAN - EXHAUST |  | NULL |  | NA | 0
AIR FAN - EXHAUST |  | AIRFLOW |  | NA | 0
AIR FAN - EXHAUST |  | BULLOCK |  | NA | 0
AIR FAN - EXHAUST |  | SINKO |  | NA | 0
AIR FAN - EXHAUST |  | SOUTHERN CROSS |  | NA | 0
PACKAGED AIR CONDITIONING UNIT | E000227 | DAIKIN | UATY09K19 | NA | 0
WALL MOUNTED SPLIT SYSTEM | 6000171 | MITSUBISHI | MUZ-GA60VB | R410A | 2
WALL MOUNTED SPLIT SYSTEM | N/A | MITSUBISHI | SLZ-KA25VA | NA | 0
WALL MOUNTED SPLIT SYSTEM | 7552701133 | PANASONIC | CU-E28HKR | R410A | 3
WALL MOUNTED SPLIT SYSTEM | 7555900855 | PANASONIC | CU-RE28HKR | R410A | 3
WALL MOUNTED SPLIT SYSTEM | 7434911977 | PANASONIC | CU-W24EKR | R410A | 2
MULTI HEAD NON DUCTED SPLIT | UNREADABLE | DAIKIN | UNREADABLE | NA | 0
MULTI HEAD NON DUCTED SPLIT | UNREADABLE | DAIKIN | UNREADABLE | NA | 0
MULTI HEAD NON DUCTED SPLIT | UNREADABLE | DAIKIN | UNREADABLE | NA | 0
UNDER CEILING SPLIT SYSTEM |  | DAKO |  | NA | 0
MULTI HEAD NON DUCTED SPLIT | UNREADABLE | DAIKIN | UNREADABLE | NA | 0
MULTI HEAD NON DUCTED SPLIT | UNREADABLE | DAIKIN | UNREADABLE | NA | 0
MULTI HEAD NON DUCTED SPLIT | UNREADABLE | DAIKIN | UNREADABLE | NA | 0
WALL MOUNTED SPLIT SYSTEM | 7576705601 | PARKER | CU-E28JKR | NA | 0
ROOM AIR CONDITIONING UNIT | N/A | TECO | N/A | NA | 0
ROOM AIR CONDITIONING UNIT |  | TECO |  | NA | 0
ROOM AIR CONDITIONING UNIT | MEZ63137809 | LG | W13UHM | R410A | 760
ROOM AIR CONDITIONING UNIT | NA | LG | W13UHM | R410A | 0
WALL MOUNTED SPLIT SYSTEM |  | DAKO |  | NA | 0
WALL MOUNTED SPLIT SYSTEM |  | DAKO |  | NA | 0
WALL MOUNTED SPLIT SYSTEM | E003842 | DAIKIN | 4MXS80EVMA | NA | 0
WALL MOUNTED SPLIT SYSTEM | E003842 | DAIKIN | 4MXS80EVMA | NA | 0
WALL MOUNTED SPLIT SYSTEM | 743403036 | PANASONIC | CU-E15GKR | NA | 0
ROOM AIR CONDITIONING UNIT | NA | TECO | NA | R410A | 0
WALL MOUNTED SPLIT SYSTEM | 0008821T | MITSUBISHI | MUZ-GE35VA | R410A | 0.8
ROOM AIR CONDITIONING UNIT | NA | TECO RAC | NA | R410A | 0
WALL MOUNTED SPLIT SYSTEM | N/A | PANASONIC | N/A | NA | 0
WALL MOUNTED SPLIT SYSTEM | 7553006978 | PANASONIC | CU-E18HKR | R410A | 3
WALL MOUNTED SPLIT SYSTEM | 7553006991 | PANASONIC | CU-E18HKR7 | R410A | 3
WALL MOUNTED SPLIT SYSTEM | E011670 | DAIKIN | RXS60FBVMA | R410A | 0
WALL MOUNTED SPLIT SYSTEM | 7536201149 | PANASONIC | CU-RE12GKR | NA | 0
WALL MOUNTED SPLIT SYSTEM | 7536201152 | PANASONIC | CU-RE12GKR | NA | 0
CASSETTE SPLIT SYSTEM | UNREADABLE | DAIKIN | RY100KY1 | R22 | 2
ROOM AIR CONDITIONING UNIT | N/A | PANASONIC | N/A | NA | 0
ROOM AIR CONDITIONING UNIT | 088TAFZ00411 | LG | W18UHM-NB61 | R410A | 1
ROOM AIR CONDITIONING UNIT | 1336200386 | PANASONIC | CW-A172KR | R22 | 1
ROOM AIR CONDITIONING UNIT | n/a | TEMPERZONE | n/a | NA | 0
ROOM AIR CONDITIONING UNIT |  | TEMPERZONE |  | NA | 0
WALL MOUNTED SPLIT SYSTEM | 7555101115 | PARKER | CU-E12HKR | NA | 0
ROOM AIR CONDITIONING UNIT | 1335300583 | PANASONIC | CW-A200H | NA | 0
WALL MOUNTED SPLIT SYSTEM | 7534405708 | PANASONIC | CUE18GKR | R410A | 1.8
WALL MOUNTED SPLIT SYSTEM | 7576405190 | PANASONIC | CU-E18JKR | R410A | 1.18
WALL MOUNTED SPLIT SYSTEM | 7536101747 | PANASONIC | CU-RE9GKR | R410A | 1.9
WALL MOUNTED SPLIT SYSTEM | 7576501701 | PANASONIC | CUE21JKR | R410A | 1.18
WALL MOUNTED SPLIT SYSTEM |  | LIEBERT |  | NA | 0
WALL MOUNTED SPLIT SYSTEM | 6003020 | MODULEX | MUZ-A09YV | NA | 0
WALL MOUNTED SPLIT SYSTEM | CU-E18HKR | PARKER | CU-E18HKR | NA | 0
WALL MOUNTED SPLIT SYSTEM | UNREADABLE | PANASONIC | CU-E18HKR | R410A | 1
WALL MOUNTED SPLIT SYSTEM | 7515602838 | PANASONIC | CU-E15FKR | NA | 0
WALL MOUNTED SPLIT SYSTEM | 7576212153 | PARKER | CU-E12JKR | NA | 0
AIR FAN - EXHAUST | 0 | SINKO | 0 | NA | 0
WALL MOUNTED SPLIT SYSTEM | 581404255 | PARKER | CU-C24BKP5 | NA | 0
WALL MOUNTED SPLIT SYSTEM | 7588400057 | PARKER | CU-RE24JKR | NA | 0
WALL MOUNTED SPLIT SYSTEM | N/A | PANASONIC | N/A | NA | 0
0 - NOT SET | N/A | TEMPERZONE | N/A | NA | 0
ROOM AIR CONDITIONING UNIT | DAI-02104 | TECO RAC | LA2308YS | R22 | 0
CASSETTE SPLIT SYSTEM | 780708889 | PANASONIC | CU-L34DBE5 | R410A | 0
AIR FAN - EXHAUST | 0 | FIASCO MOTOR | 0 | NA | 0
WALL MOUNTED SPLIT SYSTEM | 7516603370 | PANASONIC | CU-W12EKR | NA | 0
ROOM AIR CONDITIONING UNIT | N/A | TECO | N/A | NA | 0
ROOM AIR CONDITIONING UNIT | N/A | TECO | N/A | NA | 0
WALL MOUNTED SPLIT SYSTEM | UNREADABLE | PANASONIC | CU-E18PKR | R410A | 3
WALL MOUNTED SPLIT SYSTEM | 7453403194 | PANASONIC | CU-E12CKPS | R410A | 3
WALL MOUNTED SPLIT SYSTEM |  | FEDERAL | APO314P10B003 | NA | 0
WALL MOUNTED SPLIT SYSTEM | 7552813599 | PANASONIC | CU-E24HKR | R410A | 1.7
ROOM AIR CONDITIONING UNIT |  | YORK |  | NA | 0
ROOM AIR CONDITIONING UNIT |  | LG |  | NA | 0
FAN COIL UNIT - DUCTED |  | AQUATHERM | SMH140S-610-R | NA | 0
FAN COIL UNIT - DUCTED | 20020 | FANS DIRECT | FEH150 | NA | 0
SWITCHBOARD MECHANICAL |  | DAIKIN |  | NA | 0
SWITCHBOARD MECHANICAL |  | ZEIL |  | NA | 0
VARIABLE AIR VOLUME UNITS |  | DAIKIN |  | NA | 0
VARIABLE AIR VOLUME UNITS |  | HOVAL |  | NA | 0
VARIABLE AIR VOLUME UNITS |  | HOVAL |  | NA | 0
VARIABLE AIR VOLUME UNITS | 1654 | ZEIL | HFBE-ED-CD-CLH | NA | 0
WALL MOUNTED SPLIT SYSTEM | E012023 | DAKO | FTXD60BVMA | NA | 0
WALL MOUNTED SPLIT SYSTEM | 156203171RE | MODULEX | DXC21Z4-S | NA | 0
WALL MOUNTED SPLIT SYSTEM | 6626000896 | PARKER | CU-E21MKR | NA | 0
CONDENSER WATER PUMP | 24G98A88 | TCL | 150X125-315 | NA | 0
AIR FAN - EXHAUST |  | NULL |  | NA | 0
AIR FAN - EXHAUST |  | NULL |  | NA | 0
AIR FAN - EXHAUST |  | BAC |  | NA | 0
AIR FAN - EXHAUST |  | WORMALD |  | NA | 0
WALL MOUNTED SPLIT SYSTEM | 7534300461 | DAKO | CU-E15GKR | NA | 0
WALL MOUNTED SPLIT SYSTEM | N/A | DAIKIN | N/A | NA | 0
WALL MOUNTED SPLIT SYSTEM | N/A | DAIKIN | N/A | NA | 0
WALL MOUNTED SPLIT SYSTEM | N/A | PANASONIC | N/A | NA | 0
ROOM AIR CONDITIONING UNIT | N/A | TEMPERZONE | N/A | NA | 0
ROOM AIR CONDITIONING UNIT | N/A | TECO | N/A | NA | 0
WALL MOUNTED SPLIT SYSTEM | UNREADABLE | LG | F24AHJ | R410A | 3
DUCTED SPLIT SYSTEM | 293182 | NULL | SDR175C | R410A | 7.1
SWITCHBOARD MECHANICAL | 50079 | NULL | CPE0454F | NA | 0
FIRE DAMPER | 0 | NULL | 0 | NA | 0
FIRE DAMPER | 0 | NULL | 0 | NA | 0
PACKAGED AIR CONDITIONING UNIT | 79984 | TEMPERZONE | OPA405RKTH | NA | 0
WALL MOUNTED SPLIT SYSTEM | 2003191 | MITSUBISHI | MSZ-GE50VA2 | R410A | 1.55
WALL MOUNTED SPLIT SYSTEM | 2013000 | MITSUBISHI | MUZ-GE35VA2 | R410A | 1.15
CASSETTE SPLIT SYSTEM | UNREADABLE | MITSUBISHI | PLA-RP100BA | R410A | 2
FAN COIL UNIT - DUCTED | NA | CARRIER | NA | NA | 0
ROOM AIR CONDITIONING UNIT | UNREADABLE | LENNOX | UNREADABLE | R410A | 1
WALL MOUNTED SPLIT SYSTEM | N/A | PANASONIC | N/A | NA | 0
ROOM AIR CONDITIONING UNIT | N/A | COUNTRY AIR | N/A | NA | 0
ROOM AIR CONDITIONING UNIT |  | TEMPERZONE | LA1259LHS | NA | 0
WALL MOUNTED SPLIT SYSTEM | E006668 | DAKO | RXD71BVMA | NA | 0
WALL MOUNTED SPLIT SYSTEM | 7555010978 | PARKER | CS-E9HKR | NA | 0
WALL MOUNTED SPLIT SYSTEM | 7556000583 | PARKER | CU-RE24HKR | NA | 0
ROOM AIR CONDITIONING UNIT | C101166420210105120052 | TECO | LA1804H | R410A | 3
ROOM AIR CONDITIONING UNIT | NA | LG | NA | R22 | 0
WALL MOUNTED SPLIT SYSTEM | 7534502173 | PARKER | CU-E21GKR | NA | 0
ROOM AIR CONDITIONING UNIT | N/A | LG | N/A | NA | 0
WALL MOUNTED SPLIT SYSTEM | 203KA00015 | LG | LSK180H-2 | R22 | 0
ROOM AIR CONDITIONING UNIT | 95303218 | KELVINATOR | KWH47HRA | R410A | 0
WALL MOUNTED SPLIT SYSTEM | 201KA00071 | LG | LSL120H-1 | R22 | 0
WALL MOUNTED SPLIT SYSTEM | 201KA00271 | LG | LSL120H-1 | R22 | 0
UNDER CEILING SPLIT SYSTEM | 6540002059 | PANASONIC | U-140PE-140PE1R | R410A | 5
ROOM AIR CONDITIONING UNIT | 362 | TECO RAC | LA1206Y | R22 | 2
WALL MOUNTED SPLIT SYSTEM | 6535401326 | PARKER | CU-RE24PKR | NA | 0
WALL MOUNTED SPLIT SYSTEM | 2005933 | MITSUBISHI | MUZ-GE80VA2 | R410A | 3
WALL MOUNTED SPLIT SYSTEM | 2000234 | MITSUBISHI | MUZ-GE80VA2 | R410A | 3
WALL MOUNTED SPLIT SYSTEM | 2000359 | MITSUBISHI | MUZ-GE80VA | R410A | 3
WALL MOUNTED SPLIT SYSTEM | N/A | ACTRON | SWA18C | R410A | 1.65
WALL MOUNTED SPLIT SYSTEM | 111KAFX00299 | LG | R18AWN-UC11 | R410A | 1.35
WALL MOUNTED SPLIT SYSTEM | 3428701390 | PANASONIC | CS-S24NKR | R410A | 0
WALL MOUNTED SPLIT SYSTEM | E005944 | FUJITSU | AOTG18LVCC | R410A | 1.45
WALL MOUNTED SPLIT SYSTEM | 3001063 | MITSUBISHI | MUZ-GE80VAD | R410A | 3
WALL MOUNTED SPLIT SYSTEM | 3002598 | MODULEX | MSZ-GE89VA2 | NA | 0
WALL MOUNTED SPLIT SYSTEM | 252002080RE | MITSUBISHI | SRC35ZJ-S1 | R410A | 3
AIR FAN - EXHAUST | 38 A 060068 | HELLER | 90206AW | NA | 0
WALL MOUNTED SPLIT SYSTEM | E020470 | FUJITSU | AOTG24LFCC | R410A | 3
WALL MOUNTED SPLIT SYSTEM | 691 | MITSUBISHI | SUZ-KA60VA3 | R410A | 1.8
WALL MOUNTED SPLIT SYSTEM | 245605263RE | MITSUBISHI | DXC24Z4-S | R410A | 1.8
WALL MOUNTED SPLIT SYSTEM |  | MITSUBISHI |  | NA | 0
WALL MOUNTED SPLIT SYSTEM | 146600714RE | MITSUBISHI | DXC12Z3-S | R410A | 3
WALL MOUNTED SPLIT SYSTEM | 1004337 | MITSUBISHI | MUZ-GE50VA2 | R410A | 3
DUCTED SPLIT SYSTEM | 280695 | ACTRON | SRD190C-100 | R410A | 3
ROOM AIR CONDITIONING UNIT | UNREADABLE | TECO RAC | UNREADABLE | R410A | 1
ROOM AIR CONDITIONING UNIT | JBD-02347 | TELCO | TWW27HFBGJBB | R410A | 2
ROOM AIR CONDITIONING UNIT | LBD-02352 | TECO RAC | TWW27HFBGJBB | R410A | 2
ROOM AIR CONDITIONING UNIT | LBD-02352 | TECO | TWW40HFBGJBB | R410A | 2
WALL MOUNTED SPLIT SYSTEM |  | PARKER |  | NA | 0
WALL MOUNTED SPLIT SYSTEM | N/A | PANASONIC | N/A | NA | 0
ROOM AIR CONDITIONING UNIT |  | TECO |  | NA | 0
ROOM AIR CONDITIONING UNIT | 2922260 | KELVINATOR | KWH39HRB | R410A | 2
ROOM AIR CONDITIONING UNIT | 29222271 | KELVINATOR | KWH39HRB | R410A | 2
WALL MOUNTED SPLIT SYSTEM | 3002289 T | MITSUBISHI | MSZ-GE80VAD | R410A | 3
WALL MOUNTED SPLIT SYSTEM | 3002315 T | MITSUBISHI | MSZ-GE80VAD | R410A | 2
WALL MOUNTED SPLIT SYSTEM | E007968 | DAIKIN | RXS60KAVMA | R410A | 1.5
WALL MOUNTED SPLIT SYSTEM | E007969 | DAIKIN | RXS60KAVMA | R410A | 1.5
AIR FAN - EXHAUST | N/A | FANTECH | MV252S | NA | 0
AIR FAN - EXHAUST | N/A | FANTECH | MV020S | NA | 0
WALL MOUNTED SPLIT SYSTEM | 7534600855 | PANASONIC | CU-E24GKR | R410A | 2
MULTI HEAD NON DUCTED SPLIT | N/A | DAIKIN | N/A | NA | 0
MULTI HEAD NON DUCTED SPLIT | N/A | DAIKIN | N/A | NA | 0
CASSETTE SPLIT SYSTEM |  | DAKO |  | NA | 0
CASSETTE SPLIT SYSTEM | C008825 | DAIKIN | FCQ71KVEA | R410A | 3
WALL MOUNTED SPLIT SYSTEM | UNREADABLE | PANASONIC | CS-S28PKR | NA | 0
WALL MOUNTED SPLIT SYSTEM | N/A | MITSUBISHI | N/A | NA | 0
CASSETTE SPLIT SYSTEM | E002183 | DAIKIN | RMXS112EV1A | R410A | 4
WALL MOUNTED SPLIT SYSTEM | S032682 | DAIKIN | RZQ100KCV4A | R410A | 4
WALL MOUNTED SPLIT SYSTEM | S042446 | DAIKIN | RZQ100KCV4A | R410A | 4
WALL MOUNTED SPLIT SYSTEM | E000569 | DAIKIN | RKS35LVMA | R410A | 3
WALL MOUNTED SPLIT SYSTEM | 3000187 | MITSUBISHI | MUZ-GE42VA | R410A | 1.15
WALL MOUNTED SPLIT SYSTEM | NA | MITSUBISHI | DXC09Z3-6 | R410A | 3
WALL MOUNTED SPLIT SYSTEM | N/A | MITSUBISHI | N/A | NA | 0
CHILLED WATER PUMP | 003942TL | WOLF ELECTRICAL | Q2EFA160M2B-92 N VIB.CIAICIFS1 | NA | 0
CHILLED WATER PUMP | 024802FM | WOLF ELECTRICAL | Q2EFA160M2B-92 N VIB.CIAICIFS1 | NA | 0
CHILLER - CENTRIFUGAL | 12L920290 | CARRIER | 30HXC190---901--EE | NULL | NULL
WALL MOUNTED SPLIT SYSTEM |  | PARKER |  | NA | 0
WALL MOUNTED SPLIT SYSTEM | 6535104562 | PANASONIC | CU-E24PKR | R410A | 0
WALL MOUNTED SPLIT SYSTEM | E003346 | DAIKIN | FXAQ50PVE | R410A | 3
WALL MOUNTED SPLIT SYSTEM | UNREADABLE | DAIKIN | UNREADABLE | R410A | 3
WALL MOUNTED SPLIT SYSTEM | E001020 | DAIKIN | FXAQ25PYE | R410A | 3
WALL MOUNTED SPLIT SYSTEM | UNREADABLE | DAIKIN | UNREADABLE | R410A | 10
ROOM AIR CONDITIONING UNIT | UNREADABLE | TECO RAC | UNREADABLE | R410A | 2
WALL MOUNTED SPLIT SYSTEM | MSZ-GE71VA | MITSUBISHI | MSZ-GE71VA | R410A | 2
WALL MOUNTED SPLIT SYSTEM | SMS-GE71VA | MITSUBISHI | MSZ-GE71VA | R410A | 3
WALL MOUNTED SPLIT SYSTEM | 3001962 | MITSUBISHI | MUZ-GE25VA | R410A | 3
CASSETTE SPLIT SYSTEM | 6509600026 | PARKER | U-100PE1R8 | NA | 0
WALL MOUNTED SPLIT SYSTEM | 6904300309 | PANASONIC | CU-RE24PKR | R410A | 3
ROOM AIR CONDITIONING UNIT | 0 | TEMPERZONE | 0 | NA | 0
WALL MOUNTED SPLIT SYSTEM | 2005257T | MITSUBISHI | MUZ-GE42VA | R410A | 1.15
WALL MOUNTED SPLIT SYSTEM | 6644100516 | PANASONIC | CU-RE9NKR | R410A | 0
ROOM AIR CONDITIONING UNIT | UNREADABLE | TECO RAC | TWW27HFBGJBB | R410A | 2
ROOM AIR CONDITIONING UNIT | UNREADABLE | TECO RAC | TWW53HFBGJBB | R410A | 2
WALL MOUNTED SPLIT SYSTEM | 3003524 | MITSUBISHI | MSZ-GE80VAD | R410A | 19
WALL MOUNTED SPLIT SYSTEM | 3939301223 | PANASONIC | CS-E12PKR | R410A | 1.05
WALL MOUNTED SPLIT SYSTEM | 2994304196 | PANASONIC | CS - RE12NKR | R410A | 0.97
WALL MOUNTED SPLIT SYSTEM | 3001968 | MITSUBISHI | MSZ-GE80VA2 | R410A | 4
WALL MOUNTED SPLIT SYSTEM | 3001969 T | MITSUBISHI | MUZ-GE80VA2 | R410A | 4
WALL MOUNTED SPLIT SYSTEM | 3939802040 | MITSUBISHI | CS-E2KR | R410A | 3
WALL MOUNTED SPLIT SYSTEM | 2994306445 | PANASONIC | CS-RE12NKR | R410A | 3
WALL MOUNTED SPLIT SYSTEM | 6521712803 | PANASONIC | CU-E12NKR | R410A | 3
ROOM AIR CONDITIONING UNIT | JBD-02347 | NULL | TWW40HFBGJBB | NA | 0
ROOM AIR CONDITIONING UNIT | UNREADABLE | TECO | UNREADABLE | R22 | 0
ROOM AIR CONDITIONING UNIT | NA | TECO | NA | NA | 0
ROOM AIR CONDITIONING UNIT |  | TECO |  | NA | 0
ROOM AIR CONDITIONING UNIT | 2040840000102 | TECO | TWW27HFBGJBB | R410A | 1
WALL MOUNTED SPLIT SYSTEM |  | MITSUBISHI | DXK18ZJ-S | R410A | 2
WALL MOUNTED SPLIT SYSTEM |  | MITSUBISHI | DXK18ZJ-S | R410A | 2
WALL MOUNTED SPLIT SYSTEM |  | MITSUBISHI | DXK18ZJ-S | R410A | 2
WALL MOUNTED SPLIT SYSTEM | 2994303886 | PANASONIC | CS-RE12NKR | R410A | 0
CASSETTE SPLIT SYSTEM | 230 | MITSUBISHI | SUZ-KA25VA3 | R410A | 2
WALL MOUNTED SPLIT SYSTEM | 3003895 | MITSUBISHI | MSZ-GE80VAD | R410A | 2
FAN COIL UNIT - DUCTED |  | AQUATHERM | 7921-084788 | NA | 0
FAN COIL UNIT - DUCTED | 83909 | THERMAL EQUP CO | IMD170-4/1 | NA | 0
WALL MOUNTED SPLIT SYSTEM | UNREADABLE | DAIKIN | UNREADABLE | R410A | 3
0 - NOT SET | 2994306447 | PARKER | CS-RE12NKR | NA | 0
WALL MOUNTED SPLIT SYSTEM | 0 | MODULEX | 0 | NA | 0
CHILLER - AIR COOLED | TBA | LUNITE HERMITI | TBA | OTHER | 0
FRIDGE | TBA | LUNITE HERMITI | TBA | NULL | NULL
ROOM AIR CONDITIONING UNIT | . | TECO RAC | 0 | R22 | 1
PACKAGED AIR CONDITIONING UNIT | UNREADABLE | TEMPERZONE | OPA201RKYGH | R410A | 0
PACKAGED AIR CONDITIONING UNIT | N/A | TEMPERZONE | OPA201RKYGH | R410A | 20
CHILLER - WATER COOLED | 32047104 | CLIMAVENETA | NECS-W/H 0904 | NA | 0
ROOM AIR CONDITIONING UNIT | 102456000185 | TECO RAC | LA0918Y | R410A | 0
ROOM AIR CONDITIONING UNIT | 1079630000963 | TEMPERZONE | TWW27CFB | NA | 0
CASSETTE SPLIT SYSTEM | 4001805 T | MITSUBISHI | MSZ-GE80VAD | R410A | 1.9
WALL MOUNTED SPLIT SYSTEM | 3940100186 | PANASONIC | CS-RE24PKER | R410A | 1.7
WALL MOUNTED SPLIT SYSTEM | 3906201584 | PANASONIC | CS-E15NKR | R410A | 2
ROOM AIR CONDITIONING UNIT | N/A | TECO | NO LABEL | R410A | 2
WALL MOUNTED SPLIT SYSTEM | 3939305325 | PANASONIC | CS-E12PKR | R410A | 0
ROOM AIR CONDITIONING UNIT | TWW40HFBGGJB | TECO | TWW40HFBGJBB | R410A | 0.6
WALL MOUNTED SPLIT SYSTEM | N/A | PARKER | CU - E24PKR | NA | 0
WALL MOUNTED SPLIT SYSTEM | 6535408320 | PANASONIC | CU-RE24PKR | R410A | 1.7
ROOM AIR CONDITIONING UNIT | 2040840000273 | TEMPERZONE | TWW27HFB | NA | 0
WALL MOUNTED SPLIT SYSTEM | 2994306043 | PANASONIC | CS-RE12NKR | R404A | 2.1
WALL MOUNTED SPLIT SYSTEM | 2937801909 | PANASONIC | CU-RE28LKR | R404A | 2.1
WALL MOUNTED SPLIT SYSTEM | UNREADABLE | MITSUBISHI | MUZ-GE80VAD | NA | 0
WALL MOUNTED SPLIT SYSTEM | 3002254 | MITSUBISHI | MUZ-GE80VAD | R410A | 10
WALL MOUNTED SPLIT SYSTEM | 3003382 | MITSUBISHI | MSZ-GE80VAD | R410A | 2
WALL MOUNTED SPLIT SYSTEM | MSZ-GE80VAD | MITSUBISHI | MSZ-GE80VAD | R410A | 2
WALL MOUNTED SPLIT SYSTEM | 6535121797 | PANASONIC | CU-E24PKR | R410A | 1.7
WALL MOUNTED SPLIT SYSTEM | 3939720418 | PANASONIC | CS-E24PKR | R410A | 2
ROOM AIR CONDITIONING UNIT | NO ACCESS | TECO RAC | NO ACCESS | R22 | 2
AIR FAN - EXHAUST | N/A | NULL | N/A | NA | 0
AIR FAN - EXHAUST | N/A | AIR DESIGN | N/A | NA | 0
AIR FAN - EXHAUST | N/A | AIR DESIGN | N/A | NA | 0
AIR FAN - EXHAUST | N/A | AIRFLOW | N/A | NA | 0
AIR FAN - EXHAUST | N/A | NULL | N/A | NA | 0
AIR FAN - EXHAUST | N/A | NULL | N/A | NA | 0
TOILET EXHAUST FAN | N/A | NULL | N/A | NA | 0
TOILET EXHAUST FAN | N/A | NULL | N/A | NA | 0
AIR FAN - EXHAUST | 0 | AIRFLOW | 0 | NA | 0
AIR FAN - EXHAUST | 0 | AIRFLOW | 0 | NA | 0
AIR FAN - EXHAUST | 0 | AIRFLOW | 0 | NA | 0
AIR FAN - EXHAUST |  | NULL |  | NA | 0
AIR FAN - EXHAUST | 0 | NULL | 0 | NA | 0
AIR FAN - EXHAUST | 0 | NULL | 0 | NA | 0
AIR FAN - EXHAUST | 0 | S&P | 0 | NA | 0
AIR FAN - EXHAUST | 0 | S&P | 0 | NA | 0
AIR FAN - EXHAUST | 0 | S&P | 0 | NA | 0
ROOM AIR CONDITIONING UNIT | UNREADABLE | COUNTRY AIR | UNREADABLE | NA | 0
AIR FAN - EXHAUST | UNREADABLE | AIR DESIGN | UNREADABLE | NA | 0
WALL MOUNTED SPLIT SYSTEM |  | MODULEX | MSZ-GE80VA | NA | 0
SMOKE EXHAUST FAN |  | WORMALD |  | NA | 0
0 - NOT SET | 920RB | LIEBERT | LWM185 | NA | 0
ROOM AIR CONDITIONING UNIT |  | NULL |  | NA | 0
WALL MOUNTED SPLIT SYSTEM | 7476306644 | PANASONIC | CS-E28HKR | R410A | 1.8
FIRE DAMPER |  | NULL |  | NA | 0
ROOM AIR CONDITIONING UNIT |  | KELVINATOR |  | NA | 0
ROOM AIR CONDITIONING UNIT |  | KELVINATOR |  | NA | 0
ROOM AIR CONDITIONING UNIT |  | TECO |  | NA | 0
ROOM AIR CONDITIONING UNIT |  | TECO RAC |  | NA | 0
ROOM AIR CONDITIONING UNIT |  | TECO |  | NA | 0
AIR FAN - EXHAUST | UNREADABLE | NULL | UNREADABLE | NA | 0
AIR FAN - EXHAUST | 0 | AIRFLOW | 0 | NA | 0
AIR FAN - EXHAUST | 0 | AIRFLOW | 0 | NA | 0
AIR FAN - EXHAUST | 0 | AIRFLOW | 0 | NA | 0
AIR FAN - EXHAUST | 0 | AIRFLOW | 0 | NA | 0
AIR FAN - EXHAUST | 0 | AIRFLOW | 0 | NA | 0
AIR FAN - EXHAUST | N/A | FANTECH | CE354D | NA | 0
ROOM AIR CONDITIONING UNIT | N/A | PANASONIC | N/A | NA | 0
ROOM AIR CONDITIONING UNIT | UNREADABLE | KELVINATOR | KR23F | R22 | 1
AIR FAN - EXHAUST | 0 | AIRFLOW | 0 | NA | 0
ROOM AIR CONDITIONING UNIT | UNREADABLE | KELVINATOR | UNREADABLE | NA | 0
CHILLED WATER UNIT | N/A | BELIMO | N/A | NA | 0
ELECTRIC DUCT HEATER | N/A | NULL | N/A | NA | 0
CHILLED WATER UNIT | N/A | NULL | N/A | NA | 0
CHILLED WATER UNIT | N/A | NULL | N/A | NA | 0
CHILLED WATER UNIT | N/A | NULL | N/A | NA | 0
CHILLED WATER UNIT | N/A | NULL | N/A | NA | 0
CHILLED WATER UNIT | N/A | NULL | N/A | NA | 0
CHILLED WATER UNIT | N/A | NULL | N/A | NA | 0
ELECTRIC DUCT HEATER | N/A | NULL | N/A | NA | 0
ELECTRIC DUCT HEATER | N/A | NULL | N/A | NA | 0
ELECTRIC DUCT HEATER | N/A | NULL | N/A | NA | 0
ELECTRIC DUCT HEATER | N/A | NULL | N/A | NA | 0
ELECTRIC DUCT HEATER | N/A | NULL | N/A | NA | 0
MAKE UP TANK | N/A | NULL | N/A | NA | 0
SWITCHBOARD MECHANICAL | N/A | NULL | N/A | NA | 0
SWITCHBOARD MECHANICAL | N/A | NULL | N/A | NA | 0
SWITCHBOARD MECHANICAL | N/A | NULL | N/A | NA | 0
SWITCHBOARD MECHANICAL | N/A | NULL | N/A | NA | 0
SWITCHBOARD MECHANICAL | UNREADABLE | NULL | UNREADABLE | NA | 0
VARIABLE SPEED DRIVE | N/A | DANFOSS | N/A | NA | 0
WALL MOUNTED SPLIT SYSTEM | N/A | PARKER | N/A | NA | 0
AIR FAN - EXHAUST | 0 | S&P | 0 | NA | 0
AIR FAN - EXHAUST | 0 | S&P | 0 | NA | 0
AIR FAN - EXHAUST | 0 | S&P | 0 | NA | 0
AIR CURTAIN |  | NULL |  | NA | 0
0 - NOT SET |  | NULL |  | NA | 0
0 - NOT SET |  | NULL |  | NA | 0
0 - NOT SET |  | NULL |  | NA | 0
0 - NOT SET |  | NULL |  | NA | 0
0 - NOT SET |  | NULL |  | NA | 0
0 - NOT SET |  | NULL |  | NA | 0
WALL MOUNTED SPLIT SYSTEM | 6626202823 | PANASONIC | CU-RE24MKR | R410A | 3
ROOM AIR CONDITIONING UNIT | NA | KELVINATOR | NA | R22 | 2
WALL MOUNTED SPLIT SYSTEM | N/A | MITSUBISHI | N/A | NA | 0
DUCTED SPLIT SYSTEM | E006618 | DAIKIN | RY160LUY1 | NA | 0
DUCTED SPLIT SYSTEM | E006563 | DAIKIN | RY160LUY1 | NA | 0
UNDER CEILING SPLIT SYSTEM | E000427 | DAIKIN | RZQS71AV1 | NA | 0
WALL MOUNTED SPLIT SYSTEM | D200003240415212120016 | DAIKIN | SWB70E | NA | 0
WALL MOUNTED SPLIT SYSTEM | UNREADABLE | LG | UNREADABLE | NA | 0
UNDER CEILING SPLIT SYSTEM | E00304 | DAIKIN | RZQS71AV1 | NA | 0
AIR FAN - EXHAUST | 0 | AIR DESIGN | 0 | NA | 0
AIR FAN - EXHAUST | 0 | AIR DESIGN | 0 | NA | 0
AIR FAN - EXHAUST | UNREADABLE | AIR DESIGN | UNREADABLE | NA | 0
SMOKE EXHAUST FAN | 0 | AIR DESIGN | 0 | NA | 0
AIR FAN - EXHAUST |  | NULL |  | NA | 0
SWITCHBOARD MECHANICAL | NA | NULL | NA | NA | 0
UNDER CEILING SPLIT SYSTEM | UNREADABLE | RVP | UNREADABLE | R22 | 2
0 - NOT SET |  | NULL |  | NA | 0
AIR COOLED SPLIT SYSTEM |  | MITSUBISHI | MSZ-GE42VA | NA | 0
AIR FAN - EXHAUST | 0 | S&P | 0 | NA | 0
AIR FAN - EXHAUST | 0 | S&P | 0 | NA | 0
ROOM AIR CONDITIONING UNIT | 74830376 | KELVINATOR | KR10PB | NA | 0
ROOM AIR CONDITIONING UNIT | 748 30376 | KELVINATOR | KR10PB | R22 | 2
ROOM AIR CONDITIONING UNIT | 13080117 | TECO RAC | LA1249YFHS | R22 | 0
ROOM AIR CONDITIONING UNIT | UNREADABLE | TECO RAC | LA0720YFHS | R22 | 2
AIR FAN - OUTSIDE | F1361 | OTHER | 10BSW9 | NA | 0
AIR FAN - OUTSIDE | F1361 | OTHER | 10BSW9 | NA | 0
COOLING TOWER | 70388 | AQUARIUS | CR527A | NA | 0
AIR FAN - EXHAUST | F1360 | OTHER | 10BDW3 | NA | 0
AIR FAN - EXHAUST | F1359 | OTHER | 10BSW9 | NA | 0
AIR FAN - EXHAUST | F1359 | OTHER | 10BSW9 | NA | 0
AIR FAN - EXHAUST |  | WORMALD |  | NA | 0
SWITCHBOARD MECHANICAL |  | DAIKIN |  | NA | 0
AIR HANDLING UNIT |  | MUNTERS | LS1118CM | NA | 0
AIR HANDLING UNIT | K6436 | MUNTERS | MLH04 | NA | 0
DUCTED SPLIT SYSTEM |  | MUNTERS | LS118D | NA | 0
AIR FAN - EXHAUST |  | ROBERT SHAW | W174 | NA | 0
MAKE UP TANK |  | NULL |  | NA | 0
SWITCHBOARD MECHANICAL |  | DAIKIN |  | NA | 0
SWITCHBOARD MECHANICAL |  | DAIKIN |  | NA | 0
AIR FAN - EXHAUST | 0 | NULL | 0 | NA | 0
AIR HANDLING UNIT |  | MUNTERS | LS1118CM | NA | 0
AIR HANDLING UNIT |  | MUNTERS | LS108D HCM | NA | 0
AIR FAN - EXHAUST |  | SOUTHERN CROSS |  | NA | 0
SWITCHBOARD MECHANICAL |  | NULL |  | NA | 0
SWITCHBOARD MECHANICAL |  | DAIKIN |  | NA | 0
ROOM AIR CONDITIONING UNIT | 1388 | KELVINATOR | KR17F | R22 | 805
ROOM AIR CONDITIONING UNIT | 10361 | KELVINATOR | KR16D | R22 | 730
AIR FAN - EXHAUST |  | SOUTHERN CROSS |  | NA | 0
AIR FAN - EXHAUST | 0 | NULL | 0 | NA | 0
AIR FAN - EXHAUST | 0 | LENCO | 0 | NA | 0
AIR FAN - EXHAUST | 0 | LENCO | 0 | NA | 0
ROOM AIR CONDITIONING UNIT | UNREADABLE | KELVINATOR | UNREADABLE | R22 | 1
AIR FAN - EXHAUST | 0 | AIRFLOW | 0 | NA | 0
AIR FAN - EXHAUST | 0 | AIRFLOW | 0 | NA | 0
ROOM AIR CONDITIONING UNIT | N/A | KELVINATOR | N/A | NA | 0
AIR HANDLING UNIT |  | MUNTERS | SINKO | NA | 0
AIR HANDLING UNIT |  | SUNDOWNER |  | NA | 0
CHILLED WATER PUMP | FRAME 132S | TEMPERZONE | AEEB8A | NA | 0
SWITCHBOARD MECHANICAL |  | DAIKIN |  | NA | 0
AIR FAN - OUTSIDE |  | SIGREST DESIGN |  | NA | 0
AIR FAN - EXHAUST |  | NULL |  | NA | 0
AIR FAN - EXHAUST |  | NULL |  | NA | 0
AIR FAN - EXHAUST | V7929 | BAC | 24G | NA | 0
ROOM AIR CONDITIONING UNIT |  | KIRBY | 4106AB | NA | 0
AIR FAN - EXHAUST |  | NULL |  | NA | 0
AIR FAN - EXHAUST |  | NULL |  | NA | 0
AIR FAN - EXHAUST |  | NULL |  | NA | 0
AIR FAN - EXHAUST |  | NULL |  | NA | 0
SWITCHBOARD MECHANICAL | NA | NULL | NA | NA | 0
ROOM AIR CONDITIONING UNIT | N/A | EMAIL | N/A | NA | 0
ROOM AIR CONDITIONING UNIT | N/A | KELVINATOR | N/A | NA | 0
ROOM AIR CONDITIONING UNIT | UNREADABLE | TECO RAC | LA0720YFHS | R22 | 0
AIR FAN - OUTSIDE | TBA | APAC | TBA | NULL | NULL
AIR FAN - EXHAUST |  | NULL |  | NA | 0
WALL MOUNTED SPLIT SYSTEM | 0 | KELVINATOR | 0 | NA | 0
AIR HANDLING UNIT |  | MUNTERS | L1508DHCM | NA | 0
AIR HANDLING UNIT |  | MUNTERS |  | NA | 0
AIR FAN - EXHAUST |  | ROBERT SHAW | WERSTER G02 | NA | 0
SWITCHBOARD MECHANICAL |  | DAIKIN |  | NA | 0
SWITCHBOARD MECHANICAL |  | DAIKIN |  | NA | 0
ROOM AIR CONDITIONING UNIT | N/A | KELVINATOR | N/A | NA | 0
DUCTED SPLIT SYSTEM | 1097W99159 | APAC | S14HP/CHB-04 | R22 | 10
ROOM AIR CONDITIONING UNIT | UNREADABLE | KELVINATOR | UNREADABLE | R22 | 0
ROOM AIR CONDITIONING UNIT | UNREADABLE | COUNTRY AIR | UNREADABLE | NA | 0
DUCTED SPLIT SYSTEM | 2234948164 | ENGLISH ELECT | GC65RCFX | NA | 0
WALL MOUNTED SPLIT SYSTEM | 7900924 | DAKO | RY50GV1C | NA | 0
CASSETTE SPLIT SYSTEM | T005146 | GREGORY | AOT30RMBL | NA | 0
AIR FAN - EXHAUST |  | FIASCO MOTOR |  | NA | 0
AIR COOLED SPLIT SYSTEM | 3298W119320 | APAC | S0260VR9AA | R22 | 19
AIR COOLED SPLIT SYSTEM | 3298W119319 | CARRIER APAC | S0260VR9AA | R22 | 912
DUCTED SPLIT SYSTEM | 3198W119270 | APAC | S0200VR9AA | R22 | 15
WALL MOUNTED SPLIT SYSTEM | 7453411938 | PANASONIC | CS-E12GKR | R410A | 0.98
WALL MOUNTED SPLIT SYSTEM | 7534211721 | PANASONIC | CU-E12GKR | R410A | 980
AIR FAN - OUTSIDE |  | NULL |  | NA | 0
AIR FAN - EXHAUST |  | NULL |  | NA | 0
AIR FAN - EXHAUST |  | AQUATHERM | AP063-EG7A07 | NA | 0
CHILLER - RECIPROCATING | ND7402 | POWER PAX | WA044.2BH04 | NULL | NULL
AIR COOLED SPLIT SYSTEM | E000761 | DAIKIN | RY250KUY1 | R22 | 5.5
AIR COOLED SPLIT SYSTEM | CAN NOT IDENTIFY | ACPAC | CAN NOT IDENTIFY | R22 | 9
ROOM AIR CONDITIONING UNIT | 19993752 | MCQUAY | MLC010BR | R22 | 1.5
WALL MOUNTED SPLIT SYSTEM | 2024702 | MCQUAY | MLC015BR | R22 | 2
WALL MOUNTED SPLIT SYSTEM | 19993752 | MCQUAY | MWM010FR | R22 | 2
ROOM AIR CONDITIONING UNIT | UNREADABLE | GJ WALKER | UNREADABLE | R22 | 2
AIR FAN - EXHAUST | 0 | AIRFLOW | 0 | NA | 0
AIR FAN - EXHAUST | 0 | AIRFLOW | 0 | NA | 0
AIR FAN - EXHAUST | 0 | AIRFLOW | 0 | NA | 0
WALL MOUNTED SPLIT SYSTEM |  | PARKER |  | NA | 0
SWITCHBOARD MECHANICAL |  | DAIKIN |  | NA | 0
ROOM AIR CONDITIONING UNIT | 80731701 | KELVINATOR | KR20PG | NA | 0
ROOM AIR CONDITIONING UNIT | 309KA00077 | KIRBY | KC10WR | NA | 0
ROOM AIR CONDITIONING UNIT | TWH186NBMM5 | LIEBERT | W18THM | NA | 0
ROOM AIR CONDITIONING UNIT | 5518 | KELVINATOR | KF15FR | R22 | 0
ROOM AIR CONDITIONING UNIT | N/A | PANASONIC | N/A | R22 | 0
AIR HANDLING UNIT | UNREADABLE | TRANE | UNREADABLE | NA | 0
AIR HANDLING UNIT | CHE-FCU15101953 | COOLAIR | KDD10 | NA | 0
CHILLED WATER PUMP | 02J2002A04 | TCL | 8OX50-200 | NA | 0
AIR FAN - EXHAUST |  | WORMALD |  | NA | 0
AIR FAN - EXHAUST |  | WORMALD |  | NA | 0
FIRE DAMPER |  | NULL |  | NA | 0
FIRE DAMPER |  | NULL |  | NA | 0
FIRE DAMPER |  | NULL |  | NA | 0
FIRE DAMPER |  | NULL |  | NA | 0
FIRE DAMPER |  | NULL |  | NA | 0
FIRE DAMPER |  | NULL |  | NA | 0
FIRE DAMPER |  | NULL |  | NA | 0
FIRE DAMPER |  | NULL |  | NA | 0
SWITCHBOARD MECHANICAL |  | DAIKIN |  | NA | 0
AIR FAN - EXHAUST | UNREADABLE | NULL | UNREADABLE | NA | 0
AIR FAN - EXHAUST | UNREADABLE | NULL | UNREADABLE | NA | 0
CHILLER - RECIPROCATING | 4597W09309 | CARRIER | 30GN-70-911-03 | NA | 0
ROOM AIR CONDITIONING UNIT | 0 | KELVINATOR | KR23MG | NA | 0
ROOM AIR CONDITIONING UNIT | 54931246 | KELVINATOR | KR23MG | NA | 0
ROOM AIR CONDITIONING UNIT | 91303320 | KELVINATOR | KR18QB-01 | R22 | 1.1
ROOM AIR CONDITIONING UNIT | 54931299 | KELVINATOR | KR23MG | NA | 0
ROOM AIR CONDITIONING UNIT | 6030061 | KELVINATOR | KR23MG | NA | 0
ROOM AIR CONDITIONING UNIT | 60930754 | KELVINATOR | KR23MG | NA | 0
ROOM AIR CONDITIONING UNIT | UNREADABLE | KELVINATOR | UNREADABLE | NA | 0
ROOM AIR CONDITIONING UNIT | UNREADABLE | KELVINATOR | UNREADABLE | NA | 0
AIR HANDLING UNIT | N/A | NULL | N/A | NA | 0
AIR HANDLING UNIT |  | CIEMANTS |  | NA | 0
AIR HANDLING UNIT | N/A | CARRIER | N/A | NA | 0
CHILLED WATER UNIT | N/A | NULL | N/A | NA | 0
CHILLED WATER UNIT | N/A | NULL | N/A | NA | 0
ELECTRIC DUCT HEATER | N/A | NULL | N/A | NA | 0
ELECTRIC DUCT HEATER | N/A | NULL | N/A | NA | 0
SWITCHBOARD MECHANICAL | N/A | NULL | N/A | NA | 0
SWITCHBOARD MECHANICAL | N/A | NULL | N/A | NA | 0
VARIABLE SPEED DRIVE | N/A | SIEMENS | N/A | NA | 0
VARIABLE SPEED DRIVE | XAT413-000736 | SIEMENS | 17931092A | NA | 0
AIR HANDLING UNIT | N/A | CARRIER | N/A | NA | 0
AIR HANDLING UNIT | N/A | CARRIER | N/A | NA | 0
AIR HANDLING UNIT | N/A | CARRIER | N/A | NA | 0
AIR HANDLING UNIT | N/A | CARRIER | N/A | NA | 0
AIR HANDLING UNIT | N/A | CARRIER | N/A | NA | 0
ELECTRIC DUCT HEATER | N/A | NULL | N/A | NA | 0
SWITCHBOARD MECHANICAL | N/A | NULL | N/A | NA | 0
AIR COOLED SPLIT SYSTEM | 6535110226 | PANASONIC | CU-E24PKR | R410A | 5
AIR FAN - EXHAUST | A1310 | TIPO | HIM-250 | NA | 0
AIR FAN - EXHAUST | A3507 | TIPO | HXM-250 | NA | 0
WALL MOUNTED SPLIT SYSTEM | 3940113485 | PANASONIC | CS-RE24PKR | R410A | 3
AIR FAN - OUTSIDE |  | NULL |  | NA | 0
AIR FAN - OUTSIDE |  | NULL |  | NA | 0
AIR HANDLING UNIT | 59030 | MUNTERS | MLH09R60P | NA | 0
AIR HANDLING UNIT | 59030 | MUNTERS | MLH09R60P | NA | 0
AIR FAN - EXHAUST |  | AIRFLOW |  | NA | 0
FAN COIL UNIT - DUCTED | 39962 | FANS DIRECT | FCS150 | NA | 0
FAN COIL UNIT - DUCTED | 018422UC | MUNTERS | MLH04DHR60 | NA | 0
FAN COIL UNIT - DUCTED | 443338 | MUNTERS | MLH06R6OP | NA | 0
FAN COIL UNIT - DUCTED |  | THERMAL EQUP CO | IMD135 | NA | 0
SWITCHBOARD MECHANICAL |  | NULL |  | NA | 0
VARIABLE AIR VOLUME UNITS | 1809 | HOVAL | VAV-HFBE-BD-CD-CLH | NA | 0
BOILER - GAS FIRED |  | SANYO |  | NA | 0
CHILLED WATER PUMP |  | POWER PAX |  | NA | 0
CONDENSER WATER PUMP | A718387 | REHAU | 32-174-T213 | NA | 0
FAN COIL UNIT - DUCTED | 25K603181 | CIEMANTS | 50BP-340-S-90325 | NA | 0
FAN COIL UNIT - DUCTED | 20005 | FANS DIRECT | FCH075 | NA | 0
FAN COIL UNIT - DUCTED | 006260NC | MUNTERS | MLH04DHR60 | NA | 0
FAN COIL UNIT - DUCTED | 017947UC | MUNTERS | MLH04DHR60 | NA | 0
FAN COIL UNIT - DUCTED | 07017951UC | MUNTERS | MLB04DHR60 | NA | 0
FAN COIL UNIT - DUCTED |  | MUNTERS | MLH06R60P | NA | 0
FAN COIL UNIT - DUCTED | 013953UE | MUNTERS | MLH04DHR60 | NA | 0
FAN COIL UNIT - DUCTED | 018421UC | MUNTERS | MLH04DHR60 | NA | 0
FAN COIL UNIT - DUCTED | 006261NC | MUNTERS | MLH04DHR60 | NA | 0
HEATING HOT WATER PUMP | 111814/601 | TEMPERZONE |  | NA | 0
PACKAGED AIR CONDITIONING UNIT | 0800W140539 | AQUA | W8510S85WC/BV | NA | 0
VARIABLE AIR VOLUME UNITS | 4156 | ZEIL | VAVHFBE-D.D/C.D/C.LH | NA | 0
CHILLER - AIR COOLED | AX-163083 | ZEIL | 366-44576T002 | NA | 0
AIR FAN - EXHAUST |  | NULL |  | NA | 0
FAN COIL UNIT - DUCTED |  | NULL |  | NA | 0
SWITCHBOARD MECHANICAL |  | DAIKIN |  | NA | 0
AIR FAN - EXHAUST |  | NULL |  | NA | 0
FIRE DAMPER |  | NULL |  | NA | 0
FIRE DAMPER |  | NULL |  | NA | 0
FIRE DAMPER |  | NULL |  | NA | 0
FIRE DAMPER |  | NULL |  | NA | 0
FIRE DAMPER |  | NULL |  | NA | 0
FIRE DAMPER |  | NULL |  | NA | 0
FIRE DAMPER |  | NULL |  | NA | 0
FIRE DAMPER |  | NULL |  | NA | 0
AIR FAN - OUTSIDE | UNREADABLE | NULL | UNREADABLE | NA | 0
CHILLER - AIR COOLED | 62522 | CARRIER | 30LB340-900-03 | R22 | 100
AIR FAN - EXHAUST |  | NULL |  | NA | 0
AIR FAN - EXHAUST |  | NULL |  | NA | 0
AIR FAN - EXHAUST |  | NULL |  | NA | 0
AIR FAN - EXHAUST |  | NULL |  | NA | 0
AIR FAN - EXHAUST | UNREADABLE | POPE | UNREADABLE | NA | 0
PACKAGED AIR CONDITIONING UNIT | UNREADABLE | DAIKIN | UNREADABLE | NA | 0
SWITCHBOARD MECHANICAL |  | NULL |  | NA | 0
SWITCHBOARD MECHANICAL |  | NULL |  | NA | 0
CASSETTE SPLIT SYSTEM | 200575-H11 | PARKER | CU-6CHV11NPE | NA | 0
AIR FAN - EXHAUST |  | AIRFLOW |  | NA | 0
AIR FAN - EXHAUST |  | AIRFLOW |  | NA | 0
AIR FAN - EXHAUST |  | AIRFLOW |  | NA | 0
AIR FAN - EXHAUST |  | AIRFLOW |  | NA | 0
AIR FAN - EXHAUST |  | EXPIER |  | NA | 0
ROOM AIR CONDITIONING UNIT |  | KIRBY |  | NA | 0
WALL MOUNTED SPLIT SYSTEM | N/A | HITACHI | N/A | NA | 0
WALL MOUNTED SPLIT SYSTEM | N/A | MCQUAY | N/A | NA | 0
WALL MOUNTED SPLIT SYSTEM | 715311760 | PARKER | CU-2473KR | NA | 0
WALL MOUNTED SPLIT SYSTEM |  | MODULEX |  | NA | 0
ROOM AIR CONDITIONING UNIT |  | KIRBY |  | NA | 0
ROOM AIR CONDITIONING UNIT | 1335401706 | PARKER | CW-A240KR | NA | 0
WALL MOUNTED SPLIT SYSTEM | 6535004594 | PANASONIC | CU-E21PKR | R410A | 3
ROOM AIR CONDITIONING UNIT | 309KA00347 | KIRBY | KC10WR | NA | 0
AIR FAN - EXHAUST | 0 | NULL | 0 | NA | 0
AIR FAN - EXHAUST | 0 | NULL | 0 | NA | 0
ROOM AIR CONDITIONING UNIT | UNREADABLE | KELVINATOR | UNREADABLE | R22 | 2
ROOM AIR CONDITIONING UNIT | UNREADABLE | KELVINATOR | UNREADABLE | R22 | 2
ROOM AIR CONDITIONING UNIT | UNREADABLE | KELVINATOR | UNREADABLE | R22 | 2
ROOM AIR CONDITIONING UNIT | 2041050000129 | TECO RAC | TWW53HFBGJBB | R410A | 2
FIRE DAMPER |  | NULL |  | NA | 0
FIRE DAMPER |  | NULL |  | NA | 0
ROOM AIR CONDITIONING UNIT | 910KA00258 | NEC | RC123 | R22 | 1.5
ROOM AIR CONDITIONING UNIT | NA | FUJITSU | NA | NA | 0
UNDER CEILING SPLIT SYSTEM | N/A | PANASONIC | N/A | NA | 0
ROOM AIR CONDITIONING UNIT | 62830233 | KELVINATOR | KR18MG | R22 | 1
ROOM AIR CONDITIONING UNIT | 0 | KELVINATOR | NO LABEL | R22 | 1
ROOM AIR CONDITIONING UNIT | N/A | FUJITSU | N/A | NA | 0
AIR HANDLING UNIT |  | AQUATHERM | LABO 36 | NA | 0
AIR FAN - OUTSIDE | 5033 | WILO | TAM560 | NA | 0
AIR FAN - EXHAUST | 5033 | WILO | TAM560 | NA | 0
AIR FAN - EXHAUST | 5033 | WILO | TAM560 | NA | 0
AIR FAN - EXHAUST | 4807 | WILO | VCYZ560-6 | NA | 0
BOILER - GAS FIRED | H.W.73160 | ARLEC | 1.250.00B.TH.U/HR. | NA | 0
AIR FAN - EXHAUST |  | NULL |  | NA | 0
FIRE DAMPER |  | NULL |  | NA | 0
ROOM AIR CONDITIONING UNIT | NA | KELVINATOR | NA | NA | 0
ROOM AIR CONDITIONING UNIT | UNREADABLE | FUJITSU | UNREADABLE | R22 | 0
AIR FAN - EXHAUST | UNREADABLE | AIR DESIGN | PCE456ER | NA | 0
AIR FAN - OUTSIDE |  | FEDERAL |  | NA | 0
AIR FAN - OUTSIDE |  | FEDERAL |  | NA | 0
AIR FAN - EXHAUST |  | NULL |  | NA | 0
AIR FAN - EXHAUST | N/A | RICHARDSON | N/A | NA | 0
FIRE DAMPER |  | NULL |  | NA | 0
FIRE DAMPER |  | NULL |  | NA | 0
FIRE DAMPER |  | NULL |  | NA | 0
FIRE DAMPER |  | NULL |  | NA | 0
ROOM AIR CONDITIONING UNIT | N/A | LG | N/A | NA | 0
ROOM AIR CONDITIONING UNIT | UNREADABLE | KELVINATOR | UNREADABLE | R22 | 2
ROOM AIR CONDITIONING UNIT | UNREADABLE | KELVINATOR | UNREADABLE | R410A | 0
CHILLER - SCREW | OE35425 | HONEYWELL | 3005SC-ZP | NA | 0
AIR FAN - EXHAUST | 0 | NULL | 0 | NA | 0
AIR FAN - EXHAUST | 0 | NULL | 0 | NA | 0
CASSETTE SPLIT SYSTEM | 739202513 | PANASONIC | CU-A34BBP5 | R22 | 4
CASSETTE SPLIT SYSTEM | 739202367 | PANASONIC | CU-A34BBP5 | R22 | 4
ROOM AIR CONDITIONING UNIT | 920RB-51000595 | LG | LWM185RH-5 | R22 | 1
ROOM AIR CONDITIONING UNIT |  | CORMORANT |  | NA | 0
ROOM AIR CONDITIONING UNIT |  | CORMORANT |  | NA | 0
ROOM AIR CONDITIONING UNIT | N/A | LIEBERT | N/A | NA | 0
ROOM AIR CONDITIONING UNIT | 009TAWM00897 | LIEBERT | W18UHM-NB61 | NA | 0
ROOM AIR CONDITIONING UNIT | MBE-02412 | TECO RAC | TWW27CFBGJBB | R410A | 1
FAN COIL UNIT - DUCTED |  | COOL OR COSY |  | NA | 0
VARIABLE AIR VOLUME UNITS |  | HOVAL |  | NA | 0
VARIABLE AIR VOLUME UNITS |  | ZEIL |  | NA | 0
WALL MOUNTED SPLIT SYSTEM | A003382 | NULL | RXS100JVMA | NA | 0
UPRIGHT SINGLE DOOR FRIDGE |  | NULL |  | NA | 0
UPRIGHT SINGLE DOOR FRIDGE |  | NULL |  | NA | 0
UPRIGHT SINGLE DOOR FRIDGE |  | NULL |  | NA | 0
UPRIGHT SINGLE DOOR FRIDGE |  | NULL |  | NA | 0
UPRIGHT SINGLE DOOR FRIDGE |  | NULL |  | NA | 0
UPRIGHT SINGLE DOOR FRIDGE |  | NULL |  | NA | 0
UPRIGHT SINGLE DOOR FRIDGE |  | NULL |  | NA | 0
AIR FAN - EXHAUST |  | NULL |  | NA | 0
ROOM AIR CONDITIONING UNIT |  | CIEMANTS |  | NA | 0
ROOM AIR CONDITIONING UNIT | UNREADABLE | TECO RAC | UNREADABLE | R22 | 2
WALL MOUNTED SPLIT SYSTEM | 722006618 | PARKER | CU-A90KR | NA | 0
WALL MOUNTED SPLIT SYSTEM | 715321950 | PARKER | CU-2473KR | NA | 0
ROOM AIR CONDITIONING UNIT | UNREADABLE | TECO RAC | LA1800Y | R22 | 1
ROOM AIR CONDITIONING UNIT |  | KIRBY |  | NA | 0
AIR FAN - EXHAUST | 0 | NULL | 0 | NA | 0
ROOM AIR CONDITIONING UNIT | NA | TECO RAC | NA | NA | 0
ROOM AIR CONDITIONING UNIT | UNREADABLE | TECO | TWW27CFBGJBB | R410A | 2
ROOM AIR CONDITIONING UNIT | 0 | TECO RAC | Teco | R22 | 1
CHILLED BEAMS - PASSIVE | NA | NULL | CARAT H-84 B | NA | 0
CHILLED BEAMS - PASSIVE | NA | NULL | CARAT H-84 B | NA | 0
CHILLED BEAMS - PASSIVE | NA | NULL | CARAT H-84 B | NA | 0
CHILLED BEAMS - PASSIVE | NA | NULL | CARAT H-84 B | NA | 0
CHILLED BEAMS - PASSIVE | NA | NULL | CARAT H-84 B | NA | 0
CHILLED BEAMS - PASSIVE | NA | NULL | CARAT H-84 B | NA | 0
CHILLED BEAMS - PASSIVE | NA | NULL | CARAT H-84 B | NA | 0
WALL MOUNTED SPLIT SYSTEM | 444605903BE | MITSUBISHI | DXK09ZMA-S | R410A | 3
PACKAGED AIR CONDITIONING UNIT | 0991W28355 | APAC | S16 HP/BH | R22 | 5
PACKAGED AIR CONDITIONING UNIT | 0300W138767 | APAC | H0900S9 HP BH | R22 | 0
PACKAGED AIR CONDITIONING UNIT | 3896W93114 | APAC | S35HP/BV-C-37 | R22 | 15
PACKAGED AIR CONDITIONING UNIT | NA | APAC | NA | R22 | 0
PACKAGED AIR CONDITIONING UNIT | 3296W93112 | APAC | S16 | R22 | 5.1
PACKAGED AIR CONDITIONING UNIT | 5090W26844 | APAC | S16 | R22 | 0
PACKAGED AIR CONDITIONING UNIT | 15409 | APAC | S16HP BH | R22 | 5
CHILLED BEAMS - PASSIVE | NA | NULL | CARAT H-84 B | NA | 0
CHILLED BEAMS - PASSIVE | NA | NULL | CARAT H-84 B | NA | 0
CHILLED BEAMS - PASSIVE | NA | NULL | CARAT H-84 B | NA | 0
CHILLED BEAMS - PASSIVE | NA | NULL | CARAT H-84 B | NA | 0
CHILLED BEAMS - PASSIVE | NA | NULL | CARAT H-84 B | NA | 0
CHILLED BEAMS - PASSIVE | NA | NULL | CARAT H-84 B | NA | 0
CHILLED BEAMS - PASSIVE | NA | NULL | CARAT H-84 B | NA | 0
CHILLED BEAMS - PASSIVE | NA | NULL | CARAT H-84 B | NA | 0
CHILLED BEAMS - PASSIVE | NA | NULL | CARAT H-84 B | NA | 0
CHILLED BEAMS - PASSIVE | NA | NULL | CARAT H-84 B | NA | 0
PACKAGED AIR CONDITIONING UNIT | 0991W28356 | APAC | S16HP/BH | R22 | 5
PACKAGED AIR CONDITIONING UNIT | 3095W83004 | APAC | S65 HO BH 02 | R22 | 11
PACKAGED AIR CONDITIONING UNIT | 174628 | APAC | P023AHR9AA | R22 | 6.2
AIR HANDLING UNIT | A0602-140 | YORK | YDM 50X60 | NA | 0
CHILLED BEAMS - PASSIVE | NA | NULL | CARAT H-84 B | NA | 0
CHILLED BEAMS - PASSIVE | NA | NULL | CARAT H-84 B | NA | 0
CHILLED BEAMS - PASSIVE | NA | NULL | CARAT H-84 B | NA | 0
CHILLED BEAMS - PASSIVE | NA | NULL | CARAT H-84 B | NA | 0
CHILLED BEAMS - PASSIVE | NA | NULL | CARAT H-84 B | NA | 0
CHILLED BEAMS - PASSIVE | NA | NULL | CARAT H-84 B | NA | 0
CHILLED BEAMS - PASSIVE | NA | NULL | CARAT H-84 B | NA | 0
CHILLED BEAMS - PASSIVE | NA | NULL | CARAT H-84 B | NA | 0
CHILLED BEAMS - PASSIVE | NA | NULL | CARAT H-84 B | NA | 0
PACKAGED AIR CONDITIONING UNIT | 486493W50602 | APAC | S65 HP BH | R22 | 0
PACKAGED AIR CONDITIONING UNIT | 0794W61064 | APAC | S65 HP BH | R22 | 0
PACKAGED AIR CONDITIONING UNIT | 699368 | TEMPERZONE | OPA155RKT | R410A | 3
CHILLED WATER UNIT | 1M0507-03678 | TRANE | LWHA033CM560L 10A | NA | 0
PACKAGED AIR CONDITIONING UNIT | 148570 | APAC | H0900 | R22 | 3
PACKAGED AIR CONDITIONING UNIT | 177219 | APAC | PO23AHR9AA | R407C | 7
CHILLED WATER UNIT | - | TRANE | - | NA | 0
CHILLED WATER UNIT | 024494NX | MULLER | MLH04DHR60 | NA | 0
PACKAGED AIR CONDITIONING UNIT | 5090W26842 | APAC | S14 HP BH | R22 | 3.9
PACKAGED AIR CONDITIONING UNIT | 0692W366114 | APAC | S11 HP BH | R22 | 3.3
PACKAGED AIR CONDITIONING UNIT | 4597W10860 | APAC | S16 HP BH 02 | R22 | 4.8
PACKAGED AIR CONDITIONING UNIT | 11594 | BRADWAY | BD600 | R22 | 3.5
PACKAGED AIR CONDITIONING UNIT | 3900104 | DAIKIN | UATY18KY19 | R22 | 7
PACKAGED AIR CONDITIONING UNIT | 2699W131437 | APAC | P016AHR9AA | R22 | 4.8
PACKAGED AIR CONDITIONING UNIT | 15406 | APAC | S16 | R22 | 5
PACKAGED AIR CONDITIONING UNIT | 2595W76246 | APAC | S18 | R22 | 5.1
PACKAGED AIR CONDITIONING UNIT | 2595W76246 | APAC | S18 | R22 | 5.1
TOILET EXHAUST FAN | NA | FANTECH | NA | NULL | NULL
TOILET EXHAUST FAN | 07 01 80804 | FANS DIRECT | CVR 400 4E S/A | NULL | NULL
TOILET EXHAUST FAN | NA | AEROFOIL | 150AR-10 | NULL | NULL
CHILLED WATER UNIT | - | MULLER | - | NA | 0
CHILLED WATER UNIT | - | MULLER | - | NA | 0
CHILLED WATER UNIT | - | MULLER | - | NA | 0
0 - NOT SET | SERIAL#* | NULL | MODEL | NULL | NULL
CALORIFIER (DOMESTIC HW) | B6 | ACOVEN | A5 | NULL | NULL
CHILLED WATER UNIT | - | MULLER | - | NA | 0
CALORIFIER (DOMESTIC HW) | GUGGFHV | AIRFACT | A5 | NULL | NULL
CALORIFIER (DOMESTIC HW) | 376574 | AIR DESIGN | A5 | R427A | 4
CASSETTE SPLIT SYSTEM | 1234 | AIR DESIGN | A5 | R427A | 1
CHILLED WATER UNIT | - | MULLER | - | NA | 0
AIR DRYER (REFRIG) | STDGD | AIRMASTER | 4657(7 | R427A | 2
CASSETTE SPLIT SYSTEM | DHGHFQWERT | AIR DESIGN | A5A6 | R404A | 3
AIR DRYER (REFRIG) | FHVHG | BRITANNIA THERM | 465EYR34 RYT | NULL | NULL
CHILLED BEAMS - PASSIVE | CARAT-H-84 | NULL | FRENGER | NA | 0
CHILLED BEAMS - PASSIVE | 1 | NULL | FRENGER | NA | 0
CHILLED BEAMS - PASSIVE | A | NULL | FRENGER | NA | 0
CHILLED BEAMS - PASSIVE | A | NULL | FRENGER | NA | 0
CHILLED BEAMS - PASSIVE | A | NULL | FRENGER | NA | 0
CHILLED BEAMS - PASSIVE | A | NULL | FRENGER | NA | 0
CHILLED BEAMS - PASSIVE | A | NULL | FRENGER | NA | 0
CHILLED BEAMS - PASSIVE | A | NULL | FRENGER | NA | 0
CHILLED BEAMS - PASSIVE | A | NULL | FRENGER | NA | 0
TOILET EXHAUST FAN | SENT | BUFFALO | MODELL | NULL | NULL
0 - NOT SET | S6 | ACTRON | S5 | NA | 0
0 - NOT SET | SD6 | ACTRON | SD5 | NA | 0
0 - NOT SET | SD6 | ACTRON | SD5 | NA | 0
0 - NOT SET | K6 | NULL | K5 | NA | 0
0 - NOT SET | KG34 | NULL | K5 | NA | 0
FUME EXTRACTION SYSTEM | FK11648 | SMOOTH FLOW | WEG-KTE10AAL | NULL | NULL
CONDENSER UNIT | 4991W37923 | APAC | S65 HP/CHB | R22 | 0
FAN COIL UNIT - DUCTED | NA | APAC | NA | R22 | 0
PACKAGED AIR CONDITIONING UNIT | 243731181 | BRADWAY | MOD 24RC | R22 | 5
PACKAGED AIR CONDITIONING UNIT | 5193W53386 | APAC | S16 HP BH | R22 | 5
SMOKE EXHAUST FAN | NA | NULL | NA | NULL | NULL
FUME CUPBOARD | 79 | SMOOTH FLOW | UNKNOWN | NULL | NULL
FUME CUPBOARD | 82 | SMOOTH FLOW | UNKNOWN | NA | 0
FUME CUPBOARD | 118 | SMOOTH FLOW | UNKNOWN | NULL | NULL
DX CONDENSING UNIT | 1389 | CARRIER | 50K14-10 | R22 | 0
CONDENSER UNIT | ME48770 | YORK | YC5142R4D | R22 | 21
AIR HANDLING UNIT | A0602-141 | YORK | YDM 50X60 | R22 | 20
CONDENSER UNIT | ME76420 | YORK | YCS142C4D | R22 | 42
CHILLED WATER UNIT | - | TRANE | - | NA | 0
SMOKE SPILL FAN | NA | COLAIR | 1553469 | NULL | NULL
SMOKE SPILL FAN | NA | COLAIR | 1553469 | NULL | NULL
SMOKE SPILL FAN | NA | COLAIR | 1553469 | NULL | NULL
SMOKE SPILL FAN | NA | COLAIR | 1553469 | NULL | NULL
FUME CUPBOARD | 121 | SMOOTH FLOW | UNKNOWN | NA | 0
CHILLED WATER UNIT | - | TRANE | - | NA | 0
FUME CUPBOARD | 84 | SMOOTH FLOW | UNKNOWN | NULL | NULL
FUME CUPBOARD | 83 | SMOOTH FLOW | UNKNOWN | NA | 0
CHILLED WATER UNIT | - | MULLER | - | NA | 0
PACKAGED AIR CONDITIONING UNIT | 5090W26843 | APAC | S16HP/BH | R22 | 5
FUME EXTRACTION SYSTEM | FL87419 | SMOOTH FLOW | KTE12AL | NULL | NULL
FUME EXTRACTION SYSTEM | 1006511984 | SMOOTH FLOW | AL90S/L-04 | NULL | NULL
PACKAGED AIR CONDITIONING UNIT | 92541 | TEMPERZONE | OPA465RKT | R410A | 8.8
PACKAGED AIR CONDITIONING UNIT | 92541 | TEMPERZONE | OPA465RKT | R410A | 8.8
CHILLED WATER UNIT | - | MULLER | - | NA | 0
PACKAGED AIR CONDITIONING UNIT | 19334 | BRADWAY | BD2000 | R22 | 6.3
CHILLED WATER UNIT | - | TRANE | - | NA | 0
CASSETTE SPLIT SYSTEM | 422952 | SUNDOWNER | S0150HR9AN | R22 | 4.65
PACKAGED AIR CONDITIONING UNIT | 1018084 | TEMPERZONE | OPA201RKTYGH | R410A | 6.3
CHILLED WATER UNIT | - | MULLER | - | NA | 0
CHILLED WATER UNIT | - | MULLER | - | NA | 0
PACKAGED AIR CONDITIONING UNIT | 192164 | APAC | PO16AHR9AD | R22 | 5
CHILLED BEAMS - PASSIVE | A | NULL | FRENGER | NA | 0
CHILLED BEAMS - PASSIVE | A | NULL | FRENGER | NA | 0
CHILLED BEAMS - PASSIVE | A | NULL | FRENGER | NA | 0
CHILLED BEAMS - PASSIVE | A | NULL | FRENGER | NA | 0
CHILLED BEAMS - PASSIVE | A | NULL | FRENGER | NA | 0
CHILLED BEAMS - PASSIVE | A | NULL | FRENGER | NA | 0
CHILLED BEAMS - PASSIVE | A | NULL | FRENGER | NA | 0
CHILLED BEAMS - PASSIVE | A | NULL | FRENGER | NA | 0
CHILLED BEAMS - PASSIVE | A | NULL | FRENGER | NA | 0
CHILLED BEAMS - PASSIVE | A | NULL | FRENGER | NA | 0
CHILLED BEAMS - PASSIVE | A | NULL | FRENGER | NA | 0
CHILLED BEAMS - PASSIVE | A | NULL | FRENGER | NA | 0
CHILLED BEAMS - PASSIVE | A | NULL | FRENGER | NA | 0
AIR FAN - OUTSIDE | N/A | FANTECH | N/A | NULL | NULL
PACKAGED AIR CONDITIONING UNIT | H4035 143 | DIAMOND | RTP030RC | R22 | 3
AIR FAN - OUTSIDE | N/A | FANTECH | AS23H | NULL | NULL
BOILER - GAS FIRED | 280855497001 | OTHER | DUAL 40 | NULL | NULL
BOILER - GAS FIRED | 280855497002 | OTHER | DUAL 40 | NULL | NULL
AIR HANDLING UNIT | 11748 | DB INDUSTRIES | DBAH600 | CHILLED WATER | 0
VARIABLE SPEED DRIVE | 91099542 | VACON | NXL00095C5H1SSS0000 | NULL | NULL
FAN COIL UNIT - NON DUCTED |  | TEMPERZONE |  | NULL | NULL
CHILLED WATER UNIT | - | TRANE | - | NA | 0
AIR FAN - EXHAUST | - | FANTECH | - | NA | 0
DOMESTIC HW UNIT (ELECTRIC) | 487587 | NULL | 2060331508B | NA | 0
DOMESTIC HW UNIT (ELECTRIC) | 61031103390 | NULL | 315C348G | NA | 0
DOMESTIC HW UNIT (ELECTRIC) | 3114418 | NULL | 61331507 | NA | 0
HEATING HOT WATER PUMP | UNKNOWN | AJAX | UNKNOWN | NA | 0
AIR FAN - EXHAUST | NA | WOODS | 15J | NA | 0
AIR FAN - RETURN | NA | FANTECH | TURBO | NA | 0
AIR FAN - RETURN | UNKNOWN | WOODS | 24J | NA | 0
AIR FAN - RETURN | UNKNOWN | FANTECH | 24J | NA | 0
AIR FAN - SUPPLY | 959 | FANTECH | TURBO | NA | 0
AIR INTAKE DISP PRE-FILTERS | NA | UNKNOWN | 24X24X4 | NA | 0
ELECTRIC DUCT HEATER | NONE | UNKNOWN | 3KW | NA | 0
AIR FAN - EXHAUST | NA | WOODS | 24J | NA | 0
AIR FAN - EXHAUST | UNKNOWN | UNKNOWN | UNKNOWN | NA | 0
AIR FAN - EXHAUST | UNKNOWN | UNKNOWN | UNKNOWN | NA | 0
AIR FAN - EXHAUST | 548 | FANTECH | TURBO | NA | 0
FILTERS | NA | UNKNOWN | NA | NA | 0
AIR COOLED SPLIT SYSTEM | UNKNOWN | UNKNOWN | UNKNOWN | NA | 0
AIR COOLED SPLIT SYSTEM | UNKNOWN | UNKNOWN | UNKNOWN | NA | 0
AIR FAN - RETURN | G2236 | RICHARDSON | 660CYD | NA | 0
AIR FAN - SUPPLY | G2234 | RICHARDSON | 660CYD | NA | 0
AIR FAN - SUPPLY | G2237 | RICHARDSON | 660CYD | NA | 0
AIR FAN - SUPPLY | G2233 | RICHARDSON | 660CYD | NA | 0
AIR HANDLING UNIT | UNKNOWN | UNKNOWN | UNKNOWN | NA | 0
AIR HANDLING UNIT | UNKNOWN | UNKNOWN | UNKNOWN | NA | 0
BMS | NONE | BAC | EASYIO | NA | 0
BMS | NA | BAC | EASYIO | NA | 0
DOSING POT (CLOSED LOOPS) | NA | UNKNOWN | NA | NA | 0
CHILLED WATER PUMP | 035151/1 | GRUNDFOS | 2RMFD15A | NA | 0
CHILLED WATER PUMP | 2434 | GRUNDFOS | 2RMFD15A | NA | 0
CHILLED WATER PUMP | CZ366 | KELLY & LEWIS | K&L MODEL 51 | NA | 0
CHILLED WATER PUMP | J7896 | KELLY & LEWIS | K1 MODLL 70 | NA | 0
AIR FAN - EXHAUST | NONE | UNKNOWN | UNKNOWN | NA | 0
FILTERS | UNKNOWN | UNKNOWN | 24X24 | NA | 0
FILTERS | NA | UNKNOWN | NA | NA | 0
HEATING HOT WATER PUMP | J7892 | KELLY & LEWIS | K&L MODEL 70 | NA | 0
HEATING HOT WATER PUMP | J7894 | KELLY & LEWIS | K&L MODEL 70 | NA | 0
KITCHEN EXHAUST FAN | UNKNOWN | FANTECH | ILF354 | NA | 0
TOILET EXHAUST FAN | G2235 | RICHARDSON | 540CP | NA | 0
DUCTED HYDRONIC COOLING COIL | UNKNOWN | UNKNOWN | UNKNOWN | NA | 0
DUCTED HYDRONIC HEATING COIL | UNKNOWN | UNKNOWN | UNKNOWN | NA | 0
DUCTED HYDRONIC HEATING COIL | UNKNOWN | UNKNOWN | UNKNOWN | NA | 0
CHILLED WATER UNIT | - | TEMPERZONE | - | NA | 0
CHILLED WATER UNIT | - | TRANE | - | NA | 0
PACKAGED AIR CONDITIONING UNIT | 123 | TEMPERZONE | YHT | R407C | 23
PACKAGED AIR CONDITIONING UNIT | 62294 | TEMPERZONE | OSA390R | R407C | 10
PACKAGED AIR CONDITIONING UNIT | 0692W36613 | APAC | S11 HP BH | R22 | 3.3
CHILLED WATER UNIT | - | MULLER | - | NA | 0
CHILLED WATER UNIT | - | TRANE | - | NA | 0
CHILLED WATER UNIT | - | TRANE | - | NA | 0
CHILLED WATER UNIT | - | TRANE | - | NA | 0
CHILLED BEAMS - PASSIVE | A | NULL | FRENGER | NA | 0
CHILLED BEAMS - PASSIVE | A | NULL | FRENGER | NA | 0
CHILLED BEAMS - PASSIVE | A | NULL | FRENGER | NA | 0
COOLING TOWER | 09J0358 | BARREL FAN | VT14000 | NA | 0
AIR FAN - RETURN |  | NULL |  | NA | 0
CONDENSER WATER PUMP | 29C2010A20 | NULL | AUSJF3B | NA | 0
VARIABLE SPEED DRIVE |  | ABB | ACH550-01-045A-4+B055 | NA | 0
VARIABLE SPEED DRIVE |  | ABB | ACH550-01-045A-4+B055 | NA | 0
AIR FAN - RETURN |  | NULL |  | NA | 0
CHILLED WATER PUMP | 20E3009A21 | NULL | AUSHD3B | NA | 0
VARIABLE SPEED DRIVE |  | ABB | ACH550-01-031A-4+B055 | NA | 0
CHILLED WATER PUMP | 10638 IJJ | TEMPERZONE | BRG-6309-2Z 6209-2Z | NA | 0
CHILLED WATER PUMP | 1320402404 | NULL | 3M40-1603 | NA | 0
AIR FAN - EXHAUST | SHS-11 | FEDERAL | AP040AAP10B003 | NA | 0
VARIABLE SPEED DRIVE |  | ABB | ACH550-01-012A-4+B055 | NA | 0
AIR FAN - EXHAUST | MF071 | FEDERAL | AP0714GP6B022 | NA | 0
VARIABLE SPEED DRIVE |  | ABB | ACH550-01-05A4-4+B055 | NA | 0
CIRCULATING PUMP |  | NULL | L192STDE2 | NA | 0
EXPANSION TANK (CLOSED LOOPS) | 08I061660615 | NULL | DX20010 | NA | 0
VARIABLE SPEED DRIVE |  | ABB | ACH550-01-015A-4+B055 | NA | 0
VARIABLE SPEED DRIVE |  | ABB | ACH550-01-015A-4+B055 | NA | 0
CHILLED WATER PUMP | 10101 | NULL | BRG 6311 6211 | NA | 0
CHILLED WATER PUMP | 10159 | NULL | BRG 6311 | NA | 0
VARIABLE SPEED DRIVE |  | ABB | ACH550-01-045A-4+B055 | NA | 0
CHILLED WATER PUMP | 12C2009A04 | NULL | AUSHF3B | NA | 0
VARIABLE SPEED DRIVE |  | ABB | ACH550-01-045A-4+B055 | NA | 0
AIR FAN - EXHAUST |  | FEDERAL |  | NA | 0
VARIABLE SPEED DRIVE |  | ABB | ACH550-01-015A-4+B055 | NA | 0
VARIABLE SPEED DRIVE |  | ABB | ACH550-01-015A-4+B055 | NA | 0
VARIABLE SPEED DRIVE |  | ABB | ACH550-01-015A-4+B055 | NA | 0
VARIABLE SPEED DRIVE |  | ABB | ACH550-01-015A-4+B055 | NA | 0
CHILLED WATER PUMP | 10C2009A07 | NULL | AUSGG3B | NA | 0
CHILLED WATER PUMP | 10209 | NULL | BRG 6311 | NA | 0
CHILLED WATER PUMP | 13C2009A15 | NULL | AUSHF3B | NA | 0
VARIABLE SPEED DRIVE |  | ABB | ACH550-01-045A-4+B055 | NA | 0
EXPANSION TANK (CLOSED LOOPS) | D9J012260201 | NULL | DX50010 | NA | 0
VARIABLE SPEED DRIVE |  | ABB | ACH550-01-012A-4+B055 | NA | 0
COOLING TOWER | 09J0334 | BARREL FAN | RCT2438 | NA | 0
VARIABLE SPEED DRIVE |  | ABB | ACH550-01-012A-4+B055 | NA | 0
VARIABLE SPEED DRIVE |  | ABB | ACH550-01-012A-4+B055 | NA | 0
COOLING TOWER | 09J0443 | BARREL FAN | RCT2145 | NA | 0
CONDENSER WATER PUMP | 10510 | NULL | BRG 6208-2Z | NA | 0
CONDENSER WATER PUMP | 14E2009A04 | NULL | AUSGE2B | NA | 0
CONDENSER WATER PUMP | 10636 | NULL | 6208 27 | NA | 0
CONDENSER WATER PUMP | 14E2009A05 | NULL | AUSCF2B | NA | 0
STAIRWELL PRESSURISATION FAN |  | FEDERAL | AP0804CP12B075 | NA | 0
STAIRWELL PRESSURISATION FAN |  | FEDERAL | AP0804CP12B075 | NA | 0
AIR FAN - EXHAUST |  | NULL | RVE804CP128040 | NA | 0
COOLING TOWER | 970333 | BARREL FAN | RCT2438 | NA | 0
COOLING TOWER | 09J0332 | BARREL FAN | RCT2438 | NA | 0
CONDENSER WATER PUMP | 14E2009A05 | NULL | AUSCF2B | NA | 0
CONDENSER WATER PUMP | 10650 | NULL | BRG 6309-2Z | NA | 0
CONDENSER WATER PUMP | 12H2013A06 | NULL | AUSGG3BE | NA | 0
CONDENSER WATER PUMP | 12H2013A07 | NULL | AUSGG3BE | NA | 0
CONDENSER WATER PUMP | 10649 | NULL | BRG 6309-2Z | NA | 0
CONDENSER WATER PUMP | 10782 | NULL | BRG 6309-2Z | NA | 0
CONDENSER WATER PUMP | 13C2009A14 | NULL | AUSGF3 | NA | 0
VARIABLE SPEED DRIVE |  | ABB | ACH550-01-031A-4+B055 | NA | 0
VARIABLE SPEED DRIVE |  | ABB | ACH550-01-031A-4+B055 | NA | 0
VARIABLE SPEED DRIVE |  | ABB | ACH550-01-031A-4+B055 | NA | 0
CONDENSER WATER PUMP | 10186 11J | TEMPERZONE | BRG6312 6212 | NA | 0
CONDENSER WATER PUMP | 12C2009A01 | NULL | AUSHG3B | NA | 0
CONDENSER WATER PUMP | 10174 11J | TEMPERZONE | BRG6312 6212 | NA | 0
CONDENSER WATER PUMP | 10277 IJJ | TEMPERZONE | BRG 6311 6211 | NA | 0
CONDENSER WATER PUMP | 1202009A05 | NULL | AUSHF3B | NA | 0
VARIABLE SPEED DRIVE |  | ABB | ACH550-01-045A-4+B055 | NA | 0
VARIABLE SPEED DRIVE |  | ABB | ACH550-01-08A8-4+B055 | NA | 0
CONDENSER WATER PUMP | 10299 IJJ | TEMPERZONE | BRG 6311 6211 | NA | 0
CONDENSER WATER PUMP | 12C2009A03 | NULL | AUSHF3R | NA | 0
VARIABLE SPEED DRIVE |  | ABB | ACH550-01-045A-4+B055 | NA | 0
CONDENSER WATER PUMP | 10278 IJJ | TEMPERZONE | BRG 6311 6211 | NA | 0
CHILLED WATER PUMP | 12C2009A12 | NULL | AUSHF3B | NA | 0
VARIABLE SPEED DRIVE |  | ABB | ACH550-01-045A-4+B055 | NA | 0
CONDENSER WATER PUMP | 10081 JDJ | TEMPERZONE | BRG 6312 6212 | NA | 0
CONDENSER WATER PUMP | 12C2009A02 | NULL | AUSHG3B | NA | 0
CONDENSER WATER PUMP | 31C2010A01 | NULL | AUSJE3B | NA | 0
VARIABLE SPEED DRIVE |  | ABB | ACH550-01-059A-4+B055 | NA | 0
CONDENSER WATER PUMP | 10098 JFJ | TEMPERZONE | BRG 6312 6212 | NA | 0
VARIABLE SPEED DRIVE |  | ABB | ACH550-01-059A-4+B055 | NA | 0
HEAT EXCHANGER - WATER TO WAT | 0811-429A | NULL | GCP5IN | NA | 0
HEAT EXCHANGER - WATER TO WAT | 0811-429B | NULL | GCP5IN | NA | 0
CHILLER - WATER COOLED | 12G110431 | CIEMANTS | 30RW-185-A0084-EEE-- | NA | 0
CHILLER - WATER COOLED | 50610C92432241 | ZEIL | YEWS130SA53D1 | NA | 0
CHILLED WATER PUMP | HQW-002 | ZEIL | SSS7L-50B | NA | 0
CHILLER - WATER COOLED | BRW-002 | ZEIL | SSS14L-50B | NA | 0
CHILLER - WATER COOLED | BRW-50B | ZEIL | SSS14L-50B | NA | 0
VARIABLE SPEED DRIVE |  | ABB | ACH550-01-031A-4+B055 | NA | 0
AIR FAN - SUPPLY | 13710080582 | TEMPERZONE | BKBFMTL | NA | 0
AIR HANDLING UNIT | 9021054 | ZEIL | YDM 60X60 | NA | 0
AIR FAN - SUPPLY | H6087065 | TECO | BRG 6309ZZ | NULL | NULL
AIR FAN - SUPPLY | H2085107 | TEMPERZONE | BRG8312 | NA | 0
VARIABLE SPEED DRIVE |  | ABB | ACH550-01-059A-4+B055 | NA | 0
AIR HANDLING UNIT | 9021055 | ZEIL | YDM 70X110 | NA | 0
VARIABLE SPEED DRIVE |  | ABB | ACH550-01-031A-4+B055 | NA | 0
AIR FAN - SUPPLY | 1371008058-1 | TEMPERZONE | BRG 6309ZZ | NA | 0
AIR FAN - SUPPLY | H6087065020 | TEMPERZONE | BRG 6309ZZ | NA | 0
SMOKE EXHAUST FAN |  | NULL | RSS0804CA12H055 | NA | 0
SMOKE EXHAUST FAN |  | NULL | RSS0804CA12H055 | NA | 0
AIR HANDLING UNIT | A0903066 | ZEIL | YDM60X70 | NA | 0
VARIABLE SPEED DRIVE |  | ABB | ACH550-01-023A-4+B055 | NA | 0
AIR HANDLING UNIT | A0903070 | ZEIL | YDM 60X80 | NA | 0
AIR FAN - SUPPLY | AP0804CP6P04 | FEDERAL | MF080 | NA | 0
VARIABLE SPEED DRIVE |  | ABB | ACH550-01-059A-4+B055 | NA | 0
VARIABLE SPEED DRIVE |  | ABB | ACH550-01-059A-4+B055 | NA | 0
CHILLED WATER PUMP | 10825 IJJ | TEMPERZONE | BRG-6309-2Z 6209-2Z | NA | 0
CHILLED WATER PUMP | 10905 IJJ | TEMPERZONE | BRG 6309-2Z 6209-2Z | NA | 0
CHILLED WATER PUMP | 10108 LFJ | TEMPERZONE | BRG 6209-2ZC3 | NA | 0
AIR FAN - RETURN |  | NULL |  | NA | 0
VARIABLE SPEED DRIVE |  | ABB | ACH550-01-059A-4+B055 | NA | 0
0 - NOT SET |  | NULL |  | NA | 0
AIR HANDLING UNIT | NA | NULL | NA | NA | 0
FAN COIL UNIT - DUCTED | 779726 | THERMAL EQUP CO | HWP370RKTN | NA | 0
DUCTED SPLIT SYSTEM | 67423 | THERMAL EQUP CO | CCE750QS110 | NA | 0
AIR HANDLING UNIT |  | ROBERT SHAW |  | NA | 0
AIR HANDLING UNIT |  | ROBERT SHAW |  | NA | 0
AIR FAN - SUPPLY |  | ROBERT SHAW |  | NA | 0
AIR FAN - SUPPLY |  | ROBERT SHAW |  | NA | 0
AIR HANDLING UNIT | NA | NULL | NA | NA | 0
AIR HANDLING UNIT |  | NULL |  | NA | 0
AIR HANDLING UNIT | NA | NULL | NA | NA | 0
VARIABLE SPEED DRIVE | 014110G319 | DB INDUSTRIES | 131F7539 | NA | 0
AIR FAN - SUPPLY | M3081350002 | TEMPERZONE | AEHBUC020 | NA | 0
VARIABLE SPEED DRIVE | 000214H309 | DB INDUSTRIES | 131H7675 | NA | 0
AIR FAN - SUPPLY |  | PORTCHIL | 4445-228535 | NA | 0
AIR FAN - SUPPLY |  | PORTCHIL | 4445-228535 | NA | 0
VARIABLE SPEED DRIVE | 010739G315 | DB INDUSTRIES | 131F9783 | NA | 0
AIR FAN - RETURN | NA | NULL | R6S8M747T | NA | 0
AIR FAN - RETURN | NA | NULL | R6S8M747T | NA | 0
AIR FAN - EXHAUST | WO548 | NULL | 24G4P | NA | 0
CHILLED WATER PUMP |  | ALCAIR | 11995T | NA | 0
CHILLED WATER PUMP | 4445-223-529 | PORTCHIL | HC5859 | NA | 0
AIR FAN - SUPPLY | 4445-227-523 | PORTCHIL | CM2925 | NA | 0
VARIABLE SPEED DRIVE | 000214H309 | DB INDUSTRIES | 131H7676 | NA | 0
AIR HANDLING UNIT |  | NULL |  | NA | 0
AIR FAN - SUPPLY |  | NULL | 4445111111 | NA | 0
VARIABLE SPEED DRIVE | 014210G319 | DB INDUSTRIES | 131F7539 | NA | 0
AIR FAN - RETURN |  | NULL |  | NA | 0
VARIABLE SPEED DRIVE |  | DB INDUSTRIES |  | NA | 0
VARIABLE SPEED DRIVE |  | DB INDUSTRIES |  | NA | 0
VARIABLE SPEED DRIVE | 08610G299 | DB INDUSTRIES | 131F7541 | NA | 0
AIR FAN - RETURN | 1007 JA J | MTA HCYGNUS |  | NA | 0
AIR FAN - SUPPLY | 7094117005 | TEMPERZONE | ASHB-UCC20 | NA | 0
VARIABLE SPEED DRIVE | 010911G319 | DB INDUSTRIES | 131H2658 | NA | 0
CONDENSER WATER PUMP |  | ALCAIR | PUMP SIZE 65X60-160 MOTOR MN 4445-109-12 | NA | 0
CONDENSER WATER PUMP |  | ALCAIR | PUMP SIZE 65X60-160 MOTOR MN 4445-109-12 | NA | 0
AIR COMPRESSOR | 10.05 | NULL | PULFORD 5055 | NA | 0
AIR FAN - SUPPLY | 10055JDJ | MTA HCYGNUS | AS1359 | NA | 0
AIR HANDLING UNIT |  | NULL |  | NA | 0
VARIABLE SPEED DRIVE | 016310G319 | DANFOSS | 131F7540 | NULL | NULL
AIR FAN - SUPPLY | 7094021011 | TEMPERZONE | ASHB-UCC20 | NA | 0
AIR FAN - RETURN | H4093303 003 | TEMPERZONE | AEHBUC067RSEFMC20 | NA | 0
AIR HANDLING UNIT |  | NULL |  | NA | 0
PRESSURISATION SYSTEM |  | AQUATHERM | LW304010 | NA | 0
STAIRWELL PRESSURISATION FAN |  | AQUATHERM | LW304010 | NA | 0
VARIABLE SPEED DRIVE |  | DB INDUSTRIES | 131U2237 | NA | 0
VARIABLE SPEED DRIVE |  | DB INDUSTRIES | 131U2237 | NA | 0
AIR COMPRESSOR | NA | NULL | NA | NULL | NULL
COOLING TOWER |  | NULL |  | NA | 0
COOLING TOWER |  | NULL |  | NA | 0
COOLING TOWER |  | NULL |  | NA | 0
COOLING TOWER |  | NULL |  | NA | 0
AIR FAN - SUPPLY | 010112G319 | DB INDUSTRIES | 131W4424 | NA | 0
AIR FAN - SUPPLY | 7096317002 | TEMPERZONE | ASHBUCC2G | NA | 0
VARIABLE SPEED DRIVE | 012815G319 | DB INDUSTRIES | 131F7542 | NA | 0
AIR FAN - RETURN |  | NULL |  | NA | 0
AIR FAN - SUPPLY | W0923 | NULL | 19G2P G.W AXIAL | NA | 0
KITCHEN EXHAUST FAN | V9525 | NULL | 24G4P | NA | 0
VARIABLE SPEED DRIVE | 010211G319 | DB INDUSTRIES | 131H8116 | NA | 0
HEAT EXCHANGER - WATER TO WAT |  | NULL | REG NO. 86003 | NA | 0
CONDENSER WATER PUMP |  | ALCAIR | PUMP SIZE65X50-160 MOTOR MN 4445-109-121 | NA | 0
CONDENSER WATER PUMP |  | ALCAIR | Q31146 | NA | 0
CONDENSER WATER PUMP |  | ALCAIR |  | NA | 0
AIR HANDLING UNIT |  | NULL |  | NA | 0
AIR FAN - SUPPLY | 10026JCJ | MTA HCYGNUS | MOTOR MN 6309-22 6209-27 | NA | 0
VARIABLE SPEED DRIVE | 019210G319 | DB INDUSTRIES | 131F7541 | NA | 0
AIR FAN - SUPPLY | 7094021006 | TEMPERZONE | ASHBUCC20 | NA | 0
VARIABLE SPEED DRIVE | 010331G319 | DB INDUSTRIES | 131N4436 | NA | 0
AIR HANDLING UNIT |  | NULL |  | NA | 0
AIR FAN - SUPPLY | 7085364001 | TEMPERZONE | ASHBUCC20 | NA | 0
AIR FAN - SUPPLY | P6109454001 | TEMPERZONE | AEMBUCC2G | NA | 0
VARIABLE SPEED DRIVE | 010212G319 | DB INDUSTRIES | 131N4424 | NA | 0
VARIABLE SPEED DRIVE | 011415G913 | DB INDUSTRIES | 131F7543 | NA | 0
AIR HANDLING UNIT |  | NULL |  | NA | 0
VARIABLE SPEED DRIVE | 012315G139 | DB INDUSTRIES | 131F7542 | NA | 0
VARIABLE SPEED DRIVE | 010311G319 | DB INDUSTRIES | 131H8166 | NA | 0
AIR FAN - SUPPLY | 708C742001 | TEMPERZONE | ASHBUCC20 | NA | 0
CONDENSER WATER PUMP |  | ALCAIR | Q75-108 | NA | 0
CONDENSER WATER PUMP |  | ALCAIR | Q75-108 | NA | 0
CHILLED WATER PUMP |  | ALCAIR | 75-108 | NA | 0
CHILLED WATER PUMP |  | ALCAIR | 75-108 | NA | 0
CHILLED WATER PUMP |  | ALCAIR | 75-108 | NA | 0
CHILLED WATER PUMP |  | ALCAIR | 75-108 | NA | 0
CONDENSER WATER PUMP |  | ALCAIR |  | NA | 0
AIR FAN - RETURN |  | ALCAIR | 75-108 | NA | 0
CONDENSER WATER PUMP |  | ALCAIR | Q75-108 | NA | 0
CHILLER - WATER COOLED | NOT SITED | RAC | AIRMASTER | NA | 0
AIR HANDLING UNIT |  | NULL |  | NA | 0
AIR FAN - RETURN | H4093303002 | TEMPERZONE | AEHBUCO67R50FMC20 | NA | 0
VARIABLE SPEED DRIVE | 016410G319 | DB INDUSTRIES | 131F7540 | NA | 0
AIR FAN - SUPPLY |  | TEMPERZONE | ASHBUCC20 | NA | 0
VARIABLE SPEED DRIVE | 010111G319 | DB INDUSTRIES | 131N4436 | NA | 0
AIR HANDLING UNIT |  | NULL |  | NA | 0
AIR FAN - RETURN | 4091368004 | TEMPERZONE | ARMBUCC20 | NA | 0
VARIABLE SPEED DRIVE | 014310G319 | DANFOSS | 131F7539 | NULL | NULL
AIR FAN - SUPPLY | H6093309 | TEMPERZONE | ASHBUCO400025FMC20 | NA | 0
VARIABLE SPEED DRIVE | 010305G309 | DB INDUSTRIES | 131F7544 | NA | 0
AIR HANDLING UNIT |  | NULL |  | NA | 0
AIR HANDLING UNIT |  | MTA HCYGNUS | AS1359 | NA | 0
VARIABLE SPEED DRIVE | 019110G913 | DB INDUSTRIES | 131F7541 | NA | 0
VARIABLE SPEED DRIVE | 010811G319 | DB INDUSTRIES | 131H2658 | NA | 0
AIR HANDLING UNIT |  | TEMPERZONE | ASHBUCC20 | NA | 0
FAN COIL UNIT - DUCTED |  | MUNTERS |  | NA | 0
AIR FAN - EXHAUST |  | NULL | G.W AXIAL 30G4P | NA | 0
AIR FAN - EXHAUST |  | NULL | G.W AXIAL G30WP | NA | 0
AIR FAN - EXHAUST |  | NULL |  | NA | 0
AIR FAN - SUPPLY | 38G6P | NULL | G.W ACIAL | NA | 0
AIR HANDLING UNIT |  | NULL |  | NA | 0
AIR FAN - RETURN | 4086392004 | TEMPERZONE | AEMBUCC20 | NA | 0
VARIABLE SPEED DRIVE | 014010G319 | DB INDUSTRIES | 131F7539 | NA | 0
AIR FAN - SUPPLY | H6093309 | TEMPERZONE | ASHBUCO40025FMC20 | NA | 0
VARIABLE SPEED DRIVE | 010359G319 | DB INDUSTRIES | 131F7544 | NA | 0
VARIABLE SPEED DRIVE |  | DB INDUSTRIES | 131N4436 | NA | 0
UPRIGHT SINGLE DOOR FRIDGE |  | NULL | 2155008862 AIRDESIGN | NA | 0
AIR FAN - SUPPLY |  | NULL | G.W.AXIAL 3866P | NA | 0
FAN COIL UNIT - DUCTED |  | NULL | HVAC | NA | 0
AIR COOLED SPLIT SYSTEM |  | NULL | HVAC | NA | 0
AIR FAN - OUTSIDE |  | NULL | FAN TECH PCD454DD | NA | 0
CAR PARK EXHAUST FAN |  | NULL | FANTECH PCD504DD | NA | 0
CAR PARK SUPPLY AIR FAN |  | NULL |  | NA | 0
AIR FAN - OUTSIDE |  | NULL |  | NA | 0
VARIABLE SPEED DRIVE | 010113G369 | DB INDUSTRIES | 131F8479 | NA | 0
AIR FAN - OUTSIDE | 0123G4108 | DB INDUSTRIES | 131B4061 | NA | 0
FAN COIL UNIT - DUCTED |  | NULL | NA | NA | 0
AIR HANDLING UNIT |  | NULL | N:A | NA | 0
FAN COIL UNIT - DUCTED |  | MUNTERS |  | NA | 0
CHILLER - AIR COOLED | 631MD0995 | NULL | FLUID CHILLERS AUST CA100P | R407C | 20
CHILLER - WATER COOLED |  | RAC | AIRMASTER | R134A | 200
CHILLER - WATER COOLED |  | RAC | AIRMASTER | R134A | 200
HEAT EXCHANGER - WATER TO WAT | 54537 | NULL | S26-IS | NA | 0
HEAT EXCHANGER - WATER TO WAT | 54536 | NULL | S26-IS | NA | 0
HEAT EXCHANGER - WATER TO WAT | 54535 | NULL | S26-IS | NA | 0
HEAT EXCHANGER - WATER TO WAT | 54534 | NULL | S9A-1G | NA | 0
HEAT EXCHANGER - WATER TO WAT | 54533 | NULL | S9A-1G | NA | 0
HEAT EXCHANGER - WATER TO WAT | 2011 077 | NULL | H17 MGS 10 | NA | 0
HEAT EXCHANGER - WATER TO WAT | 506737 | NULL | 50 | NA | 0
HEAT EXCHANGER - WATER TO WAT | 506737 | NULL | 50 | NA | 0
COOLING TOWER | 12JO209 | BAC | RCT 2540 | NA | 0
COOLING TOWER | 12JO208 | BAC | RCT 2540 | NA | 0
COOLING TOWER | 12JO207 | BAC | RCT 2540 | NA | 0
COOLING TOWER | 12JO206 | BAC | RCT 2540 | NA | 0
COOLING TOWER | 12JO206 | BAC | RCT 2540 | NA | 0
VARIABLE SPEED DRIVE | 3114405437 | ABB | ACH550-01-023A-4+BO55 | NA | 0
VARIABLE SPEED DRIVE | 3114405433 | ABB | ACH550-01-023A-4+BO55 | NA | 0
VARIABLE SPEED DRIVE | 3115100631 | ABB | ACH550-01-012A-4+BO55 | NA | 0
VARIABLE SPEED DRIVE | 3114705090 | ABB | ACH550-01-045A-4+BO55 | NA | 0
VARIABLE SPEED DRIVE | 3120704293 | ABB | ACH550-01-06A9-4+BO55 | NA | 0
VARIABLE SPEED DRIVE | 3123502949 | ABB | ACH550-01-012A-4+BO55 | NA | 0
CHILLED WATER PUMP | 125X100-200 | AJAX | 120434ND | NA | 0
AIR HANDLING UNIT | CR26A08-1250 | AIR DESIGN | 5160-062684 | OTHER | 0
CONDENSER WATER PUMP | 150X125-315 | AJAX | 120442ND | NA | 0
CONDENSER WATER PUMP | 150X125-315 | AJAX | 120442ND | NA | 0
CONDENSER WATER PUMP | 125X100-400 | AJAX | 120438ND | NA | 0
CONDENSER WATER PUMP | 125X100-400 | AJAX | 120438ND | NA | 0
CONDENSER WATER PUMP | 125X100-400 | AJAX | 120438ND | NA | 0
CONDENSER WATER PUMP | 150X125-315 | AJAX | 120442ND | NA | 0
VARIABLE SPEED DRIVE | 3142304134 | ABB | ACH550-01-059A-4+BO55 | NA | 0
VARIABLE SPEED DRIVE | 3114704961 | ABB | ACH550-01-087A-4+BO55 | NA | 0
CONDENSER WATER PUMP | 150X125-315 | AJAX | 120442ND | NA | 0
VARIABLE SPEED DRIVE | 3121801144 | ABB | ACH550-01-059A-4+BO55 | NA | 0
VARIABLE SPEED DRIVE | 3114904587 | ABB | ACH550-01-059A-4+BO55 | NA | 0
VARIABLE SPEED DRIVE | 3114105467 | ABB | ACH550-01-087A-4+BO55 | NA | 0
VARIABLE SPEED DRIVE | 3114704966 | ABB | ACH550-01-087A-4+BO55 | NA | 0
CONDENSER WATER PUMP | 150X125-315 | AJAX | 120442ND | NA | 0
CHILLED WATER PUMP | 125X100-200 | AJAX | 120434ND | NA | 0
HEATING HOT WATER PUMP | 100X65-315 | AJAX | 120423ND | NA | 0
VARIABLE SPEED DRIVE | 3114806439 | ABB | ACH550-01-045A-4+BO55 | NA | 0
VARIABLE SPEED DRIVE | 3115003754 | ABB | ACH550-01-038A-4+BO55 | NA | 0
CHILLED WATER PUMP | 150X125-315 | AJAX | 120442ND | NA | 0
HEATING HOT WATER PUMP | 125X100-200 | AJAX | 120434ND | NA | 0
CONDENSER WATER PUMP | 150X125-315 | AJAX | 120442ND | NA | 0
CONDENSER WATER PUMP | 150X125-315 | AJAX | 120442ND | NA | 0
SWITCHBOARD MECHANICAL | 1361-L28.1-1 | NULL |  | NA | 0
SWITCHBOARD MECHANICAL | 1361-L28.1-1 | NULL |  | NA | 0
SWITCHBOARD MECHANICAL | 1361-15.1 | NULL |  | NA | 0
SWITCHBOARD MECHANICAL | 1361-15.2 | NULL |  | NA | 0
SWITCHBOARD MECHANICAL | 1361-15.3 | NULL |  | NA | 0
CHILLED WATER PUMP | 150X125-315 | AJAX | 120442ND | NA | 0
VARIABLE SPEED DRIVE | 3113800177 | ABB | ACH550-01-045A-4+BO55 | NA | 0
CHILLED WATER PUMP | 80X50-315 | AJAX | 120416ND | NA | 0
CONDENSER WATER PUMP | 150X125-315 | AJAX | 120442ND | NA | 0
CONDENSER WATER PUMP | 124003000 | AJAX | ISO100X65-315 | NA | 0
VARIABLE SPEED DRIVE | 3113800166 | ABB | ACH550-01-045A-4+BO55 | NA | 0
VARIABLE SPEED DRIVE | 3113800182 | ABB | ACH550-01-045A-4+BO55 | NA | 0
VARIABLE SPEED DRIVE | 3114506127 | ABB | ACH550-01-012A-4+BO55 | NA | 0
VARIABLE SPEED DRIVE | 3113800169 | ABB | ACH550-01-045A-4+BO55 | NA | 0
VARIABLE SPEED DRIVE | 3114304707 | ABB | ACH550-01-023A-4+BO55 | NA | 0
AIR FAN - EXHAUST |  | FANTECH |  | NA | 0
VARIABLE SPEED DRIVE | 3114205707 | ABB | ACH550-1-023A-4+BO55 | NA | 0
VARIABLE SPEED DRIVE | 3114105168 | ABB | ACH550-1-038A-4+BO55 | NA | 0
VARIABLE SPEED DRIVE | 3114105167 | ABB | ACH550-1-038A-4+BO55 | NA | 0
VARIABLE SPEED DRIVE | 3114105168 | ABB | ACH550-1-038A-4+BO55 | NA | 0
AIR FAN - RETURN |  | FANTECH |  | NA | 0
VARIABLE SPEED DRIVE | 3111504241 | ABB | ACH550-1-045A-4+BO55 | NA | 0
VARIABLE SPEED DRIVE | 3104302228 | ABB | ACH550-01-023A-4+BO55 | NA | 0
VARIABLE SPEED DRIVE | 3112504463 | ABB | ACH550-1-072A-4+BO55 | NA | 0
VARIABLE SPEED DRIVE | 3141204805 | ABB | ACH550-1-023A-4+BO55 | NA | 0
VARIABLE SPEED DRIVE | 3114205707 | ABB | ACH550-1-023A-4+BO55 | NA | 0
VARIABLE SPEED DRIVE | 3112504462 | ABB | ACH550-1-072A-4+BO55 | NA | 0
VARIABLE SPEED DRIVE | 3114105049 | ABB | ACH550-1-06A9-4+BO55 | NA | 0
VARIABLE SPEED DRIVE | 3113205899 | ABB | ACH550-1-059A-4+BO55 | NA | 0
VARIABLE SPEED DRIVE | 3114105171 | ABB | ACH550-1-038A-4+BO55 | NA | 0
VARIABLE SPEED DRIVE | 3113005320 | ABB | ACH550-1-031A-4+BO55 | NA | 0
VARIABLE SPEED DRIVE | 3114105173 | ABB | ACH550-1-038A-4+BO55 | NA | 0
VARIABLE SPEED DRIVE | 3114001459 | ABB | ACH550-1-059A-4+BO55 | NA | 0
VARIABLE SPEED DRIVE | 3120604517 | ABB | ACH550-1-015A-4+BO55 | NA | 0
VARIABLE SPEED DRIVE | 3113204767 | ABB | ACH550-1-072A-4+BO55 | NA | 0
AIR HANDLING UNIT | CR26A08-1250 | AIR DESIGN | 5160-062687 | OTHER | 0
AIR HANDLING UNIT | CR26A08-1250 | AIR DESIGN | 5160-06268? | OTHER | 0
AIR HANDLING UNIT | CR26A08-1250 | AIR DESIGN | 5160-062688 | OTHER | 0
VARIABLE SPEED DRIVE | 3114705694 | ABB | ACH550-01-023A-4+BO55 | NA | 0
FAN COIL UNIT - DUCTED | HMP09-6CH-R250L2L | AIR DESIGN | 4533-039124 | NA | 0
VARIABLE SPEED DRIVE | 3114305275 | ABB | ACH550-01-012A-4+B055 | NA | 0
VARIABLE SPEED DRIVE | 3114705694 | ABB | ACH550-01-023A-4+BO55 | NA | 0
AIR FAN - EXHAUST | UNKNOWN | FANTECH | UNKNOWN | NA | 0
FAN COIL UNIT - DUCTED | HMP25-5CH-R400L2L | AIR DESIGN | 4533-039125 | NA | 0
AIR FAN - SUPPLY | UNKNOWN | FANTECH | UNKNOWN | NA | 0
AIR HANDLING UNIT | ?? | AIR DESIGN | 5160-062689 | OTHER | 0
AIR HANDLING UNIT | CR21A08-1000 | AIR DESIGN | 5160-062686 | OTHER | 0
AIR FAN - SUPPLY | UNKNOWN | FANTECH | UNKNOWN | NA | 0
AIR FAN - RETURN |  | FANTECH |  | NA | 0
AIR FAN - RETURN | UNKNOWN | FANTECH | UNKNOWN | NA | 0
AIR FAN - EXHAUST | UNKNOWN | FANTECH | UNKNOWN | NA | 0
TOILET EXHAUST FAN | UNKNOWN | FANTECH | UNKNOWN | NA | 0
CAR PARK EXHAUST FAN | 1400 DIAM | FANTECH | AP1404CA12M300 | NA | 0
AIR FAN - RETURN | UNKNOWN | FANTECH | UNKNOWN | NA | 0
TOILET EXHAUST FAN | UNKNOWN | FANTECH | UNKNOWN | NA | 0
SWITCHBOARD MECHANICAL | 1361-M.1-M | NULL |  | NA | 0
AIR FAN - RETURN |  | FANTECH |  | NA | 0
FAN COIL UNIT - DUCTED | HMP14-BCH-R280L1L | AIR DESIGN | 4533-039126 | NA | 0
AIR FAN - RETURN | UNKNOWN | FANTECH | UNKNOWN | NA | 0
FAN COIL UNIT - DUCTED | HMP09-8CH-R250L1L | AIR DESIGN | 4533-039116 | NA | 0
FAN COIL UNIT - DUCTED | HFCV84A05-560 | AIR DESIGN | 4533-039115 | NA | 0
FAN COIL UNIT - DUCTED | HMP25-8CH-R355L1L | AIR DESIGN | 4533-039117 | NA | 0
VARIABLE SPEED DRIVE | 3113800292 | ABB | ACH550-01-02A4-4+B055 | NA | 0
VARIABLE SPEED DRIVE | 3114404564 | ABB | ACH550-01-05A4-4+B055 | NA | 0
VARIABLE SPEED DRIVE | 3113103583 | ABB | ACH550-01-04A1-4+B055 | NA | 0
FAN COIL UNIT - DUCTED | UNKNOWN | AIR DESIGN | UNKNOWN | NA | 0
VARIABLE SPEED DRIVE | 3113404194 | ABB | ACH550-01-03A3-4+B055 | NA | 0
VARIABLE SPEED DRIVE | 3114404564 | ABB | ACH550-01-05A4-4+B055 | NA | 0
VARIABLE SPEED DRIVE | 3150304788 | ABB | ACH550-01-012A-4+B055 | NA | 0
SWITCHBOARD MECHANICAL | 1361-M-2 | NULL |  | NA | 0
VARIABLE SPEED DRIVE | 3113103583 | ABB | ACH550-01-04A1-4+B055 | NA | 0
VARIABLE SPEED DRIVE | 3111604866 | ABB | ACH550-01-059A-4+B055 | NA | 0
AIR FAN - SUPPLY | UNKNOWN | FANTECH | UNKNOWN | NA | 0
CAR PARK SUPPLY AIR FAN | UNKNOWN | FANTECH | UNKNOWN | NA | 0
CAR PARK SUPPLY AIR FAN | UNKNOWN | FANTECH | UNKNOWN | NA | 0
AIR FAN - SUPPLY | UNKNOWN | FANTECH | PCD 564DD | NA | 0
AIR DAMPER |  | BULLOCK |  | NA | 0
AIR FAN - SUPPLY | UNKNOWN | FANTECH | UNKNOWN | NA | 0
CAR PARK SUPPLY AIR FAN | UNKNOWN | FANTECH | UNKNOWN | NA | 0
AIR FAN - EXHAUST | 470095 | FANTECH | CPD0564F | NA | 0
EXPANSION TANK (CLOSED LOOPS) | 16426 | NULL | 4253 | NA | 0
EXPANSION TANK (CLOSED LOOPS) | 16817 | NULL | 801.5 | NA | 0
EXPANSION TANK (CLOSED LOOPS) | 16306 | NULL | 3003 | NA | 0
EXPANSION TANK (CLOSED LOOPS) | 08L0728 61976 | NULL | 140L | NA | 0
EXPANSION TANK (CLOSED LOOPS) | 08L0728 61976 | NULL | 140L | NA | 0
CIRCULATING PUMP | 87360232 | GRUNDFOS | MG132SB2-38FF265-F1 | NA | 0
EXPANSION TANK (CLOSED LOOPS) | 11L042780031 | NULL | 50L | NA | 0
FIRE DAMPER | VARIOUS | BULLOCK | VARIOUS | NA | 0
DOSING POT (CLOSED LOOPS) | 22813 | NULL | V500-4-D8 | NA | 0
ICE STORAGE TANK |  | NULL |  | NA | 0
CASSETTE SPLIT SYSTEM | 2005885T | MITSUBISHI | MSZ-GE50VA2 | R410A | 1
CASSETTE SPLIT SYSTEM | 2004366T | MITSUBISHI | MSZ-GE50VA2 | R410A | 1
CONDENSER UNIT | 1005886T | MITSUBISHI | MUZ-GE50VA | R410A | 1
UNDER CEILING SPLIT SYSTEM | OYU03748 | MITSUBISHI | PUHZ-RP100VHA2 | R410A | 5
UNDER CEILING SPLIT SYSTEM | OYU03751 | MITSUBISHI | PUHZ-RP100VHA2 | R410A | 5
CONDENSER UNIT | 1157 | MITSUBISHI | PUZ-ZM100VKA-A | R32 | 4
CONDENSER UNIT | 1158 | MITSUBISHI | PUZ-ZM100VKA-A | R32 | 4
CHILLER - SCREW | U11E00203 | TRANE | RTWD 120E | R134A | 238
CHILLER - CENTRIFUGAL | L11D01488 | TRANE | CVHG480 | R134A | 238
CHILLER - CENTRIFUGAL | L11D01480 | TRANE | CVHG480 | R123 | 455
DUCTED HYDRONIC HEATING COIL | UNKNOWN | NULL | UNKNOWN | NA | 0
AIR HANDLING UNIT | A02793 | AIRITE | RLH58 | NA | 0
AIR HANDLING UNIT | A02794 | AIRITE | RLH58 | NA | 0
AIR HANDLING UNIT | A02795 | AIRITE | RLH511 | NA | 0
SWITCHBOARD MECHANICAL |  | NULL | BENLEC PTY LTD | NA | 0
AIR HANDLING UNIT | A02792 | AIRITE | RLH58 | NA | 0
AIR HANDLING UNIT | A02791 | AIRITE | A532H | NA | 0
AIR FAN - EXHAUST | UNKNOWN | FEDERAL | AP040-10010 | NA | 0
AIR FAN - EXHAUST | UNKNOWN | FEDERAL | AP050-10-10 | NA | 0
AIR FAN - EXHAUST | UNKNOWN | FEDERAL | AP040-10-10 | NA | 0
AIR FAN - EXHAUST | UNKNOWN | FEDERAL | MT302 | NA | 0
AIR FAN - EXHAUST | UNKNOWN | FEDERAL | AP031-10-23 | NA | 0
PACKAGED AIR CONDITIONING UNIT | UNKNOWN | ENGLISH ELECT | UNKNOWN | NA | 0
PACKAGED AIR CONDITIONING UNIT | UNKNOWN | ENGLISH ELECT | UNKNOWN | NA | 0
AIR HANDLING UNIT | A02796 | AIRITE | ALH54 | NA | 0
SWITCHBOARD MECHANICAL | NA | NULL | E.C. & I PTY LTD | NA | 0
FRIDGE | HA110411446 | NULL | TME650-H | NA | 0
FRIDGE | 49628 | WOODS | HBR2UST-0A0 | NA | 0
COOL ROOM | NA | NULL | CUSTOM BUILT | NA | 0
FREEZER ROOM | NA | NULL | CUSTOM MADE | NA | 0
EVAPORATIVE COOLER | C9410204 | ELECTROLUX | RPA600 | NA | 0
AIR FAN - EXHAUST | NA | FEDERAL | MV132E | NA | 0
AIR FAN - EXHAUST |  | FEDERAL | CE224D | NA | 0
AIR FAN - EXHAUST | 412232 | FEDERAL | CE254D | NA | 0
AIR FAN - EXHAUST | UNKNOWN | FEDERAL | MV252E | NA | 0
AIR FAN - EXHAUST | UNKNOWN | FEDERAL | MV204 | NA | 0
AIR FAN - EXHAUST | 505665 | FEDERAL | MRV2 | NA | 0
AIR FAN - EXHAUST | 491061 | FEDERAL | RV3 | NA | 0
AIR FAN - EXHAUST | 491061 | FEDERAL | RV3 | NA | 0
AIR FAN - EXHAUST | 496059 | FEDERAL | MRV2 | NA | 0
CASSETTE SPLIT SYSTEM | C028115 | DAKO | FXFQ63PVE9 | NA | 0
VRF DUCTED SPLIT | E021940 | DAKO | FXMQ100PVE | NA | 0
CASSETTE SPLIT SYSTEM | E001768 | DAKO | FXZQ20MVE | NA | 0
CASSETTE SPLIT SYSTEM | E001766 | DAKO | FXZQ20MVE9 | NA | 0
CASSETTE SPLIT SYSTEM | E002690 | DAKO | FXZQ40 MVE | NA | 0
CASSETTE SPLIT SYSTEM | E003051 | DAKO | FXZQ32 MVE | NA | 0
CASSETTE SPLIT SYSTEM | E002727 | DAKO | FXZQ32MVE | NA | 0
CASSETTE SPLIT SYSTEM | E002724 | DAKO | FXZQ32 MVE | NA | 0
CASSETTE SPLIT SYSTEM | E002656 | DAKO | FXZQ32MVE | NA | 0
CASSETTE SPLIT SYSTEM | E003251 | DAKO | FXZQ32MVE | NA | 0
VRF DUCTED SPLIT | E015221 | DAKO | FXMQ63 PVE | NA | 0
CASSETTE SPLIT SYSTEM | E001781 | DAKO | FXZQ20 MVE | NA | 0
CASSETTE SPLIT SYSTEM | C028026 | DAKO | FXFQ63PVE9 | NA | 0
CASSETTE SPLIT SYSTEM | E002694 | DAKO | FXZQ40MVE | NA | 0
CASSETTE SPLIT SYSTEM | E002596 | DAKO | FXZQ32MVE | NA | 0
AIR COOLED SPLIT SYSTEM | A000982 | DAKO | REYQ16PY1 | NA | 0
AIR COOLED SPLIT SYSTEM | A000926 | DAKO | REYQ16PY1 | NA | 0
VRF DUCTED SPLIT | UNKNOWN | DAKO | FXMQ63PVE | NA | 0
HEAT EXCHANGER - AIR TO AIR | 1306154-1 | NULL | ARMCOR XC1000CM | NA | 0
BMS | UNKNOWN | DAKO | ITOUCH CONTROLLER | NA | 0
SWITCHBOARD MECHANICAL |  | E C I | PRO 21704 | NA | 0
VRF DUCTED SPLIT | E024870 | DAKO | FXMQ125PVE | NA | 0
VRF DUCTED SPLIT | E021939 | DAKO | FXMQ100 PVE | NA | 0
WALL MOUNTED SPLIT SYSTEM | 4000501 | MODULEX | MSZ-A09YV | NA | 0
WALL MOUNTED SPLIT SYSTEM |  | GREGORY | UNKNOWN | NA | 0
WALL MOUNTED SPLIT SYSTEM | 4000179 | MODULEX | MSZ-A09YV | NA | 0
WALL MOUNTED SPLIT SYSTEM | 4000442 | MODULEX | MSZ-A09YV | NA | 0
WALL MOUNTED SPLIT SYSTEM | 4000409 | MODULEX | MSZ-A18YV | NA | 0
WALL MOUNTED SPLIT SYSTEM | 4000143 | MODULEX | MUZ-A09YV | NA | 0
WALL MOUNTED SPLIT SYSTEM | 4000218 | MODULEX | MSZ-A09YV | NA | 0
DUCTED SPLIT SYSTEM | T010995 | GREGORY | ARTC54LATU | NA | 0
WALL MOUNTED SPLIT SYSTEM | 4000454 | MODULEX | MSZ-A09YV | NA | 0
WALL MOUNTED SPLIT SYSTEM | 4000450 | MODULEX | MSZ-A09YV | NA | 0
WALL MOUNTED SPLIT SYSTEM | 4000130 | MODULEX | MSZ-A09YV | NA | 0
WALL MOUNTED SPLIT SYSTEM | E044458 | GREGORY | ASTA09LCC | NA | 0
WALL MOUNTED SPLIT SYSTEM | 4000277 | MODULEX | MSZ-A09YV | NA | 0
WALL MOUNTED SPLIT SYSTEM | 4000305 | MODULEX | MUZ-A09YV | NA | 0
WALL MOUNTED SPLIT SYSTEM | 4000226 | MODULEX | MUZ-A18YV | NA | 0
WALL MOUNTED SPLIT SYSTEM | E044056 | GREGORY | AOTG09LVC | NA | 0
WALL MOUNTED SPLIT SYSTEM | 4000396 | MODULEX | MUZ-A12YV | NA | 0
WALL MOUNTED SPLIT SYSTEM | 4000273 | MODULEX | MUZ-A09YV | NA | 0
WALL MOUNTED SPLIT SYSTEM | 4000127 | MODULEX | MUZ-A09YV | NA | 0
WALL MOUNTED SPLIT SYSTEM | 4000300 | MODULEX | MUZ-A09YV | NA | 0
WALL MOUNTED SPLIT SYSTEM | 4000274 | MODULEX | MUZ-A09YV | NA | 0
WALL MOUNTED SPLIT SYSTEM | E044855 | GREGORY | AOTR09LCC | NA | 0
WALL MOUNTED SPLIT SYSTEM | 4000227 | MODULEX | MUZ-A09YV | NA | 0
WALL MOUNTED SPLIT SYSTEM | 4000277 | MODULEX | MUZ-A09YV | NA | 0
WALL MOUNTED SPLIT SYSTEM | 4000303 | MODULEX | MUZ-A09YV | NA | 0
WALL MOUNTED SPLIT SYSTEM | 4000185 | MODULEX | MUZ-A09YV | NA | 0
DUCTED SPLIT SYSTEM | T020899 | GREGORY | AOT54LJBYL | NA | 0
WALL MOUNTED SPLIT SYSTEM | 4000130 | MODULEX | MUZ-A18YV | NA | 0
WALL MOUNTED SPLIT SYSTEM | 4000276 | MODULEX | MUZ-A09YV | NA | 0
WALL MOUNTED SPLIT SYSTEM | 4000117 | MODULEX | MSZ-A18YV | NA | 0
WALL MOUNTED SPLIT SYSTEM | 4000213 | MODULEX | MSZ-A09YV | NA | 0
WALL MOUNTED SPLIT SYSTEM | 4000447 | MODULEX | MSZ-A09YV | NA | 0
SWITCHBOARD MECHANICAL | NA | NULL | NHP | NA | 0
WALL MOUNTED SPLIT SYSTEM | NA | TEMPERZONE | LS1508V | NA | 0
WALL MOUNTED SPLIT SYSTEM | NA | TEMPERZONE | LS1508 V | NA | 0
WALL MOUNTED SPLIT SYSTEM | NA | TEMPERZONE | LS1508V | NA | 0
WALL MOUNTED SPLIT SYSTEM | NA | TEMPERZONE | LS1508V | NA | 0
WALL MOUNTED SPLIT SYSTEM | NA | TEMPERZONE | LS1508V | NA | 0
WALL MOUNTED SPLIT SYSTEM | NA | TEMPERZONE | LS1508V | NA | 0
WALL MOUNTED SPLIT SYSTEM | E056805 | TEMPERZONE | ASTA24LCC | NA | 0
WALL MOUNTED SPLIT SYSTEM | NA | TEMPERZONE | LS1508V | NA | 0
WALL MOUNTED SPLIT SYSTEM | NA | TEMPERZONE | LS1508V | NA | 0
WALL MOUNTED SPLIT SYSTEM | E056814 | GREGORY | ASTA24LCC | NA | 0
WALL MOUNTED SPLIT SYSTEM | NA | TEMPERZONE | LS1508V | NA | 0
WALL MOUNTED SPLIT SYSTEM | NA | TEMPERZONE | LS1508 | NA | 0
WALL MOUNTED SPLIT SYSTEM | UNKNOWN | TEMPERZONE | LT1508V | NA | 0
DUCTED SPLIT SYSTEM | T011133 | GREGORY | AOT54LJBYL | NA | 0
WALL MOUNTED SPLIT SYSTEM | NA | TEMPERZONE | LT1108V | NA | 0
WALL MOUNTED SPLIT SYSTEM | UNABLE TO DETERMINE | GREGORY | AOTR24LCC | NA | 0
WALL MOUNTED SPLIT SYSTEM | NA | TEMPERZONE | LT1508V | NA | 0
WALL MOUNTED SPLIT SYSTEM |  | TEMPERZONE | LT1508V | NA | 0
WALL MOUNTED SPLIT SYSTEM | NA | TEMPERZONE | LT1508V | NA | 0
WALL MOUNTED SPLIT SYSTEM | NA | TEMPERZONE | LT1508V | NA | 0
WALL MOUNTED SPLIT SYSTEM | NA | TEMPERZONE | LT1508V | NA | 0
WALL MOUNTED SPLIT SYSTEM | E056587 | GREGORY | AITR24LCC | NA | 0
WALL MOUNTED SPLIT SYSTEM | NA | TEMPERZONE | LT1508V | NA | 0
WALL MOUNTED SPLIT SYSTEM | NA | TEMPERZONE | LT1508V | NA | 0
WALL MOUNTED SPLIT SYSTEM | NA | TEMPERZONE | LT1508V | NA | 0
DUCTED SPLIT SYSTEM | T001149 | GREGORY | ARTC54LATU | NA | 0
SWITCHBOARD MECHANICAL | NA | NULL | NHP | NA | 0
CHILLER - WATER COOLED | 2013190 | NULL | 200LG-LX | NA | 0
CHILLER - WATER COOLED | 2013398 | NULL | 200LG-LX | NA | 0
AIR HANDLING UNIT | BA1006049609 | MECHANICAL SER | MTZ73HN4AVE | NA | 0
DUCTED SPLIT SYSTEM | B174 4540 | ZEIL | Y53 | NA | 0
PACKAGE AC - WATER SOURCED | 1485J01552 | CIEMANTS | 5H80-A194 | NA | 0
CHILLER - WATER COOLED | 1670807340 | BONAIR | S6F-30.2Y-40P | NA | 0
CHILLER - WATER COOLED | 160070808882 | BONAIR | S6F-30.2Y-40P | NA | 0
CHILLER - WATER COOLED | 1671108677 | BONAIR | S6F-30.2Y-40P | NA | 0
CHILLER - WATER COOLED | 1671108678 | BONAIR | S6F-30.2Y-40P | NA | 0
CHILLER - WATER COOLED | 16070806000 | BONAIR | S6F-30.2Y-40P | NA | 0
CHILLER - REVERSE CYC AIR | EY016429-5031004 | ZEIL | F62S-22A | NA | 0
CHILLER - AIR COOLED | RA240E1091 | CIEMANTS | 30RA240AACC3 | NA | 0
COOL ROOM | 1284 | KIRBY | AS200.3 | NA | 0
FREEZER ROOM | 1682804994 | BONAIR | 2CC-4.2Y-40S | NA | 0
COOL ROOM | AML 17065 | PRIVA MAXIMISER | S100 | NA | 0
COOL ROOM | AML 17065 | PRIVA MAXIMISER | S100 | NA | 0
COOL ROOM | 1680818307 | BONAIR | 2EC-3.2Y-40S | NA | 0
COOL ROOM | 08FE9698H | CROSSLE | CS20K6E-TFD-55R | NA | 0
DUCTED SPLIT SYSTEM | 82U01537 | MODULEX | PUHZ-RP140VHA2 | R410A | 6
DUCTED SPLIT SYSTEM | 82U01677 | MODULEX | PUHZ-RP140VHA2 | R410A | 6
DUCTED SPLIT SYSTEM | 82U00773 | MODULEX | PUHZ-RP100VHA2 | R410A | 6
DUCTED SPLIT SYSTEM | 3SB62521-1A | DAKO | RMX140JZVMB | R407C | 10
0 - NOT SET | 1670400193 | BONAIR | 6G-40.2Y-40P | NA | 0
COOL ROOM | 1666906692 | BONAIR | 4T-12.2Y-40P | NA | 0
COOL ROOM | 1666906692 | BONAIR | 4T-12.2Y-40P | NA | 0
COOL ROOM | 1972300925 | BONAIR | 6G-40.2 Y | NA | 0
COOL ROOM | 430 014 | BONAIR | 41-12.2 | NA | 0
0 - NOT SET | 430 014 | BONAIR | 41-12.2 | NA | 0
AIR FAN - RETURN | 430 014 | BONAIR | 41-12.2 | NA | 0
CHILLER - WATER COOLED |  | ZEIL | WS 6004 | NA | 0
CHILLER - WATER COOLED | ET24-0123 | RAC | W1250-4A-24157294E2-20157318C2 | NA | 0
CHILLER - WATER COOLED | ET24-0123 | RAC | W1250-4A-24157294E2-20157318C2 | NA | 0
CHILLER - WATER COOLED | ET24-0123 | RAC | W1250-4A-24157294E2-20157318C2 | NA | 0
CHILLER - WATER COOLED | ET20-0217 | RAC | W0440-2A-20126146E2-1612617C3 | NA | 0
COOL ROOM | 1666501030 | BONAIR | 4T-12.2Y-40P | NA | 0
COOL ROOM | 17K10 0200307 | KLOCHNER MOLLER | BA 8MG-1 | NA | 0
COOL ROOM | 1271101270 | BONAIR | 2HC-22Y-40S | NA | 0
COOL ROOM | 2052390 | CROSSLE | DSKJP-15X-EWL | NA | 0
COOL ROOM | SC 10 4625070 | MECHANICAL SER | MTZ65HM4AVE | NA | 0
COOL ROOM | SD 10 4655557 | MECHANICAL SER | MTZ65HM4AVE | NA | 0
COOL ROOM | VK 5691610REFRIGERANT | MECHANICAL SER | MTZ32JF4BVE | NA | 0
COOL ROOM | RJ 10 4468033 | MECHANICAL SER | MTZ32JF4BVE | NA | 0
COOL ROOM | RJ 10 4468033 | MECHANICAL SER | MTZ32JF4BVE | NA | 0
COOL ROOM | TA 10 4875175 | MECHANICAL SER | MTZ36JG4AVE | NA | 0
COOL ROOM | TA 10 4888632 | MECHANICAL SER | MTZ51HK4AVE | NA | 0
COOL ROOM | TA 10 4888629 | MECHANICAL SER | MTZ51HK4AVE | NA | 0
PACKAGE AC - WATER SOURCED | 3706UA8205 | CIEMANTS | 5H126-A219 | NA | 0
PACKAGE AC - WATER SOURCED | 3706UA8205 | CIEMANTS | 5H126-A219 | NA | 0
PACKAGE AC - WATER SOURCED | 3706UA8205 | CIEMANTS | 5H126-A219 | NA | 0
COOL ROOM | 13ACL278M | CROSSLE | CS10K6E-PFJ-595 | NA | 0
COOL ROOM | 06D19708H | CROSSLE | CS10K6E-PFJ-551 | NA | 0
DUCTED SPLIT SYSTEM | 38271 | ACPAC | S0360VR9AD | R407C | 4
DUCTED SPLIT SYSTEM | 743076 | THERMAL EQUP CO | OSA 298RKTBGV | NA | 0
DUCTED SPLIT SYSTEM | 0024RAE045785 | ACPAC | S0240VR9AE | NA | 0
AIR FAN - RETURN | 1670400193 | BONAIR | 6G-40.2Y-40P | NA | 0
AIR COMPRESSOR | 2580642823 | BONAIR | 6HE-25Y-40P | NA | 0
AIR COMPRESSOR | 2580744159 | BONAIR | 6HE-25Y-40P | NA | 0
AIR COMPRESSOR | 1977006546 | BONAIR | 4G-20.2Y-40P | NA | 0
AIR COMPRESSOR | CT92D00053-S | BONAIR | 4RL1-1500-MSM | NA | 0
AIR COMPRESSOR | CT-93J-04046 S | CROSSLE | COPELMATIC - 4RL1-1500-MN | NA | 0
AIR COMPRESSOR | 80D11924 | CROSSLE | COPELMATIC - 4RL1500FSM (REMANUFACTURED) | NA | 0
AIR COMPRESSOR | 6998M917 | CROSSLE | 4R2000 | NA | 0
AIR COMPRESSOR | 79J09168 | CROSSLE | 4RA3-2000-TSE | NA | 0
CHILLER - WATER COOLED | 03H002124 | CIEMANTS | 30HR090911-03 | NA | 0
CONDENSER WATER PUMP | 501526046 | UNKNOWN | TGL20675 | NA | 0
CONDENSER WATER PUMP | 5615225115 | UNKNOWN | TGL20675 | NA | 0
CONDENSER WATER PUMP | 50915276 7 | UNKNOWN | TGL20675 | NA | 0
CONDENSER WATER PUMP | 60167358 | TRANE | FCKW8 | NA | 0
CHILLED WATER PUMP | UNKNOWN | AUTOHEAT | MA112M | NA | 0
CHILLER - WATER COOLED | L73 2051 | ZEIL | BF9 25S | NA | 0
CHILLER - WATER COOLED | 6111117 | ZEIL | FM178489 | NA | 0
CHILLER - AIR COOLED |  | CIEMANTS | 30GB 070 940 1 | NA | 0
CHILLER - WATER COOLED | 1198W09409 | CIEMANTS | 30LU-0150-910-R-03 | NA | 0
CHILLER - WATER COOLED | 3898W9573 | CIEMANTS | 30LU-0150-910BA-R-03 | NA | 0
CHILLER - WATER COOLED | 3898W9573 | CIEMANTS | 30LU-0150-910BA-R-03 | NA | 0
CHILLER - WATER COOLED | 4298W09602 | CIEMANTS | 30HXC126RY-901-03 | NA | 0
CHILLER - WATER COOLED | 12U114537 | CIEMANTS | 30HXCO89-A0115-HEE | NA | 0
COOL ROOM | 1527655 | CROSSLE | PLA1P-020E-TAM-201 | NA | 0
COOL ROOM | 1438768 | CROSSLE | PLA1P-020E-TAM-201 | NA | 0
FREEZER ROOM | 11G035751 M | CROSSLE | DLEP-20X-EWL | NA | 0
CHILLER - AIR COOLED | 09AY103819 | CIEMANTS | 30RA013-9B | R410A | 3
COOL ROOM | 612028862 | KLOCHNER MOLLER | PP250HM-4 | R404A | 3
COOL ROOM | 0305112-0803254 | FRIGOPOL | EL200Z | R404A | 4
COOL ROOM | 0305112-0803255 | FRIGOPOL | EL200Z | R404A | 4
COOL ROOM | GK 9976 | LUNITE HERMITI | AJS2296 | R404A | 4
COOL ROOM | GK 9977 | LUNITE HERMITI | AJS2296 | R404A | 4
DUCTED SPLIT SYSTEM | E004694 | DAKO | RZQ160KV4A | R410A | 4
DUCTED SPLIT SYSTEM | 161383 | AQUA | S0160RD005541 | R22 | 5
DUCTED SPLIT SYSTEM | GJ 12782 | ENGLISH ELECT | DN253H | R22 | 5
DUCTED SPLIT SYSTEM | E000114 | DAKO | RZYQ7PY1 | R410A | 10
DUCTED SPLIT SYSTEM | 3P142699-2B | DAKO | RZQ71FV4A | R410A | 28
WALL MOUNTED SPLIT SYSTEM | 82601932 | KIRBY | KSE35CRA | NA | 0
WALL MOUNTED SPLIT SYSTEM | 82601933 | KIRBY | KSE35CRA | NA | 0
VARIABLE AIR VOLUME UNITS | 2344 | NULL | 29408 CELMEC | NA | 0
WALL MOUNTED SPLIT SYSTEM | 82602001 | KIRBY | KSE35CRA | NA | 0
WALL MOUNTED SPLIT SYSTEM | 82903932 | KIRBY | KSE53HRA | NA | 0
PACKAGED AIR CONDITIONING UNIT | 233945 | AIRHANDLER | PCA92SD0200 | NA | 0
EXTRACTION SYSTEM - SMOKE | NA | EMAIL | NA | NA | 0
SWITCHBOARD MECHANICAL |  | EMAIL |  | NA | 0
SWITCHBOARD MECHANICAL |  | EMAIL |  | NA | 0
AIR FAN - EXHAUST | 04644-8 | NULL | TECH AIRE - SP21304 | NA | 0
DUCTED SPLIT SYSTEM | 244442 | AIRHANDLER | STA180E-0100 | NA | 0
VARIABLE AIR VOLUME UNITS | ? | NULL | ? | NA | 0
VARIABLE AIR VOLUME UNITS | NA | NULL | CELMEC - | NA | 0
VARIABLE AIR VOLUME UNITS | 2342 | NULL | 29408 | NA | 0
VARIABLE AIR VOLUME UNITS |  | NULL |  | NA | 0
VARIABLE AIR VOLUME UNITS | NO ACCESS | NULL | CELMEC | NA | 0
WALL MOUNTED SPLIT SYSTEM | E004225 | DAKO | FTXS90JVMA | NA | 0
WALL MOUNTED SPLIT SYSTEM | 2905405 | DAKO | FTY60GAV1A | NA | 0
WALL MOUNTED SPLIT SYSTEM | 2905434 | DAKO | FTY60GAV1A | NA | 0
WALL MOUNTED SPLIT SYSTEM | 2305335 | DAKO | FTY50GAV1A | NA | 0
WALL MOUNTED SPLIT SYSTEM | 2905431 | DAKO | FTY50GAV1A | NA | 0
WALL MOUNTED SPLIT SYSTEM | 2905468 | DAKO | FYT50GAV1A | NA | 0
WALL MOUNTED SPLIT SYSTEM | 2905778 | DAKO | FYT50GAV1A | NA | 0
WALL MOUNTED SPLIT SYSTEM | 2905446 | DAKO | FTY50GAV1A | NA | 0
WALL MOUNTED SPLIT SYSTEM | 2905555 | DAKO | FTY50GAV1A | NA | 0
WALL MOUNTED SPLIT SYSTEM | 7112303286 | PARKER | CS-C12CKP | NA | 0
DUCTED SPLIT SYSTEM | 3399W11671 | CIEMANTS | 060-751-GK-03 | NA | 0
WALL MOUNTED SPLIT SYSTEM | 70317-0043 | TEMPERZONE | LS1818YPS | NA | 0
WALL MOUNTED SPLIT SYSTEM | 7475302803 | PARKER | CS-E1SHKR | NA | 0
WALL MOUNTED SPLIT SYSTEM | 7475502805 | PARKER | CS-E1SHKR | NA | 0
WALL MOUNTED SPLIT SYSTEM | 7475402800 | PARKER | CS-E15HKR | NA | 0
WALL MOUNTED SPLIT SYSTEM | 7475802804 | PARKER | CS-E15HKR | NA | 0
WALL MOUNTED SPLIT SYSTEM | 7553103550 | PARKER | CU-E15HKR | NA | 0
WALL MOUNTED SPLIT SYSTEM | 2975200406 | PARKER | CS-E9MKR | NA | 0
DUCTED SPLIT SYSTEM | 28643 | BRITANNIA THERM | DAER2001 | NA | 0
DUCTED SPLIT SYSTEM | 28307 | BRITANNIA THERM | DSER1404 | NA | 0
DUCTED SPLIT SYSTEM | 140192 | AIRHANDLER | SCA27E-0100 | NA | 0
DUCTED SPLIT SYSTEM | 140192 | AIRHANDLER | SCA27E-0100 | NA | 0
WALL MOUNTED SPLIT SYSTEM | 200511 | NULL | DWM60HRG | NA | 0
WALL MOUNTED SPLIT SYSTEM | 200511 | NULL | KFR-60GA10 | NA | 0
WALL MOUNTED SPLIT SYSTEM | 200511 | NULL | KFR-35GJ11 | NA | 0
WALL MOUNTED SPLIT SYSTEM | 200511 | NULL | KFR-35GJ11 | NA | 0
WALL MOUNTED SPLIT SYSTEM | 200511 | NULL | KFR-35GJ11 | NA | 0
WALL MOUNTED SPLIT SYSTEM | 200900 | MODULEX | MSZ-GE71VA | NA | 0
DUCTED SPLIT SYSTEM | 244340 | AIRHANDLER | SRA180C-0100K | NA | 0
PACKAGED AIR CONDITIONING UNIT | 233947 | AIRHANDLER | PCA200U-0100-K | NA | 0
PACKAGED AIR CONDITIONING UNIT | 233946 | AIRHANDLER | PCA54SD0300-K | NA | 0
AIR FAN - EXHAUST |  | NULL | TECHAIRE | NA | 0
0 - NOT SET | NA | NULL | RIS HEIGHT SAFETY | NA | 0
WALL MOUNTED SPLIT SYSTEM | 7206602433 | PARKER | CU-C12CKP5 | NA | 0
WALL MOUNTED SPLIT SYSTEM | 70086T-0001 | TEMPERZONE | LT1818YPS | NA | 0
WALL MOUNTED SPLIT SYSTEM | 7553103551 | PARKER | CU-E15HKR | NA | 0
WALL MOUNTED SPLIT SYSTEM | 7553103555 | PARKER | CU-E15HKR | NA | 0
WALL MOUNTED SPLIT SYSTEM | 7553103558 | PARKER | CU-E15HKR | NA | 0
WALL MOUNTED SPLIT SYSTEM | 6626404391 | PARKER | CU-E9MKR | NA | 0
DUCTED SPLIT SYSTEM | NA | CIEMANTS | NA | NA | 0
DUCTED SPLIT SYSTEM | NA | BRITANNIA THERM | SCR2001 | NA | 0
DUCTED SPLIT SYSTEM | NA | BRITANNIA THERM | SCR1401 | NA | 0
DUCTED SPLIT SYSTEM | 140253 | AIRHANDLER | SCA27C-0600 | NA | 0
DUCTED SPLIT SYSTEM | 137145 | AIRHANDLER | SCA27C-0600 | NA | 0
WALL MOUNTED SPLIT SYSTEM | NA | NULL | DWM60HRZ | NA | 0
WALL MOUNTED SPLIT SYSTEM | 200511 | NULL | KFW-35WJ11 | NA | 0
WALL MOUNTED SPLIT SYSTEM | 200502 | NULL | KFR-R60WA10 | NA | 0
WALL MOUNTED SPLIT SYSTEM | 200511 | NULL | KFR-35WJ11 | NA | 0
WALL MOUNTED SPLIT SYSTEM | 200511 | NULL | KFR-35WJ11 | NA | 0
WALL MOUNTED SPLIT SYSTEM | 2009098 | MODULEX | MUZ-GE71VA | NA | 0
DUCTED SPLIT SYSTEM | NA | BRITANNIA THERM | DSER3300 | NA | 0
DUCTED SPLIT SYSTEM | 87W03710 | MODULEX | PEFY-P140VMH-E | NA | 0
CASSETTE SPLIT SYSTEM | 7YA0051 | MODULEX | PLFY-P40VBM-E | NA | 0
CASSETTE SPLIT SYSTEM | 85A00171 | MODULEX | PLFY-P63VBM-E | NA | 0
DUCTED SPLIT SYSTEM | 86W03810 | MODULEX | PEFY-P200YMH-E | NA | 0
UNDER CEILING SPLIT SYSTEM | 87M05473 | MODULEX | PLFY-P32VCM-E | OTHER | 1
CASSETTE SPLIT SYSTEM | 87M05930 | MODULEX | PLFY-P32VCM-E | NA | 0
DUCTED SPLIT SYSTEM | 886W03809 | MODULEX | PEFY-P200VMH-E | NA | 0
CASSETTE SPLIT SYSTEM | 887M05895 | MODULEX | PLFY-P32VCM-E | NA | 0
DUCTED SPLIT SYSTEM | 886W03809 | MODULEX | PEFY-P200VMH-E | NA | 0
AIR COOLED SPLIT SYSTEM | 87M05884 | MODULEX | PLFY-P32VCM-E | NA | 0
CASSETTE SPLIT SYSTEM | 87M04800 | MODULEX | PLFY-P32VCM-E | NA | 0
DUCTED SPLIT SYSTEM | 83W03997 | PUMP ENGINEERS | PEFY-P250VMHE- | NA | 0
CASSETTE SPLIT SYSTEM | 86M04793 | MODULEX | PLFY-P32VCM-E | NA | 0
CASSETTE SPLIT SYSTEM | 86M04790 | MODULEX | PLFY-P32VCM-E | NA | 0
CASSETTE SPLIT SYSTEM | 87M05891 | MODULEX | PLFY-P32VCM-E | NA | 0
CASSETTE SPLIT SYSTEM | 87M05810 | MODULEX | PLFY-P32VCM-E | NA | 0
WALL MOUNTED SPLIT SYSTEM | 8000222T | MODULEX | MSY- GC35A | NA | 0
CASSETTE SPLIT SYSTEM | 85M01600 | MODULEX | SLZ-KA50VA | NA | 0
CASSETTE SPLIT SYSTEM | 85M01599 | MODULEX | SUZ-KA50VA | NA | 0
CASSETTE SPLIT SYSTEM | 86W03180 | MODULEX | PLFY-P63VBM-E | NA | 0
MULTI HEAD DUCTED SPLIT SYSTEM | 88W01453 | MODULEX | PURY-P350YHM-A <G> | NA | 0
MULTI HEAD DUCTED SPLIT SYSTEM | 88W01985 | MODULEX | PURY-P300YHM-A <G> | NA | 0
MULTI HEAD DUCTED SPLIT SYSTEM | 89W01318 | MODULEX | PURY-P400YHM-A <G> | NA | 0
MULTI HEAD DUCTED SPLIT SYSTEM | 88W01981 | MODULEX | PURY-P300YHM-A <G> | NA | 0
WALL MOUNTED SPLIT SYSTEM | 8000080T | MODULEX | MUY-GC35VA | NA | 0
CASSETTE SPLIT SYSTEM | POOR ACCESS | MODULEX | SUZ-KA50VA | NA | 0
CASSETTE SPLIT SYSTEM | POOR ACCESS | MODULEX | SUZ-KA50VA | NA | 0
DUCTED SPLIT SYSTEM | 336810 | THERMAL EQUP CO | ISDL71Q | NA | 0
DUCTED SPLIT SYSTEM | 357805 | THERMAL EQUP CO | ISD50Q | NA | 0
DUCTED SPLIT SYSTEM | N112 | THERMAL EQUP CO | ISDL71Q | NA | 0
DUCTED SPLIT SYSTEM | 342378 | THERMAL EQUP CO | ISD181Q | NA | 0
DUCTED SPLIT SYSTEM | 367356 | THERMAL EQUP CO | ISDL71Q | NA | 0
DUCTED SPLIT SYSTEM | 348990 | THERMAL EQUP CO | ISD150Q | NA | 0
DUCTED SPLIT SYSTEM | 324556 | THERMAL EQUP CO | ISP150Q | NA | 0
DUCTED SPLIT SYSTEM | 312387 | THERMAL EQUP CO | ISPL150Q | NA | 0
DUCTED SPLIT SYSTEM | 321849 | THERMAL EQUP CO | ISP71Q | NA | 0
DUCTED SPLIT SYSTEM | 329810 | THERMAL EQUP CO | ISP150Q | NA | 0
DUCTED SPLIT SYSTEM | 342889 | THERMAL EQUP CO | ISDL71Q | NA | 0
DUCTED SPLIT SYSTEM | 327896 | THERMAL EQUP CO | ISP150Q | NA | 0
DUCTED SPLIT SYSTEM | N112 | THERMAL EQUP CO | ISD75Q | NA | 0
DUCTED SPLIT SYSTEM | N112 | THERMAL EQUP CO | ISDL71Q | NA | 0
DUCTED SPLIT SYSTEM | N112 | THERMAL EQUP CO | ISD220Q | NA | 0
DUCTED SPLIT SYSTEM | N112 | THERMAL EQUP CO | ISD220Q | NA | 0
DUCTED SPLIT SYSTEM | N112 | THERMAL EQUP CO | ISDL71Q | NA | 0
DUCTED SPLIT SYSTEM | N112 | THERMAL EQUP CO | ISDL71Q | NA | 0
DUCTED SPLIT SYSTEM | 149898 | AIRHANDLER | SRA11E-0200 | NA | 0
DUCTED SPLIT SYSTEM | 150266 | THERMAL EQUP CO | SRA09E-0200 | NA | 0
DUCTED SPLIT SYSTEM | N112 | THERMAL EQUP CO | ISD220Q | NA | 0
DUCTED SPLIT SYSTEM | N112 | THERMAL EQUP CO | ISDL71Q | NA | 0
DUCTED SPLIT SYSTEM | 154309 | PARKER | CS-F2DD1E5 | NA | 0
DUCTED SPLIT SYSTEM | N112 | THERMAL EQUP CO | ISD220Q | NA | 0
DUCTED SPLIT SYSTEM | N112 | THERMAL EQUP CO | ISD71Q | NA | 0
DUCTED SPLIT SYSTEM | 149698 | AIRHANDLER | SRA-11E0200 | NA | 0
DUCTED SPLIT SYSTEM | N112 | THERMAL EQUP CO | ISD220Q | NA | 0
DUCTED SPLIT SYSTEM | N112 | THERMAL EQUP CO | ISDL71Q | NA | 0
DUCTED SPLIT SYSTEM | 147560 | AIRHANDLER | SRA-11E002 | NA | 0
DUCTED SPLIT SYSTEM | N112 | THERMAL EQUP CO | ISD220Q | NA | 0
DUCTED SPLIT SYSTEM | 141175 | AIRHANDLER | SRA-07E00 | NA | 0
DUCTED SPLIT SYSTEM | N112 | THERMAL EQUP CO | ISD300Q | NA | 0
DUCTED SPLIT SYSTEM | N112 | THERMAL EQUP CO | ISD250Q | NA | 0
DUCTED SPLIT SYSTEM | T009668 | GREGORY | ART54LUAK | NA | 0
DUCTED SPLIT SYSTEM | UB40018898 | HONEYWELL | RP1-70FSN1S | NA | 0
WALL MOUNTED SPLIT SYSTEM | NULL | TEMPERZONE | NA | NA | 0
DUCTED SPLIT SYSTEM | N112 | THERMAL EQUP CO | ISD250Q | NA | 0
DUCTED SPLIT SYSTEM | N112 | THERMAL EQUP CO | ISD300Q | NA | 0
DUCTED SPLIT SYSTEM | N112 | THERMAL EQUP CO | OSA-300Q | NA | 0
CASSETTE SPLIT SYSTEM | NULL | NULL | AMANI | NA | 0
WALL MOUNTED SPLIT SYSTEM | 135668 | TRANE | RAS-22SAV2-A | NA | 0
WALL MOUNTED SPLIT SYSTEM | 134527 | TRANE | RAS-22SAV2-A | NA | 0
DUCTED SPLIT SYSTEM | N112 | THERMAL EQUP CO | ISD250Q | NA | 0
DUCTED SPLIT SYSTEM | N112 | THERMAL EQUP CO | ISD300Q | NA | 0
DUCTED SPLIT SYSTEM | N112 | THERMAL EQUP CO | ISD181Q | NA | 0
CASSETTE SPLIT SYSTEM | E000722 | DAKO | FHYC50KVE9 | NA | 0
WALL MOUNTED SPLIT SYSTEM | 4902054 | DAKO | FTY50GAV1AB | NA | 0
WALL MOUNTED SPLIT SYSTEM | E007750 | DAKO | FTXD25DVMA | NA | 0
DUCTED SPLIT SYSTEM | N112 | THERMAL EQUP CO | ISD181Q | NA | 0
DUCTED SPLIT SYSTEM | N112 | DAKO | FDY160LD1 | NA | 0
DUCTED SPLIT SYSTEM | N112 | THERMAL EQUP CO | ISD181Q | NA | 0
DUCTED SPLIT SYSTEM | 10504 | ACTRON | SRAE16E0200 | NA | 0
DUCTED SPLIT SYSTEM | N112 | AIRHANDLER | ISD181Q | NA | 0
DUCTED SPLIT SYSTEM | 162362 | AIRHANDLER | SRA16E0200 | NA | 0
DUCTED SPLIT SYSTEM | N112 | THERMAL EQUP CO | ISD300Q | NA | 0
ROOM AIR CONDITIONING UNIT | 3307920 | KIRBY | KWH15CMC | NA | 0
AIR FAN - EXHAUST | NULL | FEDERAL | APO-564BE14E022 | NULL | NULL
CASSETTE SPLIT SYSTEM | NULL | DAKO | NULL | NA | 0
DUCTED SPLIT SYSTEM | 377921 | THERMAL EQUP CO | OSA73R | NA | 2.1
DUCTED SPLIT SYSTEM | 406475 | THERMAL EQUP CO | OSA181R | NA | 0
DUCTED SPLIT SYSTEM | 401456 | THERMAL EQUP CO | OSA73R | NA | 2.1
DUCTED SPLIT SYSTEM | 406290 | THERMAL EQUP CO | OSA150A | NA | 0
DUCTED SPLIT SYSTEM | 323450 | THERMAL EQUP CO | OSA220R | NA | 0
DUCTED SPLIT SYSTEM | 377931 | THERMAL EQUP CO | OSA73R | NA | 2.1
DUCTED SPLIT SYSTEM | 377911 | THERMAL EQUP CO | OSA73R | NA | 2.1
DUCTED SPLIT SYSTEM | 376910 | THERMAL EQUP CO | OSA150R | NA | 0
DUCTED SPLIT SYSTEM | 377980 | THERMAL EQUP CO | OSA150R | NA | 0
DUCTED SPLIT SYSTEM | 377945 | THERMAL EQUP CO | OSA73R | NA | 2.1
DUCTED SPLIT SYSTEM | 337799 | THERMAL EQUP CO | OSA73R | NA | 2.1
DUCTED SPLIT SYSTEM | 377994 | THERMAL EQUP CO | OSA220R | NA | 0
DUCTED SPLIT SYSTEM | 325447 | THERMAL EQUP CO | OSA220R | NA | 0
DUCTED SPLIT SYSTEM | 325679 | THERMAL EQUP CO | OSA73R | NA | 2.1
DUCTED SPLIT SYSTEM | 356889 | THERMAL EQUP CO | OSA220R | NA | 0
DUCTED SPLIT SYSTEM | 345890 | THERMAL EQUP CO | OSA73R | NA | 2.1
DUCTED SPLIT SYSTEM | 400020 | THERMAL EQUP CO | OSA73R | NA | 2.1
DUCTED SPLIT SYSTEM | 151088 | AIRHANDLER | SRE11C-0100 | NA | 0
DUCTED SPLIT SYSTEM | 401001 | THERMAL EQUP CO | OSA220R | NA | 0
DUCTED SPLIT SYSTEM | 140010 | AIRHANDLER | SRE09C 100 | NA | 0
DUCTED SPLIT SYSTEM | 400567 | THERMAL EQUP CO | OSA73R | NA | 2.1
DUCTED SPLIT SYSTEM | 401203 | THERMAL EQUP CO | OSA73R | NA | 2.1
DUCTED SPLIT SYSTEM | 779601533 | PARKER | CU-L24DBE5 | NA | 0
DUCTED SPLIT SYSTEM | 429901 | THERMAL EQUP CO | OSA220R | NA | 0
DUCTED SPLIT SYSTEM | 147403 | AIRHANDLER | SRE97C0100 | NA | 0
DUCTED SPLIT SYSTEM | 151087 | AIRHANDLER | SRE11C 0100 | NA | 0
DUCTED SPLIT SYSTEM | 147510 | AIRHANDLER | SRE07C-0100 | NA | 0
DUCTED SPLIT SYSTEM | EO41198 | GREGORY | AOTGOGLVC | NA | 0
DUCTED SPLIT SYSTEM | 407889 | THERMAL EQUP CO | OSA73R | NA | 2.1
DUCTED SPLIT SYSTEM | 402334 | THERMAL EQUP CO | OSA220R | NA | 0
DUCTED SPLIT SYSTEM | 402335 | THERMAL EQUP CO | OSA73R | NA | 2.1
DUCTED SPLIT SYSTEM | 403212 | THERMAL EQUP CO | OSA220R | NA | 0
WALL MOUNTED SPLIT SYSTEM | NA | TEMPERZONE | L0930Y | NA | 0
AIR FAN - EXHAUST | NULL | NULL | ODV-7 R.U.I.L | NULL | NULL
DUCTED SPLIT SYSTEM | NA | NULL | NA | NA | 0
DUCTED SPLIT SYSTEM | U43E6481 | HONEYWELL | RAS-7HVRN | NA | 0
DUCTED SPLIT SYSTEM | T007282 | GREGORY | AOT54LJBYL | NA | 0
WALL MOUNTED SPLIT SYSTEM | 135798 | THERMAL EQUP CO | RAS-22SAV2-A | NA | 0
WALL MOUNTED SPLIT SYSTEM | 2500206 | TRANE | RAS-22SAV2-A | NA | 0
DUCTED SPLIT SYSTEM | N112 | THERMAL EQUP CO | OSA300R | NA | 0
DUCTED SPLIT SYSTEM | N112 | THERMAL EQUP CO | OSA300R | NA | 0
DUCTED SPLIT SYSTEM | N112 | THERMAL EQUP CO | OSA250R | NA | 0
DUCTED SPLIT SYSTEM | N112 | THERMAL EQUP CO | OSA-250RX | NA | 0
DUCTED SPLIT SYSTEM | N112 | THERMAL EQUP CO | OSA-300R | NA | 0
DUCTED SPLIT SYSTEM | N112 | THERMAL EQUP CO | OSA300R | NA | 0
DUCTED SPLIT SYSTEM | N112 | THERMAL EQUP CO | OSA181R | NA | 0
DUCTED SPLIT SYSTEM | N112 | THERMAL EQUP CO | OSA181R | NA | 0
DUCTED SPLIT SYSTEM | N112 | THERMAL EQUP CO | OSA181R | NA | 0
DUCTED SPLIT SYSTEM | 145626 | ACTRON | SRA16C0500 | NA | 0
DUCTED SPLIT SYSTEM | 149755 | ACTRON | SRA1C0500 | NA | 0
DUCTED SPLIT SYSTEM | N112 | THERMAL EQUP CO | OSA181Q | NA | 0
WALL MOUNTED SPLIT SYSTEM | E????? | DAKO | ?TXD2???MA? | NA | 0
DUCTED SPLIT SYSTEM | E003323 | DAKO | RY160LUY1 | NA | 0
CASSETTE SPLIT SYSTEM | EOO2432 | DAKO | RY50GAV1A | NA | 0
WALL MOUNTED SPLIT SYSTEM | E0002324 | DAKO | RY50GAV1A | NA | 0
CASSETTE SPLIT SYSTEM | E001947 | DAKO | RY60GAV1A | NA | 0
DUCTED SPLIT SYSTEM | N112 | THERMAL EQUP CO | OSA250R-X | NA | 0
DUCTED SPLIT SYSTEM | N113 | THERMAL EQUP CO | OSA300R-X | NA | 0
VARIABLE SPEED DRIVE |  | ABB | ACH550-01-06A9-4+B055 | NA | 0
CHILLED WATER PUMP | 1320402404 | NULL | 3M40-1603 | NA | 0
VARIABLE SPEED DRIVE |  | ABB | ACH550-01-06A9-4+B055 | NA | 0
VARIABLE SPEED DRIVE |  | ABB | ACH550-01-031A-4+B055 | NA | 0
CHILLED WATER PUMP | 20E2009A20 | NULL | AUSH03B CZ2CP | NA | 0
CHILLED WATER PUMP | 10637 IJJ | TEMPERZONE | BRG 6309-2Z 6209-2Z | NA | 0
VARIABLE SPEED DRIVE |  | DB INDUSTRIES |  | NA | 0
PACKAGED AIR CONDITIONING UNIT |  | THERMAL EQUP CO | OPA161RKTYH | NA | 0
DUCTED SPLIT SYSTEM | E233070116 | PARKER | S-140PE1RS | NA | 0
DUCTED SPLIT SYSTEM | NA | THERMAL EQUP CO | ISD330K | NA | 0
DUCTED SPLIT SYSTEM | NA | THERMAL EQUP CO | ISD380KVY | NA | 0
DUCTED SPLIT SYSTEM | NA | THERMAL EQUP CO | ISD330K | NA | 0
WALL MOUNTED SPLIT SYSTEM | 711704360 | PARKER | CU 1273KR | NA | 0
WALL MOUNTED SPLIT SYSTEM | NA | PARKER | CU - 1879KR | NA | 0
WALL MOUNTED SPLIT SYSTEM | NA | PARKER | CU - 1873KR | NA | 0
WALL MOUNTED SPLIT SYSTEM | NA | PARKER | CU - 1873KR | NA | 0
WALL MOUNTED SPLIT SYSTEM | NA | PARKER | CU - 1873KR | NA | 0
WALL MOUNTED SPLIT SYSTEM | NA | PARKER | CU 1273KR | NA | 0
AIR FAN - OUTSIDE |  | WALKER | TD 500 | NA | 0
WALL MOUNTED SPLIT SYSTEM | 7453401081 | PARKER | CS- E12GKR | NA | 0
WALL MOUNTED SPLIT SYSTEM | 7453701317 | PARKER | CS-E21GKR | NA | 0
ROOM AIR CONDITIONING UNIT |  | SCHNEIDER |  | NA | 0
ROOM AIR CONDITIONING UNIT | NA | SCHNEIDER | NA | NA | 0
WALL MOUNTED SPLIT SYSTEM | EAH-1185 | TEMPERZONE | LS1809Y | NA | 0
DUCTED SPLIT SYSTEM | 10163 | DIRECTAIRE VENT | ACSH020 | NA | 0
DUCTED SPLIT SYSTEM |  | DIRECTAIRE VENT |  | NA | 0
PACKAGED AIR CONDITIONING UNIT | POOR ACCESS TO NUMBER | THERMAL EQUP CO | OPA155RKT | NA | 0
DUCTED SPLIT SYSTEM | 677837 | THERMAL EQUP CO | OSA 182RKTH | NA | 0
DUCTED SPLIT SYSTEM | NA | THERMAL EQUP CO | OSA 182RKTH | NA | 0
WALL MOUNTED SPLIT SYSTEM |  | DAKO | NA | NA | 0
DUCTED SPLIT SYSTEM | 639410 | THERMAL EQUP CO | OSA 330RKTV | NA | 0
DUCTED SPLIT SYSTEM | 6509800868 | PARKER | U-140PE1R8 | NA | 0
DUCTED SPLIT SYSTEM | 643286 | THERMAL EQUP CO | OSA 330RKTV | NA | 0
DUCTED SPLIT SYSTEM | 787274 | THERMAL EQUP CO | OSA 380RKTBV | NA | 0
WALL MOUNTED SPLIT SYSTEM | 7534201824 | PARKER | CU-E12GKR | NA | 0
WALL MOUNTED SPLIT SYSTEM | 7534501681 | PARKER | CU-E21GKR | NA | 0
CONDENSER UNIT | NA | TEMPERZONE | LT1809Y | NA | 0
WALL MOUNTED SPLIT SYSTEM | E009995 | DAKO | RX835EBVMA | NA | 0
PACKAGED AIR CONDITIONING UNIT | U4B18431 | HONEYWELL | RUA-15AT1 | NA | 0
PACKAGED AIR CONDITIONING UNIT | U4D61406 | HONEYWELL | RUA-20AT1 | NA | 0
PACKAGED AIR CONDITIONING UNIT |  | HONEYWELL | NA | NA | 0
FIRE DAMPER |  | NULL |  | NA | 0
FIRE DAMPER |  | NULL |  | NA | 0
FIRE DAMPER |  | NULL |  | NA | 0
FIRE DAMPER |  | NULL |  | NA | 0
FIRE DAMPER |  | NULL |  | NA | 0
FIRE DAMPER |  | NULL |  | NA | 0
FIRE DAMPER |  | NULL |  | NA | 0
FIRE DAMPER |  | NULL |  | NA | 0
FIRE DAMPER |  | NULL |  | NA | 0
FIRE DAMPER |  | NULL |  | NA | 0
FIRE DAMPER |  | NULL |  | NA | 0
FIRE DAMPER |  | NULL |  | NA | 0
FIRE DAMPER |  | NULL |  | NA | 0
FIRE DAMPER |  | NULL |  | NA | 0
FIRE DAMPER |  | NULL |  | NA | 0
FIRE DAMPER |  | NULL |  | NA | 0
FIRE DAMPER |  | NULL |  | NA | 0
FIRE DAMPER |  | NULL |  | NA | 0
FIRE DAMPER |  | NULL |  | NA | 0
FIRE DAMPER |  | NULL |  | NA | 0
FIRE DAMPER |  | NULL |  | NA | 0
FIRE DAMPER |  | NULL |  | NA | 0
FIRE DAMPER |  | NULL |  | NA | 0
FIRE DAMPER |  | NULL |  | NA | 0
FIRE DAMPER |  | NULL |  | NA | 0
FIRE DAMPER |  | NULL |  | NA | 0
FIRE DAMPER |  | NULL |  | NA | 0
FIRE DAMPER |  | NULL |  | NA | 0
FIRE DAMPER |  | NULL |  | NA | 0
FIRE DAMPER |  | NULL |  | NA | 0
FIRE DAMPER |  | NULL |  | NA | 0
FIRE DAMPER |  | NULL |  | NA | 0
FIRE DAMPER |  | NULL |  | NA | 0
FIRE DAMPER |  | NULL |  | NA | 0
FIRE DAMPER |  | NULL |  | NA | 0
HEAT EXCHANGER - WATER TO WAT | ALT16100B1-3010991342 | NULL | TL10BFM83LT1 | NULL | NULL
HEAT EXCHANGER - WATER TO WAT | ALT16100A2-5010991341 | NULL | TERALBA-TL10B FM 65L T1 | NULL | NULL
KITCHEN EXHAUST FAN |  | NULL |  | NA | 0
KITCHEN EXHAUST FAN | NA | RICHARDSON | NA | NULL | NULL
KITCHEN EXHAUST FAN | 33B1010176 | TECO | AEEBUC | NULL | NULL
AIR FAN - EXHAUST | 05PM6984 | S&P | TD-2000315 | NULL | NULL
AIR FAN - EXHAUST | 05PM6979 | S&P | TD2000-315 | NULL | NULL
AIR FAN - SUPPLY | NA | FANTECH | ILD560-4 | NULL | NULL
KITCHEN EXHAUST FAN | 600CP | RICHARDSON | Q40465 | NULL | NULL
MAKE UP TANK | NA | NULL | NA | NULL | NULL
MAKE UP TANK | NA | NULL | NO DETAILS | NULL | NULL
PACKAGED AIR CONDITIONING UNIT | NA | TEMPERZONE | HWP225RKT | R410A | 2
SMOKE SPILL FAN | NA | TECO | NA | NULL | NULL
SMOKE SPILL FAN |  | NULL |  | NA | 0
SMOKE SPILL FAN | NA | NULL | NA | NULL | NULL
SMOKE SPILL FAN |  | NULL |  | NA | 0
SMOKE SPILL FAN | 524471 | FANTECH | AP1258CA1238 | NULL | NULL
SMOKE SPILL FAN | C709871 | TECO | AEEBXX | NULL | NULL
SMOKE SPILL FAN |  | NULL |  | NA | 0
SMOKE SPILL FAN |  | NULL |  | NA | 0
SMOKE SPILL FAN | NA | WOODS | 1220MM | NULL | NULL
HEAT EXCHANGER - WATER TO WAT | ALT16100B2-3010991343 | NULL | TL10BFM83LT1 | NULL | NULL
STAIRWELL PRESSURISATION FAN |  | NULL |  | NA | 0
STAIRWELL PRESSURISATION FAN | NA | WOODS | 760MM | NULL | NULL
STAIRWELL PRESSURISATION FAN | 760MM | WOODS | SP-38-21 | NULL | NULL
STAIRWELL PRESSURISATION FAN | 760MM | WOODS | SP-39-21 | NULL | NULL
STAIRWELL PRESSURISATION FAN | 760MM | WOODS | SP 46 21 | NULL | NULL
STAIRWELL PRESSURISATION FAN | 760MM | WOODS | SP 47 21 | NULL | NULL
STAIRWELL PRESSURISATION FAN | XH26955708 | WOODS | D112NR | NULL | NULL
STAIRWELL PRESSURISATION FAN | XK10845611 | WOODS | D112HR | NULL | NULL
VARIABLE SPEED DRIVE | 401307A355 | DANFOSS | FC-101P | NA | 0
WATER FILTRATION SYSTEM | 13-10-04199 | INTEGRA | PPP-750-1P | NULL | NULL
SWITCHBOARD MECHANICAL | NULL | HADEN | NULL | NULL | NULL
SWITCHBOARD MECHANICAL | NULL | HADEN | NULL | NULL | NULL
SWITCHBOARD MECHANICAL | NULL | HADEN | NULL | NULL | NULL
TOILET EXHAUST FAN | NA | RICHARDSON | NA | NULL | NULL
TOILET EXHAUST FAN | NA | RICHARDSON | NA | NULL | NULL
TOILET EXHAUST FAN |  | NULL |  | NA | 0
TOILET EXHAUST FAN | 40461 | RICHARDSON | OP 600 | NULL | NULL
TOILET EXHAUST FAN | A404611 | RICHARDSON | 660 CP | NULL | NULL
TOILET EXHAUST FAN |  | NULL |  | NA | 0
TOILET EXHAUST FAN |  | NULL |  | NA | 0
VARIABLE SPEED DRIVE | 3064401400 | ABB | ACH550-01-096A-4+B055 | NULL | NULL
VARIABLE SPEED DRIVE | 010224G136 | DANFOSS | FC-101 | NULL | NULL
SWITCHBOARD MAIN DISTRIBUTION | NULL | NULL | NULL | NULL | NULL
AIR DAMPER | NA | NULL | NA | NA | 0
AIR DAMPER | NA | BULLOCK | NA | NA | 0
AIR DAMPER | NA | BULLOCK | 950MM X 900MM | NA | 0
AIR DAMPER | NA | NULL | NA | NA | 0
AIR DAMPER | NA | NULL | NA | NA | 0
AIR DAMPER | NA | NULL | NA | NA | 0
AIR DAMPER | NA | NULL | NA | NA | 0
CHILLER - WATER COOLED | KI 6632 | POWER PAX | WA140.3HH7.22NS | R134A | 451
CHILLER - WATER COOLED | KC 6468 | POWER PAX | WA140.3HH7.22NS | R134A | 561
CHILLER - WATER COOLED | KC 6469 | POWER PAX | WA140.3HH7.22NS | R134A | 561
AIR HANDLING UNIT | 132S | TECO | AEEBCD | NA | 0
AIR HANDLING UNIT | 1329 | TECO | AEEBCD | NA | 0
AIR HANDLING UNIT | 276340030 | TECO | AEEBCD | NA | 0
AIR HANDLING UNIT | 160M | NULL | AEEBXX | NA | 0
AIR HANDLING UNIT | 17540349 | TECO | AEEBXX | CHILLED WATER | 0
AIR HANDLING UNIT | 2937 | WOLF ELECTRICAL | DWSQ | NA | 0
AIR HANDLING UNIT | 2935 | WOLF ELECTRICAL | DWSQ | NA | 0
AIR HANDLING UNIT | 280SC | TECO | AEEBXX | NA | 0
AIR HANDLING UNIT | C801209 | NULL | AEEBXX | NA | 0
AIR HANDLING UNIT | 4870170000 | TECO | AEEBXX | NA | 0
AIR HANDLING UNIT | 2934 | WOLF ELECTRICAL | 60DW | NA | 0
FAN COIL UNIT - DUCTED | 8XW04406 | MITSUBISHI | PEFY P250VMH E <G> | R410A | 0
FAN COIL UNIT - DUCTED | 89W04253 | MITSUBISHI | PEFY P250VMH E <G> | R410A | 0
ELECTRIC DUCT HEATER | NA | HADEN | LRCV-4 | NA | 0
ELECTRIC DUCT HEATER | NA | HADEN | LRCV-4 | NA | 0
ELECTRIC DUCT HEATER | NA | HADEN | LRCV-1 | NA | 0
ELECTRIC DUCT HEATER | NA | HADEN | LRCV-2 | NA | 0
ELECTRIC DUCT HEATER | NA | HADEN | LRCV-1 | NA | 0
ELECTRIC DUCT HEATER | NA | HADEN | LRCV-2 | NA | 0
ELECTRIC DUCT HEATER | NA | HADEN | LRCV-3 | NA | 0
ELECTRIC DUCT HEATER | NA | HADEN | LRCV-5 | NA | 0
ELECTRIC DUCT HEATER | NA | HADEN | LRCV-3 | NA | 0
ELECTRIC DUCT HEATER | NA | HADEN | NA | NA | 0
FAN COIL UNIT - DUCTED | 89W04240 | MITSUBISHI | PEFY P250VMH E <G> | R410A | 0
FAN COIL UNIT - DUCTED | 89W04254 | MITSUBISHI | PEFY P250VMH E <G> | R410A | 0
AIR HANDLING UNIT | 1851040026 | TECO | AEEBXX | NA | 0
AIR HANDLING UNIT | 2860440112 | TECO | AEEBCD | NA | 0
ELECTRIC DUCT HEATER | NA | HADEN | HRCV-2 | NA | 0
ELECTRIC DUCT HEATER | NA | HADEN | HRCV-2 | NA | 0
AIR HANDLING UNIT | 2938 | WOLF ELECTRICAL | DWSQ | NA | 0
ELECTRIC DUCT HEATER | NA | HADEN | HRCV-2 | NA | 0
ELECTRIC DUCT HEATER | NA | HADEN | HRCV-4 | NA | 0
ELECTRIC DUCT HEATER | NA | HADEN | HRCV-4 | NA | 0
ELECTRIC DUCT HEATER | NA | HADEN | HRCV-3 | NA | 0
ELECTRIC DUCT HEATER | NA | NULL | NA | NA | 0
AIR DAMPER | NA | NULL | NA | NA | 0
AIR DAMPER | NA | NULL | NA | NA | 0
AIR DAMPER | NA | NULL | NA | NA | 0
AIR DAMPER | NA | NULL | NA | NA | 0
AIR DAMPER | NA | NULL | NA | NA | 0
AIR DAMPER | NA | NULL | NA | NA | 0
AIR DAMPER | NA | NULL | NA | NA | 0
AIR DAMPER | NA | NULL | NA | NA | 0
AIR DAMPER | NA | NULL | NA | NA | 0
AIR DAMPER | NA | NULL | NA | NA | 0
AIR DAMPER | NA | NULL | NA | NA | 0
AIR DAMPER | NA | NULL | NA | NA | 0
AIR DAMPER | NA | NULL | NA | NA | 0
AIR DAMPER | NA | NULL | NA | NA | 0
AIR DAMPER | NA | NULL | NA | NA | 0
AIR DAMPER | NA | NULL | NA | NA | 0
AIR DAMPER | NA | NULL | NA | NA | 0
AIR DAMPER | NA | NULL | NA | NA | 0
AIR DAMPER | NA | NULL | NA | NA | 0
AIR DAMPER | NA | NULL | NA | NA | 0
AIR DAMPER | NA | NULL | NA | NA | 0
AIR DAMPER | NA | NULL | NA | NA | 0
AIR DAMPER | NA | NULL | NA | NA | 0
AIR DAMPER | NA | NULL | NA | NA | 0
COOLING TOWER | NA | BAC | NA | NA | 0
COOLING TOWER | NA | BAC | NA | NA | 0
COOLING TOWER | NA | BAC | NA | NA | 0
COOLING TOWER | 12J0701 | BAC | PCT0909P3L | NA | 0
COOLING TOWER | 12J0702 | BAC | PCT0909P3L | NA | 0
COOLING TOWER | NA | BAC | NA | NA | 0
AIR FAN - SUPPLY |  | NULL |  | NA | 0
AIR FAN - SUPPLY |  | NULL |  | NA | 0
AIR FAN - SUPPLY |  | NULL |  | NA | 0
AIR FAN - SUPPLY |  | NULL |  | NA | 0
AIR HANDLING UNIT |  | NULL |  | NA | 0
AIR HANDLING UNIT |  | NULL |  | NA | 0
AIR HANDLING UNIT |  | NULL |  | NA | 0
CHILLED WATER PUMP | 8021063 | WILO | NL 125315-44 | NA | 0
CONDENSER WATER PUMP | 8021063 | WILO | NL 125315-44 | NA | 0
CHILLED WATER PUMP | 8021057 | NULL | NL 100200-44 | NA | 0
CONDENSER WATER PUMP | 8021068 | WILO | NL150400-44 | NA | 0
CONDENSER WATER PUMP | 8021068 | WILO | NL150400-44 | NA | 0
AIR FAN - EXHAUST | NA | NULL | NA | NA | 0
AIR FAN - EXHAUST | NA | NULL | NA | NA | 0
AIR FAN - EXHAUST | NA | NULL | NA | NA | 0
CONDENSER WATER PUMP | 8021063 | WILO | NL 125315-44 | NA | 0
CHILLED WATER PUMP | 8021057 | WILO | NL 100200-44 | NA | 0
CHILLED WATER PUMP | 3021063 | WILO | ML 125315-44 | NA | 0
CONDENSER WATER PUMP | SJF 2 | NULL | 125X100-400 G | NA | 0
CONDENSER WATER PUMP | SJF 2 | NULL | 125X100-400 L | NA | 0
CONDENSER WATER PUMP | 8021064 | WILO | NL 125400-44 | NA | 0
CONDENSER WATER PUMP | 8021064 | WILO | NL 125400-44 | NA | 0
AIR DAMPER |  | NULL |  | NA | 0
ELECTRIC DUCT HEATER |  | NULL |  | NA | 0
AIR FAN - EXHAUST | 431927 | FANTECH | SCE564 | NA | 0
AIR FAN - EXHAUST |  | NULL |  | NA | 0
AIR FAN - EXHAUST |  | NULL |  | NA | 0
AIR FAN - EXHAUST |  | NULL |  | NA | 0
AIR FAN - EXHAUST |  | NULL |  | NA | 0
AIR FAN - EXHAUST |  | NULL |  | NA | 0
AIR FAN - EXHAUST |  | NULL |  | NA | 0
AIR FAN - EXHAUST |  | NULL |  | NA | 0
AIR FAN - EXHAUST |  | NULL |  | NA | 0
AIR FAN - EXHAUST |  | NULL |  | NA | 0
AIR FAN - EXHAUST |  | NULL |  | NA | 0
AIR FAN - EXHAUST |  | NULL |  | NA | 0
FILTERS |  | NULL |  | NA | 0
FIRE DAMPER |  | NULL |  | NA | 0
HEAT EXCHANGER - AIR TO AIR | 3010990268 | ALFA LAVAL | TL-10-BFG | NA | 0
HEAT EXCHANGER - AIR TO AIR | 30115-63-723 | ALFA LAVAL | TL-10-BFG | NA | 0
KITCHEN EXHAUST FAN | 2800110071 | TECO | AEEBCD | NA | 0
KITCHEN EXHAUST FAN |  | NULL |  | NA | 0
PACKAGED AIR CONDITIONING UNIT |  | NULL |  | NA | 0
PACKAGED AIR CONDITIONING UNIT | NA | CARRIER | NA | NA | 0
SMOKE EXHAUST FAN | 2947 | WOLF ELECTRICAL | NA | NA | 0
SMOKE EXHAUST FAN | 2948 | WOLF ELECTRICAL | NA | NA | 0
SMOKE EXHAUST FAN | C802192 | TECO | AEEBCD | NA | 0
SMOKE EXHAUST FAN | 802192 | TECO | AEEBCD | NA | 0
STAIRWELL PRESSURISATION FAN | 16265103 | TECO | AEEBCD | NA | 0
STAIRWELL PRESSURISATION FAN | ILLEGIBLE | TECO | AEEBCD | NA | 0
STAIRWELL PRESSURISATION FAN | 276340052 | TECO | AEEBCD | NA | 0
STAIRWELL PRESSURISATION FAN | ILLEGIBLE | TECO | AEEBCD | NA | 0
STAIRWELL PRESSURISATION FAN | 705250054 | TECO | AEEBCD | NA | 0
STAIRWELL PRESSURISATION FAN | 705250056 | TECO | AEEBCD | NA | 0
SWITCHBOARD MECHANICAL | NA | HADEN | NA | NA | 0
SWITCHBOARD MECHANICAL | NA | HADEN | NA | NA | 0
TOILET EXHAUST FAN | 2860110074 | TECO | AEEBCD | NA | 0
TOILET EXHAUST FAN | 2860110148 | TECO | AEEBCD | NA | 0
TOILET EXHAUST FAN | 2800440105 | NULL | AEEBCD | NA | 0
TOILET EXHAUST FAN | 2860440111 | TECO | AEEBCD | NA | 0
VARIABLE SPEED DRIVE |  | NULL |  | NA | 0
VARIABLE SPEED DRIVE | 3103905793 | ABB | ACH550-01-087A-4+B055 | NA | 0
SWITCHBOARD MECHANICAL | 000296 - DDC PANEL LEVEL 1 | NULL | QMEC | NA | 0
VARIABLE SPEED DRIVE | 3103905794 | ABB | ACH550-01-087A-4+B055 | NA | 0
SWITCHBOARD MECHANICAL | NA | HADEN | NA | NA | 0
VARIABLE SPEED DRIVE | 3064401396 | ABB | ACH550-01-087A-4+B055 | NA | 0
VARIABLE SPEED DRIVE | 3100100125 | ABB | ACH550-01-087A-4+B055 | NA | 0
VARIABLE SPEED DRIVE | 3064401393 | ABB | ACH550-01-087A-4+B055 | NA | 0
VARIABLE SPEED DRIVE | 3052300161 | ABB | ACH550-01-087A-4+B055 | NA | 0
AIR FAN - EXHAUST | 7797020008 | TECO | AEEB YSBUC | NA | 0
AIR FAN - EXHAUST | 10604 | DUCTLINE | N90-35507 | NA | 0
AIR FAN - SUPPLY | 70172098 | TECO | AEEBCD | NA | 0
SWITCHBOARD MECHANICAL | MSB2005-22359 | ELSTEEL | NA | NA | 0
PACKAGED AIR CONDITIONING UNIT | 72900 | TEMPERZONE | CC 500CE | R22 | 0
TOILET EXHAUST FAN | N360957 | NULL | SIC 355 4E | NA | 0
AIR FAN - EXHAUST | 7797020014 | TECO | AEEB YSBUC | NA | 0
PACKAGED AIR CONDITIONING UNIT | NA | HITACHI | NA | R22 | 0
AIR FAN - OUTSIDE | N277544 | DUCTLINE | SIC 400 4D | NA | 0
AIR FAN - SUPPLY | ILLEGIBLE | TECO | AEEBXX | NA | 0
AIR FAN - SUPPLY | ILLEGIBLE | TECO | AEEBXX | NA | 0
SWITCHBOARD MECHANICAL | NA | NULL | NA | NA | 0
VARIABLE SPEED DRIVE | 3143795332 | ABB | ACH550-01-072A-4+B055 | NA | 0
VARIABLE SPEED DRIVE | 3143795870 | ABB | ACH550-01-072A-4+B055 | NA | 0
VARIABLE SPEED DRIVE | 3094501853 | ABB | ACH550-01-072A-4+B055 | NA | 0
SWITCHBOARD MECHANICAL | NA | HADEN | NA | NA | 0
VARIABLE SPEED DRIVE | 3143705104 | ABB | ACH550-01-072A-4+B055 | NA | 0
VARIABLE SPEED DRIVE | 3124505416 | ABB | ACH550-01-059A-4+B055 | NA | 0
VARIABLE SPEED DRIVE | 3120801261 | ABB | ACH550-01-072A-4+B055 | NA | 0
VARIABLE SPEED DRIVE | 3124603117 | ABB | ACH550-01-015A-4+B055 | NA | 0
VARIABLE SPEED DRIVE | 3121904151 | ABB | ACH550-01-015A-4+B055 | NA | 0
VARIABLE SPEED DRIVE | 3124105507 | ABB | ACH550-01-015A-4+B055 | NA | 0
VARIABLE SPEED DRIVE | 3131800416 | ABB | ACH550-01-059A-4+B055 | NA | 0
VARIABLE SPEED DRIVE | 3113504978 | ABB | ACH550-01-072A-4+B055 | NA | 0
VARIABLE SPEED DRIVE | 3122704407 | ABB | ACH550-01-125A-4+B055 | NA | 0
VARIABLE SPEED DRIVE | 3114404874 | ABB | ACH550-01-072A-4+B055 | NA | 0
VARIABLE SPEED DRIVE | 3122700080 | ABB | ACH550-01-125A-4+B055 | NULL | NULL
CONDENSER WATER PUMP | 8021063 | WILO | NL 125315-44 | NA | 0
CHILLED WATER PUMP | 8021057 | NULL | NL 100200-44 | NA | 0
VARIABLE SPEED DRIVE | 3064201754 | ABB | ACH550-01-124A-4+B055 | NA | 0
VARIABLE SPEED DRIVE | 5702427090507 | DANFOSS | VLT 6000 | NA | 0
VARIABLE SPEED DRIVE | 3063800306 | ABB | ACH550-01-157A-4+B055 | NA | 0
VARIABLE SPEED DRIVE | 3064700002 | ABB | ACH550-01-157A-4+B055 | NA | 0
VARIABLE SPEED DRIVE | 3114703426 | ABB | ACH550-01-038A-4+B055 | NA | 0
VARIABLE SPEED DRIVE | 3114703369 | ABB | ACH550-01-038A-4+B055 | NA | 0
VARIABLE SPEED DRIVE | 3114703420 | ABB | ACH550-01-038A-4+B055 | NA | 0
VARIABLE SPEED DRIVE | 3121801261 | ABB | ACH550-01-023A-4+B055 | NA | 0
VARIABLE SPEED DRIVE | 3121801283 | ABB | ACH550-01-023A-4+B055 | NA | 0
VARIABLE SPEED DRIVE | 3121801260 | ABB | ACH550-01-023A-4+B055 | NA | 0
SWITCHBOARD MECHANICAL | NA | HADEN | NA | NA | 0
SWITCHBOARD MECHANICAL | NA | HADEN | NA | NA | 0
AIR FAN - EXHAUST | 431926 | FANTECH | SCE564 | NA | 0
AIR FAN - EXHAUST | 431988 | FANTECH | SCE564 | NA | 0
AIR FAN - EXHAUST | 431917 | FANTECH | SCE564 | NA | 0
AIR FAN - EXHAUST | 431996 | FANTECH | SCE564 | NA | 0
AIR FAN - EXHAUST | 431974 | FANTECH | SCE564 | NA | 0
AIR DAMPER | NA | NULL | NA | NA | 0
AIR DAMPER | NA | NULL | NA | NA | 0
AIR DAMPER | NA | NULL | NA | NA | 0
AIR DAMPER | NA | NULL | NA | NA | 0
AIR DAMPER | NA | NULL | NA | NA | 0
AIR DAMPER | NA | NULL | NA | NA | 0
PACKAGED AIR CONDITIONING UNIT | NA | HITACHI | RP-P5WP | R407C | 1.8
PACKAGED AIR CONDITIONING UNIT | 17A03475 | HITACHI | RP-15WL | R22 | 5.4
PACKAGED AIR CONDITIONING UNIT | 2KC16144-A | HITACHI | RP-P20WP | R407C | 8.6
PACKAGED AIR CONDITIONING UNIT | 17C20915 | HITACHI | RP-25WL | R22 | 8.7
AIR COOLED SPLIT SYSTEM | 8ZW00012 | MITSUBISHI | PUHY P300YHM A BS <G> | R410A | 9
AIR COOLED SPLIT SYSTEM | 88W00014 | MITSUBISHI | PUHY P350YHM A BS <G> | R410A | 1.15
AIR COOLED SPLIT SYSTEM | 87W00007 | MITSUBISHI | PUHY P350YHM A BS <G> | R410A | 1.15
CHILLER - WATER COOLED | NA | POWER PAX | WA130.2LH9.2A2ANS | R134A | 3.55
CHILLER - WATER COOLED | MG7174 | POWER PAX | WA130.2LH9.2A2ANS | R134A | 3.55
CHILLER - WATER COOLED | MG7172 | POWER PAX | WA130.2LH9.2A2ANS | R134A | 3.55
AIR HANDLING UNIT | 08G00852CV01963KA | AIR DESIGN | ADA 1400 TM CCW 360 | NA | 0
AIR HANDLING UNIT | NA | AIR DESIGN | 595 007879 | NA | 0
AIR HANDLING UNIT | NA | AIR DESIGN | 1595-007880 | NA | 0
AIR HANDLING UNIT | NA | AIR DESIGN | 1595-007881 | NA | 0
AIR DAMPER | NA | NULL | NA | NA | 0
AIR DAMPER | NA | NULL | NA | NA | 0
AIR DAMPER | NA | NULL | NA | NA | 0
AIR DAMPER | NA | NULL | NA | NA | 0
AIR DAMPER | NA | NULL | NA | NA | 0
AIR DAMPER | NA | NULL | NA | NA | 0
AIR DAMPER | NA | NULL | NA | NA | 0
AIR DAMPER | NA | NULL | NA | NA | 0
AIR DAMPER | NA | NULL | NA | NA | 0
AIR DAMPER | NA | NULL | NA | NA | 0
AIR DAMPER | NA | NULL | NA | NA | 0
AIR DAMPER | NA | NULL | NA | NA | 0
COOLING TOWER | NA | BAC | NA | NA | 0
COOLING TOWER | NA | BAC | NA | NA | 0
COOLING TOWER | NA | BAC | NA | NA | 0
AIR FAN - RETURN | 167750 | SIGREST DESIGN | AX12TFANFF | NA | 0
AIR FAN - RETURN | 167751 | SIGREST DESIGN | AX12TF30A6NFF | NA | 0
AIR FAN - SUPPLY | 9897 | SIGREST DESIGN | ILCE 355 | NA | 0
AIR FAN - SUPPLY |  | NULL |  | NA | 0
CAR PARK EXHAUST FAN | NA | SIGREST DESIGN | TA1000047.9.9.35 | NA | 0
AIR FAN - SUPPLY | NA | SIGREST DESIGN | TA100004.9.9.30 | NA | 0
CHILLED WATER PUMP | 28D2008A33 | SOUTHERN CROSS | AUSH03 | NA | 0
CHILLED WATER PUMP |  | SOUTHERN CROSS | AUSH03 | NA | 0
CONDENSER WATER PUMP | 28D2008A08 | SOUTHERN CROSS | AUSGE2BF | NA | 0
CONDENSER WATER PUMP | 2802008A10 | SOUTHERN CROSS | AUSGE2BE | NA | 0
CONDENSER WATER PUMP | 2802008A09 | SOUTHERN CROSS | AUSGE2BE | NA | 0
CONDENSER WATER PUMP | 2802008A06 | SOUTHERN CROSS | AUSHE3BE | NA | 0
CONDENSER WATER PUMP | 2802058A03 | SOUTHERN CROSS | AUSHE38E | NA | 0
ELECTRIC DUCT HEATER |  | NULL |  | NA | 0
AIR FAN - EXHAUST | NA | SIGREST DESIGN | NA | NA | 0
AIR FAN - EXHAUST | NA | NULL | NA | NA | 0
AIR FAN - EXHAUST | NA | NULL | VORTICE LINEO 315 VO | NA | 0
AIR FAN - EXHAUST | NA | NULL | VORTICE LINEO | NA | 0
AIR FAN - EXHAUST | 315 VO | NULL | VORTICE LINEO | NA | 0
EXPANSION TANK (CLOSED LOOPS) | NA | NULL | NA | NA | 0
FILTERS |  | NULL |  | NA | 0
FIRE DAMPER |  | NULL |  | NA | 0
HEATING HOT WATER PUMP | 96913096 | GRUNDFOS | UPS 20 60 N 150 | NA | 0
HEATING HOT WATER PUMP | 59726600 | GRUNDFOS | UPS 20 60 B 150 | NA | 0
KITCHEN EXHAUST FAN |  | NULL |  | NA | 0
STAIRWELL PRESSURISATION FAN | NA | NULL | NA | NA | 0
STAIRWELL PRESSURISATION FAN | NA | SIGREST DESIGN | NA | NA | 0
STAIRWELL PRESSURISATION FAN | NA | SIGREST DESIGN | NA | NA | 0
SWITCHBOARD MECHANICAL | NA | HADEN | NA | NA | 0
VARIABLE SPEED DRIVE |  | NULL |  | NA | 0
VARIABLE SPEED DRIVE | 3083001646 | ABB | ACH550-01-023A-4-B055 | NA | 0
VARIABLE SPEED DRIVE | 30748011543 | ABB | ACH550-01-023A-4-B055 | NA | 0
CHILLED WATER PUMP | 28D2008A34 | SOUTHERN CROSS | AUSH03 | NA | 0
DUCTED SPLIT SYSTEM | 75209 | TEMPERZONE | OSA 500RB-X | R22 | 0
AIR FAN - RETURN | 167751 | SIGREST DESIGN | AX12TF30A6NFF | NA | 0
VARIABLE SPEED DRIVE | 3074700596 | ABB | ACH550-01-045A-4-B055 | NA | 0
VARIABLE SPEED DRIVE | NA | ABB | ACH550-01-045A-4-B055 | NA | 0
VARIABLE SPEED DRIVE | 3082001827 | ABB | ACH550-01-087A-4-B055 | NA | 0
VARIABLE SPEED DRIVE | 3081302312 | ABB | ACH550-01-045A-4-B055 | NA | 0
VARIABLE SPEED DRIVE | 3081602464 | ABB | ACH550-01-033A-4-B055 | NA | 0
VARIABLE SPEED DRIVE | 3081602808 | ABB | ACH550-01-038A-4-B055 | NA | 0
VARIABLE SPEED DRIVE | 3081801820 | ABB | ACH550-01-012A-4-B055 | NA | 0
VARIABLE SPEED DRIVE | 3081801818 | ABB | ACH550-01-012A-4-B055 | NA | 0
VARIABLE SPEED DRIVE | 3081801821 | ABB | ACH550-01-012A-4-B055 | NA | 0
VARIABLE SPEED DRIVE | 3031800745 | ABB | ACH550-01-023A-4-B055 | NA | 0
VARIABLE SPEED DRIVE | 3082301698 | ABB | ACH550-01-031A-4-B055 | NA | 0
VARIABLE SPEED DRIVE | 3081602505 | ABB | ACH550-01-031A-4-B055 | NA | 0
VARIABLE SPEED DRIVE | 3081800747 | ABB | ACH550-01-023A-4-B055 | NA | 0
VARIABLE SPEED DRIVE | 3081600221 | ABB | ACH550-01-031A-4-B055 | NA | 0
VARIABLE SPEED DRIVE | 3081600221 | ABB | ACH550-01-031A-4-B055 | NA | 0
VARIABLE SPEED DRIVE | 3081902298 | ABB | ACH550-01-023A-4-B055 | NA | 0
VARIABLE SPEED DRIVE | 3081503461 | ABB | ACH550-01-033A-4-B055 | NA | 0
VARIABLE SPEED DRIVE | 3081602364 | ABB | ACH550-01-031A-4-B055 | NA | 0
VARIABLE SPEED DRIVE | 3081902300 | ABB | ACH550-01-023A-4-B055 | NA | 0
AIR FAN - SUPPLY | 11579 | SIGREST DESIGN | TAM 560-4 | NA | 0
AIR FAN - SUPPLY | 98970 | SIGREST DESIGN | TAM DLCE 450 | NA | 0
VARIABLE SPEED DRIVE | 3081801825 | ABB | ACH550-01-012A-4-B055 | NA | 0
VARIABLE SPEED DRIVE | 3081802006 | ABB | ACH550-01-012A-4-B055 | NA | 0
SWITCHBOARD MECHANICAL | NA | HADEN | NA | NA | 0
SWITCHBOARD MECHANICAL | NA | HADEN | NA | NA | 0
SWITCHBOARD MECHANICAL | NA | HADEN | NA | NA | 0
AIR FAN - EXHAUST | 315 VO | NULL | VORTICE LINEO | NA | 0
AIR FAN - EXHAUST | 315 VO | NULL | VORTICE LINEO | NA | 0
AIR FAN - EXHAUST | 315 VO | NULL | VORTICE LINEO | NA | 0
AIR FAN - EXHAUST | 315 VO | NULL | VORTICE LINEO | NA | 0
AIR FAN - EXHAUST | 315 VO | NULL | VORTICE LINEO | NA | 0
AIR FAN - EXHAUST | 315 VO | NULL | VORTICE LINEO | NA | 0
AIR FAN - EXHAUST | 315 VO | NULL | VORTICE LINEO | NA | 0
AIR FAN - EXHAUST | 315 VO | NULL | VORTICE LINEO | NA | 0
AIR FAN - EXHAUST | 315 VO | NULL | VORTICE LINEO | NA | 0
CHILLER - WATER COOLED | NA | POWER PAX | PPW440-2 | R134A | 1.18
CHILLER - WATER COOLED | NA | POWER PAX | PPW440-2 | R134A | 1.18
CHILLER - WATER COOLED | NA | POWER PAX | PPW440-2 | R134A | 1.18
WALL MOUNTED SPLIT SYSTEM | 3601Y50823 | CIEMANTS | 426225HF-1 | NA | 0
WALL MOUNTED SPLIT SYSTEM | 3601Y50831 | CIEMANTS | 426225HF-1 | NA | 0
WALL MOUNTED SPLIT SYSTEM | UNKNOWN | CIEMANTS | UNKNOWN | NA | 0
WALL MOUNTED SPLIT SYSTEM | 3601Y50826 | CIEMANTS | 428225HF-1 | NA | 0
WALL MOUNTED SPLIT SYSTEM | 3601Y50828 | CIEMANTS | 428225HF-1 | NA | 0
WALL MOUNTED SPLIT SYSTEM | 3601Y50832 | CIEMANTS | 428225HF-1 | NA | 0
WALL MOUNTED SPLIT SYSTEM | E045779 | GREGORY | ASTA09LCC | NA | 0
WALL MOUNTED SPLIT SYSTEM | 7903567 | DAKO | FTY25FV1C | NA | 0
WALL MOUNTED SPLIT SYSTEM | UNKNOWN | DAKO | FAQ90CV4A | NA | 0
WALL MOUNTED SPLIT SYSTEM | UNKNOWN | DAKO | FAQ90CV4A | NA | 0
WALL MOUNTED SPLIT SYSTEM | 22407850 | MODULEX | DXK12Z3-S | NA | 0
UNDER CEILING SPLIT SYSTEM | E000389 | DAKO | FLXS608BVMA | NA | 0
WALL MOUNTED SPLIT SYSTEM | UNKNOWN | MODULEX | DXC12Z3-S | NA | 0
AIR COOLED SPLIT SYSTEM | UNKNOWN | DAIKIN | RZQ90CV4A | NA | 0
AIR COOLED SPLIT SYSTEM | UNKNOWN | DAKO | RZQ90CV4A | NA | 0
AIR COOLED SPLIT SYSTEM | UNKNOWN | DAKO | RY 25FV1C | NA | 0
AIR COOLED SPLIT SYSTEM | UNKNOWN | CIEMANTS | UNKNOWN | NA | 0
AIR COOLED SPLIT SYSTEM | 3801Y11326 | CIEMANTS | UNKNOWN | NA | 0
AIR COOLED SPLIT SYSTEM | 3601Y11340 | CIEMANTS | UNKNOWN | NA | 0
AIR COOLED SPLIT SYSTEM | UNKNOWN | DAKO | UNKNOWN | NA | 0
AIR COOLED SPLIT SYSTEM | 038902573RE | MODULEX | DXC09Z3-S | NA | 0
AIR COOLED SPLIT SYSTEM | E005389 | DAKO | RXS60BVMA | NA | 0
CHILLER - WATER COOLED | A92H0403 | TRITEC ELECT | CGWD100DCC00110010021111H | NA | 0
CHILLED WATER PUMP | UNKNOWN | NULL | UNKNOWN | NA | 0
CHILLED WATER PUMP | UNKNOWN | NULL | UNKNOWN | NA | 0
HEAT EXCHANGER - WATER TO WAT | 2643 | NULL | PROCESS | NA | 0
CONDENSER WATER PUMP | UNKNOWN | NULL | ASEA | NA | 0
CONDENSER WATER PUMP | UNKNOWN | NULL | ASEA | NA | 0
CHILLED WATER PUMP | 7611393 | ABB | MBT 160M | NA | 0
CHILLED WATER PUMP | 7611393 | ABB | MBT 160M | NA | 0
ICE STORAGE TANK |  | BARREL FAN | UNKNOWN | NA | 0
ICE STORAGE TANK |  | BARREL FAN | UNKNOWN | NA | 0
ICE STORAGE TANK |  | BARREL FAN | UNKNOWN | NA | 0
MAKE UP TANK |  | NULL | AUTO HEAT | NA | 0
EXPANSION TANK (CLOSED LOOPS) |  | NULL | UNKNOWN | NA | 0
0 - NOT SET | UNKNOWN | NULL | CUSTOM MADE | NA | 0
WATER COOLED CONDENSOR | MJ4891075 | MUNTERS | H07-3C46 | NA | 0
WALL MOUNTED SPLIT SYSTEM | 022302596 RE | MODULEX | DXK09Z3 | NA | 0
AIR FAN - EXHAUST | UNKNOWN | FEDERAL | MV304 | NA | 0
AIR FAN - EXHAUST | UNKNOWN | FEDERAL | UNKNOWN | NA | 0
AIR FAN - EXHAUST | UNKNOWN | FEDERAL | CE254D | NA | 0
CASSETTE SPLIT SYSTEM | UNKNOWN | DAKO | UNKNOWN | NA | 0
AIR HANDLING UNIT | 222 | NULL | 200 | NA | 0
EVAPORATIVE COOLER | 1160576 | BONAIRE | 3040025 | NA | 0
KITCHEN EXHAUST FAN | 41518 | NULL | V46-756-SP4 | NA | 0
KITCHEN EXHAUST FAN | 22509 | CFM FANS | MCV310 | NA | 0
SMOKE EXHAUST FAN | 506981 | FANTECH | RSS1258CA929 | NA | 0
KITCHEN EXHAUST FAN | 513493 | FANTECH | CHD636HT | NA | 0
EVAPORATIVE COOLER | 1206955 | BONAIRE | 3060025S | NA | 0
DUCTED SPLIT SYSTEM | 1125096 | DAIKIN | FDYQ100LV1RZQ100KCV4 | NA | 0
AIR FAN - OUTSIDE | 452100 | FEDERAL | RIL100 | NA | 0
AIR FAN - OUTSIDE | 36963 | FANTECH | VCW204 | NA | 0
AIR FAN - OUTSIDE | 58792 | FANTECH | RIL150SW | NA | 0
AIR FAN - OUTSIDE | sf234167 | FANTECH | VCW204 | NA | 0
AIR FAN - OUTSIDE | SF115425 | FANTECH | VCW204 | NA | 0
AIR FAN - OUTSIDE | sf115248 | FANTECH | VCW204 | NA | 0
AIR FAN - OUTSIDE | SF345611 | FEDERAL | RIL125 | NA | 0
AIR FAN - OUTSIDE | ef0000215 | FANTECH | RIL150SW | NA | 0
AIR FAN - OUTSIDE | EF1000078 | FANTECH | TD800200N | NA | 0
AIR FAN - OUTSIDE | EF100088 | FANTECH | TD800200N | NA | 0
AIR FAN - OUTSIDE | SF111045 | FANTECH | TD800200N | NA | 0
FAN COIL UNIT - DUCTED | 201500E | FUJITSU | ASTG24LFCCAOTG24LFCC | NA | 0
DUCTED SPLIT SYSTEM | 1200095E | PANASONIC | U100PE1RFS100PU1R5 | NA | 0
KITCHEN EXHAUST FAN | PN234041A | FANTECH | RCV560-6E | NA | 0
EVAPORATIVE COOLER | 1206954 | BONAIRE | 3060025S | NA | 0
EVAPORATIVE COOLER | 1205856 | BONAIRE | 3060025S | NA | 0
KITCHEN EXHAUST FAN | 513493 | FANTECH | CHD636HT | NA | 0
WALL MOUNTED SPLIT SYSTEM | E002810 | DAIKIN | FTKS50FVMA | R410A | 1
DUCTED SPLIT SYSTEM | 408535 | NULL | U | R410A | 1
CASSETTE SPLIT SYSTEM | 401KAWQ00001 | LG | ARNU18GTQA2 | R410A | 1
CASSETTE SPLIT SYSTEM | 401KAPB00008 | LG | ARNU18GTQA2 | R410A | 1
DUCTED SPLIT SYSTEM | 303KAED00004 | LG | AT H36GMLE1 | R410A | 1
WALL MOUNTED SPLIT SYSTEM | E026857 | DAIKIN | FTXS25LVMA | R410A | 2
WALL MOUNTED SPLIT SYSTEM | E000979 | DAIKIN | FTKS50FVMA | R410A | 2
WALL MOUNTED SPLIT SYSTEM | E28076 | DAIKIN | RXS25LVMA | R410A | 2
WALL MOUNTED SPLIT SYSTEM | E18093 | DAIKIN | RXS35LVMA | R410A | 2
VRV DUCTED SPLIT | E000141 | DAIKIN | RXYQ18TY1A | R410A | 2
PACKAGED AIR CONDITIONING UNIT | 811589 | TEMPERZONE | OPA242RKTBH-P | R410A | 2
DUCTED SPLIT SYSTEM | E003142 | DAIKIN | RZQ100KV4A | R410A | 3
CASSETTE SPLIT SYSTEM | 307KACA00003 | LG | UU24WH | R410A | 3
PACKAGED AIR CONDITIONING UNIT | 797617 | THERMAL EQUP CO | OPA116RKTY | R410A | 3
VRF DUCTED SPLIT | 6509000173 | PANASONIC | U 100 PE1R5 | R410A | 4
DUCTED SPLIT SYSTEM | 301KAGJU0004 | LG | UU42WH | R410A | 4
PACKAGED AIR CONDITIONING UNIT | 397521 | ACTRON | PCG153U | R410A | 4
CASSETTE SPLIT SYSTEM | 302KAHG00009 | LG | UU36WH | R410A | 4
PACKAGED AIR CONDITIONING UNIT | 795300 | THERMAL EQUP CO | OPA2452RKTB | R410A | 4
MULTI HEAD NON DUCTED SPLIT | 303KAWQ00057 | LG | UHXM70MA0 | R410A | 4
PACKAGED AIR CONDITIONING UNIT | 399637 | ACTRON | PCG153U | R410A | 5
DUCTED SPLIT SYSTEM | 310KAHG00001 | LG | ARUB260LT3 | R410A | 5
DUCTED SPLIT SYSTEM | 401KAWQ00001 | LG | ARUB80LT3 | R410A | 5
DUCTED SPLIT SYSTEM | 307KACA0003 | LG | ARUB200LT3 | R410A | 5
DUCTED SPLIT SYSTEM | 401KAXV0002 | LG | ARUB80LT3 | R410A | 5
DUCTED SPLIT SYSTEM | 411943 | ACTRON | SRA131C | R410A | 6
PACKAGED AIR CONDITIONING UNIT | 452100164L | TRITEC ELECT | WSC060ADROA08YA | R22 | 6
DUCTED SPLIT SYSTEM | 307KACA00003 | LG | ARUB120LT3 | R410A | 7
VRF DUCTED SPLIT | 401KAWQ00001 | LG | ARUB140LT3 | R407C | 7
VRF DUCTED SPLIT | 401KAFX00003 | LG | ARUB140LT3 | R410A | 7
PACKAGED AIR CONDITIONING UNIT | 377362 | BRAEMAR | PCA 230J | R410A | 7
PACKAGED AIR CONDITIONING UNIT | 410365 | ACTRON | PCG203U | R410A | 7
PACKAGED AIR CONDITIONING UNIT | 398483 | ACTRON | PCA23OU | R404A | 7
DUCTED SPLIT SYSTEM | 307KACA00003 | LG | ARUB100LT3 | R410A | 7
PACKAGED AIR CONDITIONING UNIT | 398484 | ACTRON | PCA23OU | R410A | 8
PACKAGED AIR CONDITIONING UNIT | 398485 | ACTRON | PCA23OU | R410A | 8
PACKAGED AIR CONDITIONING UNIT | 20510710-0004 | ACTROL | ART90BRFX AA | R22 | 8
PACKAGED AIR CONDITIONING UNIT | 398482 | ACTRON | PCA23OU | R410A | 8
VRV DUCTED SPLIT | E000818 | DAIKIN | RZYQ8PY1 | R410A | 9
PACKAGED AIR CONDITIONING UNIT | 804340 | TEMPERZONE | OPA370RKTBH | R410A | 10
AIR COOLED SPLIT SYSTEM | 653672 | APAC | S128DVC5BA | R22 | 10
AIR COOLED SPLIT SYSTEM | 553673 | APAC | S129DVC5BA | R22 | 10
PACKAGED AIR CONDITIONING UNIT | N52101267D | TRANE | WCH200BD00ED | R22 | 10
PACKAGED AIR CONDITIONING UNIT | 397535 | ACTRON | PCG290L | R410A | 11
PACKAGED AIR CONDITIONING UNIT | PCG397536 | ACTRON | PCG290L | R410A | 11
PACKAGED AIR CONDITIONING UNIT | 397534 | ACTRON | PCG290L | R410A | 11
PACKAGED AIR CONDITIONING UNIT | 398481 | ACTRON | PCG340L | R410A | 12
VRV DUCTED SPLIT | E00190 | DAIKIN | RXYQ16TY1A | R410A | 12
VRV DUCTED SPLIT | E000231 | DAIKIN | RXYQ12TY1A | R410A | 12
PACKAGED AIR CONDITIONING UNIT | 398480 | ACTRON | PCG340L | R410A | 12
PACKAGED AIR CONDITIONING UNIT | 418051 | ACTRON | PCG340L | R410A | 12
PACKAGED AIR CONDITIONING UNIT |  | ACTRON | PCG 360L | R410A | 12
PACKAGED AIR CONDITIONING UNIT | 397987 | ACTRON | PKY470T-6Q1 | R410A | 15
PACKAGED AIR CONDITIONING UNIT | 398478 | ACTRON | PCG400L | R410A | 16
PACKAGED AIR CONDITIONING UNIT | 377363 | ACTRON | PCG 400L | R410A | 16
PACKAGED AIR CONDITIONING UNIT | 398447 | ACTRON | PCG400L | R410A | 16
PACKAGED AIR CONDITIONING UNIT | 393131 | ACTRON | PXY62OT-6Q1 | R410A | 20
DUCTED SPLIT SYSTEM | 408553 | ACTRON | CAY700T-6Q1-TA-Z | R410A | 20
PACKAGED AIR CONDITIONING UNIT | 402635 | ACTRON | PXY620T-6Q1 | R410A | 20
PACKAGED AIR CONDITIONING UNIT | 96428 | TEMPERZONE | OPA770RKTB | R410A | 25
PACKAGED AIR CONDITIONING UNIT | 387183 | ACTRON | PCG 290L | R410A | 105
PACKAGED AIR CONDITIONING UNIT | 387184 | ACTRON | PCG 290R | R410A | 105
PACKAGED AIR CONDITIONING UNIT | 398479 | ACTRON | PCG400L | R410A | 152
VARIABLE AIR VOLUME UNITS |  | JOHNSON CONTROL | SDV5000-14 | NA | 0
VARIABLE AIR VOLUME UNITS |  | JOHNSON CONTROL | SDV5000-12 | NA | 0
VARIABLE AIR VOLUME UNITS |  | JOHNSON CONTROL | SDV500-14 | NA | 0
VARIABLE AIR VOLUME UNITS |  | JOHNSON CONTROL |  | NA | 0
VARIABLE AIR VOLUME UNITS |  | JOHNSON CONTROL |  | NA | 0
VARIABLE AIR VOLUME UNITS |  | JOHNSON CONTROL |  | NA | 0
WALL MOUNTED SPLIT SYSTEM | E013650 | DAIKIN | FTXS60KVMA | R410A | 0
WALL MOUNTED SPLIT SYSTEM | 22900084 | TOSHIBA | RAS-18SKV-A | R410A | 0
WALL MOUNTED SPLIT SYSTEM | E000602 | DAIKIN | FTXS90KVMA | R410A | 0
VARIABLE AIR VOLUME UNITS |  | JOHNSON CONTROL | SDV5000-14 | NA | 0
VARIABLE AIR VOLUME UNITS |  | JOHNSON CONTROL | SDV5000-14 | NA | 0
VARIABLE AIR VOLUME UNITS |  | JOHNSON CONTROL |  | NA | 0
VARIABLE AIR VOLUME UNITS |  | JOHNSON CONTROL |  | NA | 0
CASSETTE SPLIT SYSTEM | J037739 | DAIKIN | RXS35LW3V1B | R410A | 1.2
WALL MOUNTED SPLIT SYSTEM | 22900064 | TOSHIBA | RAS -18SAV2 - A | R410A | 0
WALL MOUNTED SPLIT SYSTEM | 2603448 | SHARP | AE-A129J | NA | 0
WALL MOUNTED SPLIT SYSTEM | E003424 | DAIKIN | FTXS95LVMA | R410A | 0
BOILER - GAS ATMOSPHERIC | FTA8002 | AIRA | FTA800 | NA | 0
HEATING HOT WATER PUMP | JJ3027A51799D | REGENT | 65 320 BS1T | NA | 0
VARIABLE AIR VOLUME UNITS |  | JOHNSON CONTROL | SDV 5000-14 | NA | 0
CHILLED WATER PUMP | JJ3027A57192F | REGENT | 150X125-250BS1MBPO | NA | 0
VARIABLE AIR VOLUME UNITS | 50530K70769227 | JOHNSON CONTROL | SDV-5000-12-000-0 | NA | 0
AIR HANDLING UNIT | 10439 | FANTECH | 36ALDW | NA | 0
CAR PARK EXHAUST FAN | AP2008FA12B450 | FANTECH | AP2008FA1215 | NA | 0
AIR FAN - EXHAUST |  | FANTECH | MMD4564 | NA | 0
AIR FAN - EXHAUST |  | FANTECH | MMD 4564 | NA | 0
AIR FAN - EXHAUST | 337197 | FANTECH | AP1608DA9B150 | NA | 0
VARIABLE AIR VOLUME UNITS | 50530K70769199 | JOHNSON CONTROL | SDV5000-12 | NA | 0
SWITCHBOARD MECHANICAL | NA | NULL | NA | NA | 0
VARIABLE AIR VOLUME UNITS | UNAVALIABLE | JOHNSON CONTROL | SDV5000-14 | NA | 0
VARIABLE AIR VOLUME UNITS | UNAVALIABLE | JOHNSON CONTROL | SDV5000-12 | NA | 0
VARIABLE AIR VOLUME UNITS |  | JOHNSON CONTROL | SDV500-14 | NA | 0
COOLING TOWER | 08J0267 | BAC | RCT-2352 | NA | 0
DUCTED HYDRONIC HEATING COIL |  | OTHER |  | NA | 0
VARIABLE AIR VOLUME UNITS |  | JOHNSON CONTROL | SDV5000-14 | NA | 0
AIR FAN - EXHAUST | 355563 | FANTECH | AP1256DA914 | NA | 0
AIR FAN - SUPPLY | 385682 | FANTECH | AP1258FA1234 | NA | 0
AIR FAN - SUPPLY | 11484 10 | FAN & BLOWER | 24ALDW | NA | 0
SMOKE EXHAUST FAN | 406499 | FANTECH | RSS1256CA923 | NA | 0
SMOKE EXHAUST FAN | 406499 | FANTECH | RSS1256CA923 | NA | 0
SMOKE EXHAUST FAN | 341271 | FANTECH | RSS1256CA9F075 | NA | 0
SMOKE SPILL FAN | 341271 | FANTECH | RSS1256CA9F075 | NA | 0
SMOKE EXHAUST FAN | 397922 | FANTECH | RSS1256CA1229 | NA | 0
SMOKE EXHAUST FAN | 406498 | FANTECH | RSS1256CA923 | NA | 0
SMOKE EXHAUST FAN | 406499 | FANTECH | RSS1256CA1223 | NA | 0
TOILET EXHAUST FAN | 334552 | FANTECH | TILD566 | NA | 0
FAN COIL UNIT - DUCTED |  | CARRIER | 40HW-034-THF | NA | 0
VARIABLE AIR VOLUME UNITS |  | JOHNSON CONTROL | SDV5000-12 | NA | 0
VARIABLE AIR VOLUME UNITS |  | JOHNSON CONTROL | SDV5000-12 | NA | 0
FAN COIL UNIT - DUCTED | 40HW014069789 | CARRIER | 40HW-014-THF | NA | 0
KITCHEN EXHAUST FAN | 404428 | FANTECH | CHD638 | NA | 0
KITCHEN EXHAUST FAN | 40428 | FANTECH | CHD638 | NA | 0
SMOKE EXHAUST FAN | 341271 | FANTECH | RSS1256CA9F075 | NA | 0
AIR FAN - EXHAUST | 341271 | FANTECH | RSS1256CA9F075 | NA | 0
SMOKE SPILL FAN | 341270 | FANTECH | RSS1256CA12F150 | NA | 0
SMOKE EXHAUST FAN | 341270 | FANTECH | RSS1256CA12F150 | NA | 0
FAN COIL UNIT - DUCTED |  | GJ WALKER | ALHS20 | NA | 0
AIR FAN - EXHAUST |  | FANTECH | PCD716DD | NA | 0
TOILET EXHAUST FAN |  | FANTECH | TD-350125HI | NA | 0
AIR FAN - EXHAUST |  | FANTECH | MMD4563 | NA | 0
AIR HANDLING UNIT |  | FAN & BLOWER | 24 ALDW | NA | 0
AIR HANDLING UNIT |  | FAN & BLOWER | 24 ALDW | NA | 0
AIR FAN - EXHAUST | 397921 | FANTECH | AP1608DA629 | NA | 0
AIR FAN - EXHAUST |  | FANTECH | MMD4564 | NA | 0
AIR FAN - EXHAUST |  | FANTECH | MMD4564 | NA | 0
AIR FAN - EXHAUST | 334553 | FANTECH | MMD4564 | NA | 0
AIR FAN - EXHAUST | 337200 | FANTECH | AP0714AP10HT011 | NA | 0
AIR FAN - EXHAUST | 339732 | FANTECH | PCD716DD | NA | 0
FAN COIL UNIT - DUCTED |  | CARRIER | 40-APB024-THF | NA | 0
AIR FAN - EXHAUST |  | FANTECH | RSS1258CA923 | NA | 0
FAN COIL UNIT - DUCTED |  | CARRIER | 40-APB-080-THF | NA | 0
FAN COIL UNIT - DUCTED |  | CARRIER | 40APB-080-THF | NA | 0
SMOKE EXHAUST FAN | 403033 | FANTECH | M0161800 | NA | 0
FAN COIL UNIT - DUCTED |  | CARRIER | 40HW-PP7-THF | NA | 0
AIR HANDLING UNIT | Wa290110-001 | FAN COIL INC | FCS-500V | NA | 0
AIR HANDLING UNIT | 1601 | FANTECH | 33ALDW | NA | 0
VARIABLE AIR VOLUME UNITS | NA | JOHNSON CONTROL | SDV500-12 | NA | 0
VARIABLE AIR VOLUME UNITS |  | JOHNSON CONTROL | SDV5000-14 | NA | 0
VARIABLE AIR VOLUME UNITS |  | JOHNSON CONTROL |  | NA | 0
VARIABLE AIR VOLUME UNITS |  | JOHNSON CONTROL | SDV5000-10 | NA | 0
VARIABLE AIR VOLUME UNITS |  | JOHNSON CONTROL | SDV5000-14 | NA | 0
VARIABLE AIR VOLUME UNITS |  | JOHNSON CONTROL | SDV5000-10 | NA | 0
VARIABLE AIR VOLUME UNITS |  | JOHNSON CONTROL | SDV5000-16 | NA | 0
VARIABLE AIR VOLUME UNITS |  | JOHNSON CONTROL | SDV5000-10 | NA | 0
VARIABLE AIR VOLUME UNITS |  | JOHNSON CONTROL | SDV5000-12 | NA | 0
VARIABLE AIR VOLUME UNITS |  | JOHNSON CONTROL |  | NA | 0
VARIABLE AIR VOLUME UNITS |  | JOHNSON CONTROL | SDV5000-14 | NA | 0
VARIABLE AIR VOLUME UNITS |  | JOHNSON CONTROL | SDV5000-12 | NA | 0
VARIABLE AIR VOLUME UNITS |  | JOHNSON CONTROL | SDV5000-16 | NA | 0
VARIABLE AIR VOLUME UNITS |  | JOHNSON CONTROL | SDV5000-12 | NA | 0
VARIABLE AIR VOLUME UNITS |  | JOHNSON CONTROL | SDV5000-14 | NA | 0
VARIABLE AIR VOLUME UNITS |  | JOHNSON CONTROL | SDV5000-12 | NA | 0
COOLING TOWER | 08J0266 | BAC | RCT-2352 | NA | 0
COOLING TOWER | 03J268 | BAC | RCT-2352 | NA | 0
VARIABLE AIR VOLUME UNITS |  | JOHNSON CONTROL |  | NA | 0
VARIABLE AIR VOLUME UNITS |  | JOHNSON CONTROL |  | NA | 0
VARIABLE AIR VOLUME UNITS |  | JOHNSON CONTROL | SDV5000-14 | NA | 0
VARIABLE AIR VOLUME UNITS |  | JOHNSON CONTROL |  | NA | 0
VARIABLE AIR VOLUME UNITS |  | JOHNSON CONTROL | SDV5000-14 | NA | 0
VARIABLE AIR VOLUME UNITS |  | JOHNSON CONTROL | SDV5000-12 | NA | 0
VARIABLE AIR VOLUME UNITS |  | JOHNSON CONTROL | SDV5000-8 | NA | 0
VARIABLE AIR VOLUME UNITS |  | JOHNSON CONTROL | SDV5000-14 | NA | 0
VARIABLE AIR VOLUME UNITS |  | JOHNSON CONTROL | SDV5000-10 | NA | 0
VARIABLE AIR VOLUME UNITS |  | JOHNSON CONTROL | SDV5000-12 | NA | 0
VARIABLE AIR VOLUME UNITS |  | JOHNSON CONTROL | SDV5000-12 | NA | 0
VARIABLE AIR VOLUME UNITS |  | JOHNSON CONTROL | SDV5000-16 | NA | 0
VARIABLE AIR VOLUME UNITS |  | JOHNSON CONTROL | SDV5000-12 | NA | 0
VARIABLE AIR VOLUME UNITS |  | JOHNSON CONTROL | SDV5000-12 | NA | 0
VARIABLE AIR VOLUME UNITS |  | JOHNSON CONTROL | SDV5000-14 | NA | 0
VARIABLE AIR VOLUME UNITS |  | JOHNSON CONTROL | SDV5000-12 | NA | 0
VARIABLE AIR VOLUME UNITS |  | JOHNSON CONTROL | SDV5000-12 | NA | 0
VARIABLE AIR VOLUME UNITS |  | JOHNSON CONTROL | SDV5000-12 | NA | 0
VARIABLE AIR VOLUME UNITS |  | JOHNSON CONTROL | SDV5000-12 | NA | 0
VARIABLE AIR VOLUME UNITS |  | JOHNSON CONTROL | SDV5000-14 | NA | 0
VARIABLE AIR VOLUME UNITS |  | JOHNSON CONTROL | SDV5000-12 | NA | 0
VARIABLE AIR VOLUME UNITS |  | JOHNSON CONTROL | SDV5000-14 | NA | 0
VARIABLE AIR VOLUME UNITS |  | JOHNSON CONTROL | SDV5000-14 | NA | 0
VARIABLE AIR VOLUME UNITS |  | JOHNSON CONTROL | SDV5000-14 | NA | 0
VARIABLE AIR VOLUME UNITS |  | JOHNSON CONTROL | SDV5000-12 | NA | 0
VARIABLE AIR VOLUME UNITS |  | JOHNSON CONTROL | SVD5000-8 | NA | 0
VARIABLE AIR VOLUME UNITS |  | JOHNSON CONTROL | SDV5000-14 | NA | 0
FAN COIL UNIT - DUCTED |  | CARRIER | 40AP5080 | NA | 0
VARIABLE AIR VOLUME UNITS |  | JOHNSON CONTROL | SDV5000-14 | NA | 0
VARIABLE AIR VOLUME UNITS |  | JOHNSON CONTROL | SDV5000-14 | NA | 0
VARIABLE AIR VOLUME UNITS |  | JOHNSON CONTROL | SDV5000-14 | NA | 0
VARIABLE AIR VOLUME UNITS |  | JOHNSON CONTROL | SDV5000-14 | NA | 0
VARIABLE AIR VOLUME UNITS |  | JOHNSON CONTROL | SDV5000-14 | NA | 0
VARIABLE AIR VOLUME UNITS |  | JOHNSON CONTROL | SDV5000-12 | NA | 0
VARIABLE AIR VOLUME UNITS |  | JOHNSON CONTROL | SDV5000-12 | NA | 0
VARIABLE AIR VOLUME UNITS |  | JOHNSON CONTROL | SDV5000-12 | NA | 0
VARIABLE AIR VOLUME UNITS |  | JOHNSON CONTROL | SDV5000-12 | NA | 0
VARIABLE AIR VOLUME UNITS |  | JOHNSON CONTROL |  | NA | 0
VARIABLE AIR VOLUME UNITS |  | JOHNSON CONTROL | SDV5000-14 | NA | 0
VARIABLE AIR VOLUME UNITS |  | JOHNSON CONTROL | SDV5000-14 | NA | 0
CHILLER - WATER COOLED | 1308Q75617 | CARRIER | 19XR-4042374KFH52S | R134A | 0
CHILLER - WATER COOLED | 1308Q75616 | CARRIER | 19XR-4042374KFH52S | R134A | 0
CHILLED WATER PUMP | JJ3027A57190D | REGENT | 100-200-RS1T | NA | 0
CHILLED WATER PUMP | JJ3027A57191F | REGENT | 150X125-250BS1MBPO | NA | 0
CHILLED WATER PUMP | JJ5027A57194D | REGENT | 150-320BS1T | NA | 0
AIR FAN - EXHAUST |  | FANTECH | BT17B112-170 | NA | 0
AIR FAN - EXHAUST |  | FANTECH | RT17B112-170 | NA | 0
CONDENSER WATER PUMP | JJ3027A57196D | REGENT | 150X320-BS1T | NA | 0
CONDENSER WATER PUMP | JJ3027AS7197D | REGENT | 150X320-BSIT | NA | 0
CONDENSER WATER PUMP | JJ3027A57195D | REGENT | 125-260 BS1T | NA | 0
CONDENSER WATER PUMP | JJ30273PA57218 | REGENT | D65L0204T21X | NA | 0
CONDENSER WATER PUMP | JJ3077SPA57216 | REGENT | D65L204T2JX | NA | 0
REFRIGERATION COMPRESSORS | 15819301 | BITZER | CSH7551-50R | R134A | 0
REFRIGERATION COMPRESSORS | 15819302 | BITZER | CSH7551-50R | R134A | 0
AIR HANDLING UNIT | na | FANTECH | FBA 36ALDW | NA | 0
AIR HANDLING UNIT |  | FANTECH | FBA 36ALDW | NA | 0
AIR HANDLING UNIT |  | FAN & BLOWER | 30ALDW | NA | 0
VARIABLE AIR VOLUME UNITS |  | JOHNSON CONTROL | SDV500-14 | NA | 0
VARIABLE AIR VOLUME UNITS |  | JOHNSON CONTROL | SDV500-14 | NA | 0
VARIABLE AIR VOLUME UNITS |  | JOHNSON CONTROL | SDV5000-12 | NA | 0
VARIABLE AIR VOLUME UNITS |  | JOHNSON CONTROL | SDV500-10 | NA | 0
VARIABLE AIR VOLUME UNITS |  | JOHNSON CONTROL | SDV5000-14 | NA | 0
VARIABLE AIR VOLUME UNITS |  | JOHNSON CONTROL |  | NA | 0
VARIABLE AIR VOLUME UNITS |  | JOHNSON CONTROL |  | NA | 0
VARIABLE AIR VOLUME UNITS |  | JOHNSON CONTROL |  | NA | 0
VARIABLE AIR VOLUME UNITS |  | JOHNSON CONTROL | SDV5000-12 | NA | 0
VARIABLE AIR VOLUME UNITS |  | JOHNSON CONTROL | SDV5000-12 | NA | 0
VARIABLE AIR VOLUME UNITS |  | JOHNSON CONTROL |  | NA | 0
VARIABLE AIR VOLUME UNITS |  | JOHNSON CONTROL | SDV5000-12 | NA | 0
VARIABLE AIR VOLUME UNITS |  | JOHNSON CONTROL |  | NA | 0
VARIABLE AIR VOLUME UNITS |  | JOHNSON CONTROL |  | NA | 0
CHILLED WATER PUMP |  | REGENT | 150-320BSIT | NA | 0
SWITCHBOARD MECHANICAL |  | NULL |  | NA | 0
SWITCHBOARD MECHANICAL |  | NULL |  | NA | 0
SWITCHBOARD MECHANICAL |  | NULL |  | NA | 0
AIR HANDLING UNIT |  | FAN & BLOWER | 30ALDW | NA | 0
SWITCHBOARD MECHANICAL |  | NULL |  | NA | 0
AIR HANDLING UNIT |  | FAN & BLOWER | 27ALDW | NA | 0
WATER FLOW METER | 90636 | DYNAMETERS | DMTFB-N-E123-N | NULL | NULL
VARIABLE AIR VOLUME UNITS |  | JOHNSON CONTROL | SDV5000-12 | NA | 0
FAN COIL UNIT - DUCTED |  | CARRIER | 40HW-016THF | NA | 0
FAN COIL UNIT - DUCTED |  | CARRIER | 40HW-016THF | NA | 0
VARIABLE AIR VOLUME UNITS |  | JOHNSON CONTROL | SDV5000-14 | NA | 0
VARIABLE AIR VOLUME UNITS |  | JOHNSON CONTROL | SDV5000-14 | NA | 0
VARIABLE AIR VOLUME UNITS |  | JOHNSON CONTROL | SDV5000-14 | NA | 0
VARIABLE AIR VOLUME UNITS |  | JOHNSON CONTROL | SDV5000-14 | NA | 0
VARIABLE AIR VOLUME UNITS |  | JOHNSON CONTROL | SDV5000-14 | NA | 0
VARIABLE AIR VOLUME UNITS |  | JOHNSON CONTROL | SDV5000-10 | NA | 0
VARIABLE AIR VOLUME UNITS |  | JOHNSON CONTROL |  | NA | 0
VARIABLE AIR VOLUME UNITS |  | JOHNSON CONTROL |  | NA | 0
VARIABLE AIR VOLUME UNITS |  | JOHNSON CONTROL | SDV5000-12 | NA | 0
VARIABLE AIR VOLUME UNITS |  | JOHNSON CONTROL | SDV5000-14 | NA | 0
VARIABLE AIR VOLUME UNITS |  | JOHNSON CONTROL | SDV5000-12 | NA | 0
VARIABLE AIR VOLUME UNITS |  | JOHNSON CONTROL | SDV-5000-12 | NA | 0
VARIABLE AIR VOLUME UNITS |  | JOHNSON CONTROL | SDV5000-16 | NA | 0
VARIABLE AIR VOLUME UNITS |  | JOHNSON CONTROL | SDV5000-12 | NA | 0
VARIABLE AIR VOLUME UNITS |  | JOHNSON CONTROL | SDV5000-12 | NA | 0
VARIABLE AIR VOLUME UNITS |  | JOHNSON CONTROL | SDV5000-14 | NA | 0
VARIABLE AIR VOLUME UNITS |  | JOHNSON CONTROL | SDV5000-14 | NA | 0
VARIABLE AIR VOLUME UNITS |  | JOHNSON CONTROL |  | NA | 0
VARIABLE AIR VOLUME UNITS |  | JOHNSON CONTROL | SDV500014 | NA | 0
VARIABLE AIR VOLUME UNITS |  | JOHNSON CONTROL | SDV5000-16 | NA | 0
VARIABLE AIR VOLUME UNITS |  | JOHNSON CONTROL | SDV5000-16 | NA | 0
VARIABLE AIR VOLUME UNITS |  | JOHNSON CONTROL | SDV5000-12 | NA | 0
VARIABLE AIR VOLUME UNITS |  | JOHNSON CONTROL |  | NA | 0
VARIABLE AIR VOLUME UNITS |  | JOHNSON CONTROL |  | NA | 0
AIR HANDLING UNIT | 1052307 | FANTECH | 30ALDW | NA | 0
SWITCHBOARD MECHANICAL |  | NULL |  | NA | 0
TOILET EXHAUST FAN | 367682 | FANTECH | CHD636 | NA | 0
TOILET EXHAUST FAN | 367682 | FANTECH | CQ 072 | NA | 0
TOILET EXHAUST FAN | 404173 | FANTECH | 4309FS8559 | NA | 0
KITCHEN EXHAUST FAN |  | FAN & BLOWER | 40LSW | NA | 0
AIR FAN - EXHAUST | 333434 | FANTECH | AP1258FA12B110 | NA | 0
SWITCHBOARD MECHANICAL |  | NULL |  | NA | 0
CAR PARK SUPPLY AIR FAN | 334553 | FANTECH | AP1258FA12B110 | NA | 0
SWITCHBOARD MECHANICAL |  | NULL |  | NA | 0
VARIABLE SPEED DRIVE | 010408G108 | DANFOSS | 141F7542 | NA | 0
SWITCHBOARD MECHANICAL |  | NULL |  | NA | 0
AIR FAN - EXHAUST | 333434 | FANTECH | AP1258FA12B110 | NA | 0
SWITCHBOARD MECHANICAL |  | NULL |  | NA | 0
CAR PARK EXHAUST FAN |  | COLT CYCLONE | CPV100N | NA | 0
CAR PARK EXHAUST FAN |  | COLT CYCLONE | CPV100N | NA | 0
CAR PARK EXHAUST FAN |  | COLT CYCLONE | CPV100N | NA | 0
CAR PARK EXHAUST FAN |  | COLT CYCLONE | CPV100N | NA | 0
CAR PARK EXHAUST FAN |  | NULL | CPV100N | NA | 0
CAR PARK EXHAUST FAN |  | COLT CYCLONE | CPV100N | NA | 0
CAR PARK EXHAUST FAN |  | COLT CYCLONE | CPV100N | NA | 0
CAR PARK EXHAUST FAN |  | COLT CYCLONE | CPV100N | NA | 0
CAR PARK EXHAUST FAN |  | COLT CYCLONE | CPV100N | NA | 0
CAR PARK EXHAUST FAN |  | COLT CYCLONE | CV100N | NA | 0
CAR PARK EXHAUST FAN |  | COLT CYCLONE | CPV100N | NA | 0
CAR PARK EXHAUST FAN |  | COLT CYCLONE | CPV100N | NA | 0
CAR PARK EXHAUST FAN |  | COLT CYCLONE | CPV100N | NA | 0
CAR PARK EXHAUST FAN |  | COLT CYCLONE | CPV100N | NA | 0
CAR PARK EXHAUST FAN |  | COLT CYCLONE | CPV-100N | NA | 0
AIR FAN - EXHAUST |  | FANTECH | AP1256DA920 | NA | 0
SWITCHBOARD MECHANICAL |  | NULL |  | NA | 0
SWITCHBOARD MECHANICAL |  | NULL |  | NA | 0
AIR FAN - EXHAUST |  | FANTECH | AP1256DA920 | NA | 0
SWITCHBOARD MECHANICAL | n/a | NULL | n/a | NA | 0
AIR FAN - EXHAUST |  | FANTECH | AP1608125 | NA | 0
AIR FAN - EXHAUST | 11550 10 | FAN & BLOWER | 36ALSW | NA | 0
SWITCHBOARD MECHANICAL |  | NULL |  | NA | 0
VARIABLE SPEED DRIVE | 059410G259 | DANFOSS | 131B8214 | NA | 0
AIR HANDLING UNIT | Na | FANTECH | 22ALDW | NA | 0
SWITCHBOARD MECHANICAL |  | NULL |  | NA | 0
SWITCHBOARD MECHANICAL |  | NULL |  | NA | 0
SMOKE SPILL FAN |  | FANTECH | RSS1256CA12F150 | NA | 0
SMOKE SPILL FAN |  | FANTECH | RSS1256CA12F150 | NA | 0
SMOKE SPILL FAN |  | FANTECH | RSS1256CA12F15 | NA | 0
SWITCHBOARD MECHANICAL |  | NULL |  | NA | 0
AIR HANDLING UNIT | NA | FANTECH | 30ALDW | NA | 0
AIR FAN - EXHAUST | 345670 | FANTECH | AP1608DA9B185 | NA | 0
AIR HANDLING UNIT |  | FANTECH | 33ALDW | NA | 0
AIR HANDLING UNIT |  | FANTECH | 27ALDW | NA | 0
AIR HANDLING UNIT |  | FANTECH | 27ALDW | NA | 0
AIR HANDLING UNIT |  | FANTECH | 22ALDW | NA | 0
SWITCHBOARD MECHANICAL |  | NULL |  | NA | 0
SWITCHBOARD MECHANICAL |  | NULL |  | NA | 0
SMOKE EXHAUST FAN | 397922 | FANTECH | M0158192 | NA | 0
SMOKE EXHAUST FAN | 397922 | FANTECH | M0158192 | NA | 0
BOILER - GAS ATMOSPHERIC | FTA800I | AIRA | FTA800 | NA | 0
HEATING HOT WATER PUMP | JJ3027A57198D | REGENT | 65320BS1T | NA | 0
SWITCHBOARD MECHANICAL |  | NULL |  | NA | 0
SWITCHBOARD MECHANICAL |  | NULL |  | NA | 0
SWITCHBOARD MECHANICAL |  | NULL |  | NA | 0
SWITCHBOARD MECHANICAL |  | NULL |  | NA | 0
AIR HANDLING UNIT | 102208 | FANTECH | 27ALDW | NA | 0
SWITCHBOARD MECHANICAL |  | NULL |  | NA | 0
SWITCHBOARD MECHANICAL |  | NULL |  | NA | 0
FAN COIL UNIT - DUCTED | NA | CARRIER | 40APB-080THF | NA | 0
SWITCHBOARD MECHANICAL |  | NULL |  | NA | 0
SWITCHBOARD MECHANICAL |  | NULL |  | NA | 0
SWITCHBOARD MECHANICAL |  | NULL |  | NA | 0
TOILET EXHAUST FAN | UNKNOWN | FANTECH | CE192D | NA | 0
AIR FAN - EXHAUST | UNKNOWN | UNKNOWN | UNKNOWN | NA | 0
AIR FAN - EXHAUST | UNKNOWN | UNKNOWN | UNKNOWN | NA | 0
AIR FAN - EXHAUST | UNKNOWN | UNKNOWN | UNKNOWN | NA | 0
AIR FAN - EXHAUST | UNKNOWN | UNKNOWN | UNKNOWN | NA | 0
CASSETTE SPLIT SYSTEM | 7453821477 | PANASONIC | CS-E24GKR | R410A | 1.5
CASSETTE SPLIT SYSTEM | 532403712BE | MHI | DXK24ZMA-S | R410A | 1.4
CASSETTE SPLIT SYSTEM | 901329 | DAIKIN | FTXD50JVEA | R22 | 1.4
ROOM AIR CONDITIONING UNIT | UNKNOWN | PANASONIC | UNKNOWN | R22 | 1
ROOM AIR CONDITIONING UNIT | UNKNOWN | FUJITSU | 9R | R22 | 1
CASSETTE SPLIT SYSTEM | UNKNOWN | DAIKIN | FTXS35EVMA | R410A | 1
ROOM AIR CONDITIONING UNIT | UNKNOWN | PANASONIC | UNKNOWN | R22 | 1
CASSETTE SPLIT SYSTEM | 2109559 | SHARP | AY-A249J | R22 | 2
AIR FAN - OUTSIDE | 14004 | AEROVENT | QUS040-401 | NA | 0
DUCTED SPLIT SYSTEM | 33W04686 | MODULEX | PEFY-P63VMA-E | R410A | 0
DUCTED SPLIT SYSTEM | 32W04650 | MODULEX | PEFY-P63VMA-E | R410A | 0
DUCTED SPLIT SYSTEM | 32W04647 | MODULEX | PEFY-P63VMA-E | R410A | 0
DUCTED SPLIT SYSTEM | 32W04648 | MODULEX | PEFY-P63VMA-E | R410A | 0
DUCTED SPLIT SYSTEM | 62W00760 | MITSUBISHI | PEA-RP250WHA | R410A | 0
VRF DUCTED SPLIT | 26W08594 | MITSUBISHI | PEFY-P140VMH-E | R410A | 0
VRF DUCTED SPLIT | 27W08681 | MITSUBISHI | PEFY-P140VMH-E | R410A | 0
VRF DUCTED SPLIT | 27W00986 | MITSUBISHI | PEFY-P200VMHS-E | R410A | 0
VRF DUCTED SPLIT | 25W00653 | MITSUBISHI | PEFY-P250VMHS-E | R410A | 0
VRF DUCTED SPLIT | 27W00987 | MITSUBISHI | PEFY-P200VMHS--E | R410A | 0
VRF DUCTED SPLIT | 26W08581 | MITSUBISHI | PEFY-P140VMH-E | R410A | 0
VRF DUCTED SPLIT | 25W00653 | MITSUBISHI | PEFY-P250VMHS-E | R410A | 0
VRF DUCTED SPLIT | 27W08682 | MITSUBISHI | PEFY-P140VMH-E | R410A | 0
VRF DUCTED SPLIT | 27W00989 | MITSUBISHI | PEFY-P200VMHS-E | R410A | 0
VRF DUCTED SPLIT | 26W08592 | MITSUBISHI | PEFY-P140VMH-E | R410A | 0
VRF DUCTED SPLIT | 27W00739 | MITSUBISHI | PEFY-P250VMHS-E | R410A | 0
VRF DUCTED SPLIT | 27W00732 | MITSUBISHI | PEFY-P250VMHS-E | R410A | 0
VRF DUCTED SPLIT | 27W00740 | MITSUBISHI | PEFY-P250VMHS-E | R410A | 0
VRF DUCTED SPLIT | 27W00949 | MITSUBISHI | PEFY-P200VMHS-E | R410A | 0
VRF DUCTED SPLIT | 27W08669 | MITSUBISHI | PEFY-P140VMH-E | R410A | 0
VRF DUCTED SPLIT | 28W00819 | MITSUBISHI | PEFY-P250VMHS-E | R410A | 0
VRF DUCTED SPLIT | 27W08695 | MITSUBISHI | PEFY-P140VMH-E | R410A | 0
VRF DUCTED SPLIT | 28W00818 | MITSUBISHI | PEFY-P250VMHS-E | R410A | 0
VRF DUCTED SPLIT | 28W00814 | MITSUBISHI | PEFY-P250VMHS-E | R410A | 0
VRF DUCTED SPLIT | 28W00784 | MITSUBISHI | PEFY-P250VMHS-E | R410A | 0
VRF DUCTED SPLIT | 28W00821 | MITSUBISHI | PEFY-P250VMHS-E | R410A | 0
VRF DUCTED SPLIT | 27W08676 | MITSUBISHI | PEFY-P200VMHS-E | R410A | 0
VRF DUCTED SPLIT | 27W00948 | MITSUBISHI | PEFY-P200VMHS-E | R410A | 0
VRF DUCTED SPLIT | 26W08580 | MITSUBISHI | PEFY-P140VMH-E | R410A | 0
VRF DUCTED SPLIT | 27W00988 | MITSUBISHI | PEFY-P200VMHS-E | R410A | 0
VRF DUCTED SPLIT | 26W08595 | MITSUBISHI | PEFY-P140VMH-E | R410A | 0
VRF DUCTED SPLIT | 27W00731 | MITSUBISHI | PEFY-P250VMHS-E | R410A | 0
VRF DUCTED SPLIT | 27W00737 | MITSUBISHI | PEFY-P250VMHS-E | R410A | 0
VRF DUCTED SPLIT | 26W08593 | MITSUBISHI | PEFY-P140VMH-E | R410A | 0
VRF DUCTED SPLIT | 27W01002 | MITSUBISHI | PEFY-P200VMHS-E | R410A | 0
VRF DUCTED SPLIT | 27W08675 | MITSUBISHI | PEFY-P140VMH-E | R410A | 0
VRF DUCTED SPLIT | 27W00738 | MITSUBISHI | PEFY-P250VMHS-E | R410A | 0
VRF DUCTED SPLIT | 27W01003 | MITSUBISHI | PEFY-P200VMHS-E | R410A | 0
VRF DUCTED SPLIT | 25W00654 | MITSUBISHI | PEFY-P250VMHS-E | R410A | 0
VRF DUCTED SPLIT | 25W00652 | MITSUBISHI | PEFY-P250VMHS-E | R410A | 0
VRF DUCTED SPLIT | 27W08702 | MITSUBISHI | PEFY-P140VMH-E | R410A | 0
VRF DUCTED SPLIT | 28W00792 | MITSUBISHI | PEFY-P250VMHS-E | R410A | 0
VRF DUCTED SPLIT | 28W08696 | MITSUBISHI | PEFY-P140VMH-E | R410A | 0
VRF DUCTED SPLIT | 28W00791 | MITSUBISHI | PEFY-P250VMHS-E | R410A | 0
VRF DUCTED SPLIT | 28W00783 | MITSUBISHI | PEFY-P250VMHS-E | R410A | 0
VRF DUCTED SPLIT | 28W00817 | MITSUBISHI | PEFY-P250VMHS-E | R410A | 0
VRF DUCTED SPLIT | 28W00815 | MITSUBISHI | PEFY-P250VMHS-E | R410A | 0
VRF DUCTED SPLIT | 24W02028 | MODULEX | PURY-P400YJM-A | NA | 0
SWITCHBOARD MECHANICAL | NA | SJ ELECTRIC | SJ ELECTRIC | NA | 0
VARIABLE SPEED DRIVE | XAC918-000500 | SIEMENS | A5E03668424FA | NA | 0
VARIABLE SPEED DRIVE | XAC905-002502 | SIEMENS | A5E03668424FA | NA | 0
AIR FAN - RETURN | 469302 | FANTECH | FLD716DD | NA | 0
AIR FAN - RETURN | 469302 | FANTECH | FLD716DD | NA | 0
AIR FAN - EXHAUST | 469304 | FANTECH | MME3142 | NA | 0
SWITCHBOARD MECHANICAL | NA | SJ ELECTRIC | SJ ELECTRIC | NA | 0
AIR FAN - RETURN | 469123 | FANTECH | MMD6365 | NA | 0
AIR FAN - RETURN | 469123 | FANTECH | MMD6365 | NA | 0
AIR FAN - EXHAUST | 469124 | FANTECH | MME3142 | NA | 0
VARIABLE SPEED DRIVE | XAC619-001914 | SIEMENS | A5E03668424FA | NA | 0
VARIABLE SPEED DRIVE | XAC619-001913 | SIEMENS | A5E03668424FA | NA | 0
SWITCHBOARD MECHANICAL | NA | SJ ELECTRIC | SJ ELECTRIC | NA | 0
AIR FAN - RETURN | 469121 | FANTECH | MMD6364 | NA | 0
AIR FAN - OUTSIDE | 469121 | FANTECH | MMD6364 | NA | 0
AIR FAN - EXHAUST | 469124 | FANTECH | MME3142 | NA | 0
VARIABLE SPEED DRIVE | XAC619-001923 | SIEMENS | A5E03668424FA | NA | 0
VARIABLE SPEED DRIVE |  | SIEMENS | A5E03668424FA | NA | 0
SWITCHBOARD MECHANICAL | NA | SJ ELECTRIC | SJ ELECTRIC | NA | 0
AIR FAN - RETURN | XAC619-001921 | FANTECH | FLD716DD | NA | 0
AIR FAN - RETURN | 469301 | FANTECH | MMD6364 | NA | 0
AIR FAN - EXHAUST | 469304 | FANTECH | MME3142 | NA | 0
VARIABLE SPEED DRIVE | XAC918-000503 | SIEMENS | A5E03668424FA | NA | 0
VARIABLE SPEED DRIVE | XAC918-000506 | SIEMENS | A5E03668424FA | NA | 0
SWITCHBOARD MECHANICAL | NA | SJ ELECTRIC | SJ ELECTRIC | NA | 0
AIR FAN - RETURN | 469123 | FANTECH | MMD6365 | NA | 0
AIR FAN - RETURN | 469123 | FANTECH | MMD6365 | NA | 0
AIR FAN - EXHAUST | 469124 | FANTECH | MME3142 | NA | 0
SWITCHBOARD MECHANICAL | NA | SJ ELECTRIC | SJ ELECTRIC | NA | 0
AIR FAN - RETURN | 469121 | FANTECH | MMD6364 | NA | 0
AIR FAN - RETURN | 469121 | FANTECH | MMD6364 | NA | 0
VARIABLE SPEED DRIVE | XAC905-002504 | SIEMENS | A5E03668424FA | NA | 0
VARIABLE SPEED DRIVE | XAC905-002506 | SIEMENS | A5E03668424FA | NA | 0
VARIABLE SPEED DRIVE | XAC619-001908 | SIEMENS | A5E03668424FA | NA | 0
VARIABLE SPEED DRIVE | XAC619-001915 | SIEMENS | A5E03668424FA | NA | 0
AIR FAN - EXHAUST | 469127 | FANTECH | CE454D | NA | 0
AIR FAN - EXHAUST | 469126 | FANTECH | CE456D | NA | 0
AIR FAN - EXHAUST | 488149 | FANTECH | MME28478 | NA | 0
VRF DUCTED SPLIT | 27W05683 | MITSUBISHI | PUHY-P250YJM-A | R410A | 8
VRF DUCTED SPLIT | 28W06195 | MITSUBISHI | PUHY-P250YJM-A <G> | R410A | 8
VRF DUCTED SPLIT | 27W05778 | MITSUBISHI | PUHY-P250YJM-A | R410A | 8
VRF DUCTED SPLIT | 27W05686 | MODULEX | PUHY-P250YJM-A | R410A | 8
VRF DUCTED SPLIT | 27W05686 | MITSUBISHI | PUHY-P250YJM-A | R410A | 8
VRF DUCTED SPLIT | 44W00272 | MODULEX | PUHZ-RP250YKM-A | R410A | 9
VRF DUCTED SPLIT | 32W03587 | MODULEX | PURY-P200YJM-A | R410A | 10
VRF DUCTED SPLIT | 32W07041 | MODULEX | PURY-P250YJM-A | R410A | 10
VRF DUCTED SPLIT | 32W07011 | MODULEX | PURY-P250YJM-A | R410A | 10
VRF DUCTED SPLIT | 1XW01436 | MITSUBISHI | PURY-P400YJM-A | R410A | 12
VRF DUCTED SPLIT | 24W02032 | MITSUBISHI | PURY-P400YJM-A | R410A | 12
VRF DUCTED SPLIT | 24W02051 | MITSUBISHI | PURY-P400YJM-A | R410A | 12
VRF DUCTED SPLIT | 24W02028 | MITSUBISHI | PURY-P400YJM-A | R410A | 12
VRF DUCTED SPLIT | 1XW01434 | MITSUBISHI | PURY-P400YJM-A <G> | R410A | 12
VRF DUCTED SPLIT | 19W00925 | MITSUBISHI | PUHY-P450YJM-A | R410A | 12
VRF DUCTED SPLIT | 19W00935 | MITSUBISHI | PUHY-P450YJM-A <G> | R410A | 12
VRF DUCTED SPLIT | 28W01764 | MITSUBISHI | PURY-P350YJM-A <G> | R410A | 12
VRF DUCTED SPLIT | 24W02055 | MITSUBISHI | PURY-P400YJM-A | R410A | 12
VRF DUCTED SPLIT | 24W02033 | MODULEX | PURY-P400YJM-A | R410A | 12
VRF DUCTED SPLIT | 24W02033 | MITSUBISHI | PURY-P400YJM-A | R410A | 12
VRF DUCTED SPLIT | 19W00924 | MITSUBISHI | PUHY-P450YJM-A | R410A | 12
VRF DUCTED SPLIT | 24W02053 | MITSUBISHI | PURY-P350YJM-A | R410A | 12
VRF DUCTED SPLIT | 24W02026 | MITSUBISHI | PURY-P400YJM-A | R410A | 12
VRF DUCTED SPLIT | 19W00930 | MITSUBISHI | PUHY-P450YJM-A | R410A | 12
VRF DUCTED SPLIT | 32W03451 | MODULEX | PURY-P350YJM-A | R410A | 12
EVAPORATIVE COOLER | O1201188 | BRAEMAR | B18 | NA | 0
KITCHEN EXHAUST FAN | 23105-8297 | NULL | SSMVY-814 | NA | 0
AIR FAN - EXHAUST | 501823 | FANTECH | TCE 406 | NA | 0
AIR FAN - EXHAUST | 501526 | FANTECH | CHD406HT | NA | 0
AIR FAN - EXHAUST | 519814 | FANTECH | CHD 406 | NA | 0
AIR FAN - EXHAUST | 519814 | FANTECH | CHD 406 | NA | 0
AIR FAN - EXHAUST | 519814 | FANTECH | CHD406 | NA | 0
AIR FAN - EXHAUST | 519814 | FANTECH | CHD406 | NA | 0
CASSETTE SPLIT SYSTEM | C000176 | DAIKIN | FXFQ125SVM | NA | 0
CASSETTE SPLIT SYSTEM | C000255 | DAIKIN | FXFQ125SVM | NA | 0
CASSETTE SPLIT SYSTEM | C000305 | DAIKIN | FXFQ125SVM | NA | 0
CASSETTE SPLIT SYSTEM | C000228 | DAIKIN | FXFQ125SVM | NA | 0
CASSETTE SPLIT SYSTEM | C000225 | DAIKIN | FXFQ125SVM | NA | 0
CASSETTE SPLIT SYSTEM | C000252 | DAIKIN | FXFQ125SVM | NA | 0
CASSETTE SPLIT SYSTEM | C000226 | DAIKIN | FXFQ125SVM | NA | 0
CASSETTE SPLIT SYSTEM | C000306 | DAIKIN | FXFQ125SVM | NA | 0
CASSETTE SPLIT SYSTEM | C000167 | DAIKIN | FXFQ125SVM | NA | 0
AIR FAN - EXHAUST | 501526 | FEDERAL | CHD406HT | NA | 0
EVAPORATIVE COOLER | 1224396 | BONAIRE | 3070025 | NA | 0
EVAPORATIVE COOLER | 1222310 | BONAIRE | 2550010 | NA | 0
AIR FAN - SUPPLY | 506980 | FANTECH | RDS0714GP6-25 | NA | 0
AIR HANDLING UNIT | 76005 | UNKNOWN | CMG DRIVEN | R22 | 0
VARIABLE SPEED DRIVE | NA | DANFOSS | VLT 6000 | NA | 0
AIR FAN - EXHAUST | 501525 | FANTECH | CD711V | NA | 0
TOILET EXHAUST FAN | 501523 | FEDERAL | TCD566 | NA | 0
TOILET EXHAUST FAN | 513489 | FEDERAL | TCD506 | NA | 0
TOILET EXHAUST FAN | 513490 | FEDERAL | TCD456 | NA | 0
AIR FAN - OUTSIDE | 528958 | FANTECH | RV4 | NA | 0
AIR FAN - EXHAUST | PN 231745C | FANTECH | RCB3154E | NA | 0
EVAPORATIVE COOLER | C14080042 | BRAEMAR | RPC320D | NA | 0
AIR FAN - SUPPLY | PN234036A | FANTECH | CS5006E | NA | 0
KITCHEN EXHAUST FAN | 23105-8288 | NULL | SHVYA-806 | NA | 0
KITCHEN EXHAUST FAN | 23105-8289 | NULL | SHVYA-779 | NA | 0
AIR FAN - EXHAUST | 13693 | NULL | DI040-401V | NA | 0
AIR FAN - EXHAUST | 476202 | FANTECH | TCD 566 | NA | 0
AIR FAN - EXHAUST | 496563 | FANTECH | PCE 404 ER | NA | 0
AIR FAN - SUPPLY | 50213 | FANTECH | PCD566DD | NA | 0
AIR CURTAIN | 496434 | FANTECH | MRV1 | NA | 0
AIR FAN - EXHAUST | 513493 | FANTECH | CHD636HT | NA | 0
SMOKE EXHAUST FAN | 506981 | FANTECH | RSS1258CA929 | NA | 0
SMOKE EXHAUST FAN | 506980 | FANTECH | RDS0714GP625 | NA | 0
SWITCHBOARD MECHANICAL | 299440MPC1 | NULL | 6 KA | NA | 0
BMS | O | NULL | GENISIS 2 | NA | 0
SMOKE EXHAUST FAN | NA | FEDERAL | APS1258GA621 | NA | 0
SMOKE EXHAUST FAN | 29440CP2 | FEDERAL | APS1258GA621 | NA | 0
SMOKE EXHAUST FAN | 504779 | FEDERAL | APS1254CA316 | NA | 0
SMOKE EXHAUST FAN | 504779 | FEDERAL | APS1254CA316 | NA | 0
SWITCHBOARD MECHANICAL | 2944MT33 | NULL | 6KA | NA | 0
FIELD CONTROLLER | O | LG | LG GATEWAY | NA | 0
WALL MOUNTED SPLIT SYSTEM | E043187 | DAIKIN | FTXS35KVMA | NA | 0
AIR FAN - EXHAUST | 501528 | FANTECH | CHD316HT | NA | 0
SMOKE EXHAUST FAN | 501466 | FANTECH | RSS1258CA929 | NA | 0
FAN COIL UNIT - DUCTED |  | CARRIER | 40HW-010-THF | NA | 0
SWITCHBOARD MECHANICAL |  | NULL |  | NA | 0
SWITCHBOARD MECHANICAL |  | NULL |  | NA | 0
SWITCHBOARD MECHANICAL |  | NULL |  | NA | 0
VARIABLE AIR VOLUME UNITS |  | JOHNSON CONTROL | SDV5000-14 | NA | 0
VARIABLE AIR VOLUME UNITS |  | JOHNSON CONTROL |  | NA | 0
SWITCHBOARD MECHANICAL |  | NULL |  | NA | 0
SWITCHBOARD MECHANICAL |  | NULL |  | NA | 0
VARIABLE AIR VOLUME UNITS |  | JOHNSON CONTROL |  | NA | 0
VARIABLE AIR VOLUME UNITS |  | JOHNSON CONTROL |  | NA | 0
VARIABLE AIR VOLUME UNITS |  | JOHNSON CONTROL |  | NA | 0
VARIABLE AIR VOLUME UNITS |  | JOHNSON CONTROL | SDV5000-14 | NA | 0
AIR CURTAIN |  | JOHNSON CONTROL |  | NA | 0
VARIABLE AIR VOLUME UNITS |  | JOHNSON CONTROL |  | NA | 0
VARIABLE AIR VOLUME UNITS |  | JOHNSON CONTROL |  | NA | 0
VARIABLE AIR VOLUME UNITS |  | JOHNSON CONTROL | SDV5000-14 | NA | 0
VARIABLE AIR VOLUME UNITS |  | JOHNSON CONTROL | SDV5000-14 | NA | 0
VARIABLE AIR VOLUME UNITS |  | JOHNSON CONTROL |  | NA | 0
AIR CURTAIN |  | JOHNSON CONTROL | SDV5000-14 | NA | 0
VARIABLE AIR VOLUME UNITS |  | JOHNSON CONTROL | SDV5000-14 | NA | 0
VARIABLE AIR VOLUME UNITS |  | JOHNSON CONTROL | SDV5000-16 | NA | 0
VARIABLE AIR VOLUME UNITS |  | JOHNSON CONTROL | SDV5000-16 | NA | 0
VARIABLE AIR VOLUME UNITS |  | JOHNSON CONTROL | SDV5000-14 | NA | 0
VARIABLE AIR VOLUME UNITS |  | JOHNSON CONTROL | SDV5000-14 | NA | 0
VARIABLE AIR VOLUME UNITS |  | JOHNSON CONTROL | SDV5000-14 | NA | 0
FAN COIL UNIT - DUCTED |  | CARRIER | 40HW-014-THF | NA | 0
VARIABLE AIR VOLUME UNITS |  | JOHNSON CONTROL |  | NA | 0
VARIABLE AIR VOLUME UNITS |  | JOHNSON CONTROL | SDV5000-14 | NA | 0
VARIABLE AIR VOLUME UNITS |  | JOHNSON CONTROL | SDV5000-14 | NA | 0
VARIABLE AIR VOLUME UNITS |  | JOHNSON CONTROL | SDV5000-12 | NA | 0
VARIABLE AIR VOLUME UNITS |  | JOHNSON CONTROL |  | NA | 0
VARIABLE AIR VOLUME UNITS |  | JOHNSON CONTROL | SDV5000-12 | NA | 0
VARIABLE AIR VOLUME UNITS |  | JOHNSON CONTROL | SDV5000-12 | NA | 0
VARIABLE AIR VOLUME UNITS |  | JOHNSON CONTROL |  | NA | 0
VARIABLE AIR VOLUME UNITS |  | JOHNSON CONTROL | SDV5000-12 | NA | 0
VARIABLE AIR VOLUME UNITS |  | JOHNSON CONTROL | SDV5000-16 | NA | 0
VARIABLE AIR VOLUME UNITS |  | JOHNSON CONTROL | SDV5000-14 | NA | 0
VARIABLE AIR VOLUME UNITS |  | JOHNSON CONTROL |  | NA | 0
FAN COIL UNIT - DUCTED |  | CARRIER | 40HW-010-THF | NA | 0
VARIABLE SPEED DRIVE | 088110G529 | DANFOSS | 131B8215 | NA | 0
VARIABLE AIR VOLUME UNITS |  | JOHNSON CONTROL | SDV5000-12 | NA | 0
VARIABLE AIR VOLUME UNITS |  | JOHNSON CONTROL |  | NA | 0
VARIABLE AIR VOLUME UNITS |  | JOHNSON CONTROL |  | NA | 0
VARIABLE AIR VOLUME UNITS |  | JOHNSON CONTROL | SDV5000-14 | NA | 0
VARIABLE AIR VOLUME UNITS |  | JOHNSON CONTROL | SDV5000-14 | NA | 0
VARIABLE AIR VOLUME UNITS |  | JOHNSON CONTROL |  | NA | 0
VARIABLE AIR VOLUME UNITS |  | JOHNSON CONTROL |  | NA | 0
VARIABLE AIR VOLUME UNITS |  | JOHNSON CONTROL | SDV5000-12 | NA | 0
DUCTED HYDRONIC COOLING COIL |  | NULL |  | NA | 0
FAN COIL UNIT - DUCTED |  | CARRIER | 40APB-080-THF | NA | 0
VARIABLE AIR VOLUME UNITS |  | JOHNSON CONTROL | SDV5000-14 | NA | 0
VARIABLE AIR VOLUME UNITS |  | JOHNSON CONTROL | SDV5000-14 | NA | 0
VARIABLE AIR VOLUME UNITS |  | JOHNSON CONTROL | SDV500-12 | NA | 0
VARIABLE AIR VOLUME UNITS |  | JOHNSON CONTROL |  | NA | 0
DUCTED HYDRONIC HEATING COIL |  | NULL |  | NA | 0
FAN COIL UNIT - DUCTED |  | CARRIER | 40APB-080-THF | NA | 0
FAN COIL UNIT - DUCTED |  | CARRIER | 40HW-008THF | NA | 0
FAN COIL UNIT - DUCTED |  | CARRIER | 40APB-080-THF | NA | 0
FAN COIL UNIT - DUCTED |  | CARRIER | 40APB-080-THF | NA | 0
VARIABLE AIR VOLUME UNITS |  | JOHNSON CONTROL | SDV5000-12 | NA | 0
VARIABLE AIR VOLUME UNITS |  | JOHNSON CONTROL | SDV5000-12 | NA | 0
VARIABLE AIR VOLUME UNITS |  | JOHNSON CONTROL |  | NA | 0
VARIABLE SPEED DRIVE | 011108G138 | DANFOSS | 131F8480 | NA | 0
VARIABLE AIR VOLUME UNITS |  | JOHNSON CONTROL |  | NA | 0
CHILLED WATER PUMP | 010209G268 | DANFOSS | 131F848 | NA | 0
VARIABLE SPEED DRIVE |  | DANFOSS |  | NA | 0
FAN COIL UNIT - DUCTED |  | DAKO | FDY10KAY1 | NA | 0
DUCTED SPLIT SYSTEM | NA | GREGORY | ART45LUAK | NA | 0
DUCTED SPLIT SYSTEM |  | DAKO | FDY71LV1 | NA | 0
DUCTED SPLIT SYSTEM |  | DAKO | FDY71LV1 | NA | 0
DUCTED SPLIT SYSTEM |  | DAKO | FDYP125DLV1 | NA | 0
WALL MOUNTED SPLIT SYSTEM | 29025954 | DAKO | FTXD50JVEA | NA | 0
WALL MOUNTED SPLIT SYSTEM | E001895 | DAKO | FTKS50GVMA | NA | 0
0 - NOT SET | E027411 | DAKO | FTXS71FVMA | NA | 0
0 - NOT SET | E020431 | DAKO | FTXS71FVMA | NA | 0
DUCTED SPLIT SYSTEM |  | DAKO | FDYQ125MV1R | NA | 0
WALL MOUNTED SPLIT SYSTEM |  | GREGORY |  | NA | 0
DUCTED SPLIT SYSTEM | 377921 | THERMAL EQUP CO | OSA73R | NA | 2.1
DUCTED SPLIT SYSTEM | 406475 | THERMAL EQUP CO | OSA181R | NA | 0
FIELD CONTROLLER |  | DAKO | ITOUCH | NA | 0
AIR HANDLING UNIT | KD1522 | NULL | POPE 18.5 KW 4443-123-141 | NA | 0
AIR HANDLING UNIT | 101001301 | NULL | BALDOR RELIANCE 7.5KW 132M-4 B3C | NA | 0
SWITCHBOARD MECHANICAL |  | NULL |  | NA | 0
SWITCHBOARD MECHANICAL |  | NULL |  | NA | 0
FIRE DAMPER |  | NULL |  | NA | 0
SWITCHBOARD MECHANICAL |  | NULL |  | NA | 0
SWITCHBOARD MECHANICAL |  | NULL |  | NA | 0
FIRE DAMPER |  | NULL | BULLOCK - 4900 | NA | 0
FIRE DAMPER |  | NULL |  | NA | 0
FIRE DAMPER |  | NULL |  | NA | 0
0 - NOT SET | 2281002994 | BONAIR | CSH 8553-80 AC | NA | 0
0 - NOT SET | 2281002993 | BONAIR | CSH 8591-140 AC | NA | 0
AIR FAN - EXHAUST |  | NULL |  | NA | 0
AIR FAN - EXHAUST |  | NULL |  | NA | 0
SWITCHBOARD MECHANICAL |  | NULL |  | NA | 0
DX CONDENSING UNIT | T33-209 2380926719 | CAMEO | EP-Q VB-8-6R-CONDENSER | NA | 0
DX CONDENSING UNIT | T33-204 2380926718 | CAMEO | EP-Q VB-6-4R-CONDENSER | NA | 0
WALL MOUNTED SPLIT SYSTEM |  | CARRIER |  | NA | 0
WALL MOUNTED SPLIT SYSTEM |  | NULL | DERBY | R22 | 0
SWITCHBOARD MECHANICAL |  | NULL |  | NA | 0
FAN COIL UNIT - NON DUCTED |  | DAIKIN |  | NA | 0
WALL MOUNTED SPLIT SYSTEM |  | NULL | CHIGO | R22 | 1
WALL MOUNTED SPLIT SYSTEM |  | NULL | CHIGO - CS-35V3A-HAL | R22 | 1
WALL MOUNTED SPLIT SYSTEM |  | NULL | DERBY | R22 | 2
WALL MOUNTED SPLIT SYSTEM |  | NULL | AGREE - KFR-93WALL | R22 | 2
WALL MOUNTED SPLIT SYSTEM |  | NULL | AGREE - KFR-93WALL | R22 | 2
0 - NOT SET |  | NULL | DERBY | NA | 0
WALL MOUNTED SPLIT SYSTEM |  | NULL | DERBY | R22 | 2
WALL MOUNTED SPLIT SYSTEM |  | NULL | AGREE - KFR-93 | R22 | 2
WALL MOUNTED SPLIT SYSTEM |  | NULL | AGREE - KFR-93 | R22 | 2
WALL MOUNTED SPLIT SYSTEM |  | NULL | PEREIRA - CS-25H3A-M84A | R410A | 3
WALL MOUNTED SPLIT SYSTEM | UNKNOWN | NULL | PEREIRA - CS-25H3A-H5 | R410A | 3
WALL MOUNTED SPLIT SYSTEM |  | CARRIER | CARRIER | R410A | 3
COOL ROOM | 438200717H2009 | AQUA | 4836030565 | R404A | 3
COOL ROOM | 238200817H2009 | AQUA | 4836030565 | R404A | 4
COOL ROOM | 238200817H2009 | AQUA | 4836030565 | R404A | 4
PACKAGED AIR CONDITIONING UNIT | BJ 4623 | AIRTEMP | XA00012 | R22 | 5
PACKAGED AIR CONDITIONING UNIT | BJ 4651 | AIRTEMP | XA00023 | R22 | 5
PACKAGED AIR CONDITIONING UNIT | XA00060 | AIRTEMP | RT 3131 | R22 | 6
PACKAGED AIR CONDITIONING UNIT |  | THERMAL EQUP CO | OPA 850RKTBH | R410A | 10
PACKAGED AIR CONDITIONING UNIT | BJ 5468 | AIRTEMP | XB00045 | R22 | 10
COOL ROOM | D 293913 | CROSSLE | 1551069 | NA | 0
CHILLER - WATER COOLED | 0 | ZEIL | YCCH163S0737YA | R22 | 100
CHILLER - WATER COOLED | XWL3344 | CIEMANTS | 30XW0502P | R134A | 135
CHILLER - AIR COOLED | LA 6708 | RAC | AA0273.1BH6.42E | R134A | 191
CHILLER - AIR COOLED | LA 6708 | RAC | AA0273.1BH6.42E | R134A | 191
COOL ROOM | 95H40324H | CROSSLE | CRM3-0400-TFD-532 | R22 | 3
COOL ROOM | 96J04800H | CIEMANTS | CRM3-0400-TFD-532 | R22 | 3
COOL ROOM | 96J04800H | CIEMANTS | CRM3-0400-TFD-532 | R22 | 3
COOL ROOM | 1984300486 | BONAIR | 2DC-3.2Y-40S | R404A | 5
COOL ROOM | 90D-01762 | LUNITE HERMITI | 72 | R409A | 7
COOL ROOM | 1680512681 | BONAIR | 4EC-6.2Y-40S | R134A | 10
COOL ROOM |  | NULL | TERRY PJS | R134A | 10
FREEZER ROOM | 1984300537 | BONAIR | 4PCS-15.2Y-40P | R404A | 10
FREEZER ROOM | 1984300536 | BONAIR | 4PCS-15.2-40P | R404A | 10
DUCTED SPLIT SYSTEM | G802964 | NULL | BF30-C664 | R22 | 10
DUCTED SPLIT SYSTEM | 138848392 | AQUA | 865 MR GHB | R407C | 10
DUCTED SPLIT SYSTEM | 00640VC9BO | AQUA | S0640VC9BO | R407C | 10
COOL ROOM | 1791 | CROSSLE | 9TH-1015-FSM | R507 | 20
COOL ROOM | MG-042321 | CROSSLE | 9TH 1015 | R507 | 20
CHILLER - WATER COOLED | VJ5601-1 | HEAT STRIP | HRWC 15OTS | R22 | 60
CHILLER - WATER COOLED | VJ5601-2 | HEAT STRIP | HRWC 150TS | R22 | 60
CHILLER - WATER COOLED | 12P601834 | CIEMANTS | 30HXCO80-A0387-HEE | R134A | 67
COOL ROOM | GK 9991 | LUNITE HERMITI | FBHD-125E-1 | R404A | 3
COOL ROOM | GK 9992 | LUNITE HERMITI | FBHD-125E-1 | R404A | 3
COOL ROOM | 40079 | ENGLISH ELECT | CS07HA | R22 | 3
COOL ROOM | 11989 | ENGLISH ELECT | CS07HA | R22 | 3
DUCTED SPLIT SYSTEM | 261998W118139 | AQUA | S018IHR7AA | NA | 0
DUCTED SPLIT SYSTEM | 3798W120672 | AQUA | H3580S35HP-BV | NA | 0
DUCTED SPLIT SYSTEM | 3798W120670 | AQUA | H3580S35HPEB | NA | 0
WALL MOUNTED SPLIT SYSTEM | 12700415 | TRANE | RAS-13SKVR-A | NA | 0
WALL MOUNTED SPLIT SYSTEM | 92800187 | TRANE | RAS135-KVA | NA | 0
DUCTED SPLIT SYSTEM | 5398W117252 | AQUA | SO30OVR9AA | NA | 0
WALL MOUNTED SPLIT SYSTEM | 12700934 | TRANE | RAS-13AVR-A | NA | 0
WALL MOUNTED SPLIT SYSTEM | 92800094 | TRANE | RAS13SAVA | NA | 0
DUCTED SPLIT SYSTEM | 3898W 120673 | AQUA | S018VR9AA | NA | 0
DUCTED SPLIT SYSTEM | 4198W120671 | AQUA | S0360VR9AA | NA | 0
PACKAGED AIR CONDITIONING UNIT | 198745 | AQUA | H14509 | NA | 0
PACKAGED AIR CONDITIONING UNIT | 198746 | AQUA | H14509 | NA | 0
WALL MOUNTED SPLIT SYSTEM |  | TRANE |  | NA | 0
SWITCHBOARD MECHANICAL |  | NULL |  | NA | 0
CASSETTE SPLIT SYSTEM | 389209394 | PARKER | CS F34DBE5 | NA | 0
WALL MOUNTED SPLIT SYSTEM | 7007695 | MODULEX | MSZ-GA80VA | NA | 0
WALL MOUNTED SPLIT SYSTEM | UNKNOWN | AIRFACT | RCM090H | NA | 0
WALL MOUNTED SPLIT SYSTEM | UNKNOWN | ZEIL | YJKC09FS-AAA-III | NA | 0
WALL MOUNTED SPLIT SYSTEM | 2045350514557 | NULL | MWM010FR AFAQ. MCQUAY | NA | 0
WALL MOUNTED SPLIT SYSTEM | 204350514551 | NULL | MWM010FR AFAD MCQUAY | NA | 0
WALL MOUNTED SPLIT SYSTEM | 204350514553 | NULL | MCQUAY MWM010FR AFAD | NA | 0
CASSETTE SPLIT SYSTEM | 780713648 | PARKER | CU-L34DBE5 | NA | 0
WALL MOUNTED SPLIT SYSTEM | 8007183 | MODULEX | MUZ-GA80VA | NA | 0
0 - NOT SET | UNKNOWN | AIRFACT | RCM 090H | NA | 0
WALL MOUNTED SPLIT SYSTEM | 5.101e+17 | ZEIL | YJJC09FS-AAA-III | NA | 0
0 - NOT SET | 2045400210851 | NULL | MCQUAY MLC010BRAFDI | NA | 0
WALL MOUNTED SPLIT SYSTEM | 20433202 06736 | NULL | MCQUAY MLC010BR AFBL | NA | 0
WALL MOUNTED SPLIT SYSTEM | 20454002 10855 | NULL | MCQUAY MLC010BR AFDI | NA | 0
ROOM AIR CONDITIONING UNIT | UNKNOWN | GJ WALKER | UNKNOWN | NA | 0
FAN COIL UNIT - DUCTED | 159230 | AQUA | S046IRB006498 | NA | 0
FAN COIL UNIT - DUCTED | 159227 | AQUA | S042IRA006498 | NA | 0
FAN COIL UNIT - DUCTED | 953321-9 | COOLINE AC | UAS15E | NA | 0
FAN COIL UNIT - DUCTED | 370564 | THERMAL EQUP CO | ISD220Q | NA | 0
FAN COIL UNIT - DUCTED | 370563 | THERMAL EQUP CO | ISD220Q | NA | 0
0 - NOT SET | 156522 | AQUA | H00771 | NA | 0
0 - NOT SET | 156521 | AQUA | H00771 | NA | 0
ELECTRIC DUCT HEATER | UNKNOWN | NULL | UNKNOWN | NA | 0
ELECTRIC DUCT HEATER | UNKNOWN | NULL | UNKOWN | NA | 0
ELECTRIC DUCT HEATER | UNKNOWN | NULL | UNKNOWN | NA | 0
DUCTED SPLIT SYSTEM | TBA | THERMAL EQUP CO | ISD150Q | NA | 0
DUCTED SPLIT SYSTEM | 1500W142629 | AQUA | S023IHR7AA | NA | 0
DUCTED SPLIT SYSTEM | 4097W106668 | AQUA | S28 HPEL | NA | 0
DUCTED SPLIT SYSTEM | 1300W142251 | AQUA | H0771 S7 HPEL-02 | NA | 0
DUCTED SPLIT SYSTEM | CZEBZ0023M | GJ WALKER | BL14DLDHGBNAANNH | NA | 0
DUCTED SPLIT SYSTEM | CZEBZ0021M | GJ WALKER | BL14DLDHGBNAANNH | NA | 0
VARIABLE AIR VOLUME UNITS | NA | NULL | AIRE GRILLES VSF-14 | NA | 0
DUCTED SPLIT SYSTEM | 338405 | COOLINE AC | UAS15C | NA | 0
DUCTED SPLIT SYSTEM | 338407 | COOLINE AC | UAS15C | NA | 0
DUCTED SPLIT SYSTEM | 318846 | THERMAL EQUP CO | OSA 150R | NA | 0
DUCTED SPLIT SYSTEM | 370873 | THERMAL EQUP CO | OSA220R | NA | 0
DUCTED SPLIT SYSTEM | 159157 | BRADWAY TEMPER | S042ORA0006498 | NA | 0
DUCTED SPLIT SYSTEM | 159359 | BRADWAY TEMPER | S046ORB00648 | NA | 0
DUCTED SPLIT SYSTEM | 159364 | BRADWAY TEMPER | H00741006498 | NA | 0
FAN COIL UNIT - DUCTED | 953321-8 | COOLINE AC | UAS15E | NA | 0
DUCTED SPLIT SYSTEM | 1100W141515 | AQUA | S0230VR9AA | NA | 0
DUCTED SPLIT SYSTEM | 0500W139740 | AQUA | H00741 S7 HPCHB-02 | NA | 0
DUCTED SPLIT SYSTEM | 1098W114966 | AQUA | KITCHENH02840 S28 HPCHB | NA | 0
DUCTED SPLIT SYSTEM | C0009190001 | GJ WALKER | CL150LDRCNBNN | NA | 0
DUCTED SPLIT SYSTEM | C2CBH0001M | GJ WALKER | CL150LDRCNBNN | NA | 0
AIR FAN - EXHAUST | AO1781 | NULL | HOWDEN RV 500-6MF | NA | 0
ELECTRIC DUCT HEATER | NA | ENGLISH ELECT | PPN125W240 | NA | 0
ELECTRIC DUCT HEATER | NA | ENGLISH ELECT | PPN 175 W240 | NA | 0
VARIABLE AIR VOLUME UNITS | NA | NULL | AIRE GRILLES VSF-8 | NA | 0
VARIABLE AIR VOLUME UNITS | NA | NULL | AIRE GRILLES VSF-16 | NA | 0
ELECTRIC DUCT HEATER | NA | ENGLISH ELECT | PPN250W | NA | 0
ELECTRIC DUCT HEATER |  | ENGLISH ELECT | PPN350W | NA | 0
VARIABLE AIR VOLUME UNITS | NA | NULL | AIRE GRILLES VSF-14 | NA | 0
SWITCHBOARD MECHANICAL | NA | NULL | NA | NA | 0
EXTRACTION SYSTEM - SMOKE |  | NULL |  | NA | 0
EXTRACTION SYSTEM - SMOKE |  | NULL |  | NA | 0
EXTRACTION SYSTEM - SMOKE |  | NULL |  | NA | 0
FAN COIL UNIT - DUCTED | NO PLATE | COOLINE AC | NO PLATE | NA | 0
FAN COIL UNIT - DUCTED | NO PLATE | COOLINE AC | NO PLATE | NA | 0
ELECTRIC DUCT HEATER | UNKNOWN | NULL | UNKNOWN | NA | 0
DUCTED SPLIT SYSTEM | 338401 | COOLINE AC | UAS65C | NA | 0
DUCTED SPLIT SYSTEM | 338403 | COOLINE AC | UAS85C | NA | 0
DUCTED SPLIT SYSTEM | 370861 | THERMAL EQUP CO | OSA220R | NA | 0
DUCTED SPLIT SYSTEM | 159365 | AQUA | S00741006498 | NA | 0
WALL MOUNTED SPLIT SYSTEM |  | AIRFACT |  | NA | 0
WALL MOUNTED SPLIT SYSTEM |  | SCHNEIDER |  | NA | 0
DUCTED SPLIT SYSTEM |  | AQUA |  | NA | 0
DUCTED SPLIT SYSTEM |  | AQUA |  | NA | 0
DUCTED SPLIT SYSTEM |  | AQUA |  | NA | 0
DUCTED SPLIT SYSTEM |  | GJ WALKER |  | NA | 0
DUCTED SPLIT SYSTEM |  | GJ WALKER |  | NA | 0
DUCTED SPLIT SYSTEM |  | THERMAL EQUP CO |  | NA | 0
SWITCHBOARD MECHANICAL |  | NULL |  | NA | 0
SWITCHBOARD MECHANICAL |  | NULL |  | NA | 0
ELECTRIC DUCT HEATER | NA | ENGLISH ELECT | PPN300W240 | NA | 0
EXTRACTION SYSTEM - SMOKE |  | NULL |  | NA | 0
CASSETTE SPLIT SYSTEM | 05A00450 | MITSUBISHI | PLARP60BA | R410A | 0
WALL MOUNTED SPLIT SYSTEM | 6887 | MITSUBISHI | MSZ GE50VA | R410A | 0
CASSETTE SPLIT SYSTEM | TBA | MITSUBISHI | PLFY P50VBME | R410A | 0
CASSETTE SPLIT SYSTEM | TBA | MITSUBISHI | PLFY P32 VCM E2 | R410A | 0
CASSETTE SPLIT SYSTEM | TBA | MITSUBISHI | PLFY P32VCM E2 | R410A | 0
CASSETTE SPLIT SYSTEM | TBA | MITSUBISHI | PLFY P32VCM E 2 | R410A | 0
CASSETTE SPLIT SYSTEM | TBA | MITSUBISHI | PLFY P32VCM E2 | R410A | 0
DUCTED SPLIT SYSTEM | 05W06439 | MITSUBISHI | PEFY P200VMHE | R410A | 0
DUCTED SPLIT SYSTEM | 95W05049 | MITSUBISHI | PEFY P200 VMHE2 | R410A | 0
DUCTED SPLIT SYSTEM | 06W05546 | MITSUBISHI | PEFY P80VHME | R410A | 0
BMS | NA | MITSUBISHI | AG 150A | NA | 0
CASSETTE SPLIT SYSTEM | 8ZM07278 | MODULEX | SLZ-KA50VAL | R410A | 2
CASSETTE SPLIT SYSTEM | 8ZP00255 | MODULEX | SUZ-KA50VA | R410A | 2
CASSETTE SPLIT SYSTEM | 08ZP00255 | MITSUBISHI | SUZKA50 VA2 | R410A | 2
WALL MOUNTED SPLIT SYSTEM | 11693 | MITSUBISHI | MUZ GE50 VA | R410A | 2
MULTI HEAD DUCTED SPLIT SYSTEM | 07W08024 | MITSUBISHI | PUHY P300YHMA | R410A | 9
MULTI HEAD DUCTED SPLIT SYSTEM | 06W09906 | MITSUBISHI | PUHY P350YHMA | R410A | 12
MULTI HEAD NON DUCTED SPLIT | R000154 | FUJITSU | AUTG12LVLA | R410A | 0
MULTI HEAD NON DUCTED SPLIT | R000150 | FUJITSU | AUTG09LVLA | R410A | 0
MULTI HEAD NON DUCTED SPLIT | R000136 | FUJITSU | AUTG09LVLA | R410A | 0
WALL MOUNTED SPLIT SYSTEM | E000753 | FUJITSU | ASTG12JECA | R410A | 0
CASSETTE SPLIT SYSTEM | R002258 | FUJITSU | AUTA24LBL | R410A | 0
DUCTED SPLIT SYSTEM | T001444 | FUJITSU | ARTC90LATU | R410A | 0
WALL MOUNTED SPLIT SYSTEM | E000944 | FUJITSU | AOTG12JEC | R410A | 1
WALL MOUNTED SPLIT SYSTEM | R010737 | FUJITSU | AOTA24LALL | R410A | 2
MULTI HEAD NON DUCTED SPLIT | T001764 | FUJITSU | AOTG30LAT4 | R410A | 4
DUCTED SPLIT SYSTEM | R100694 | FUJITSU | AOTA90LALT | R410A | 12
WALL MOUNTED SPLIT SYSTEM | 93000418 | TRANE | RAS22SKVE | NA | 0
WALL MOUNTED SPLIT SYSTEM | 715401494 | MODULEX | SRK63ZEAS1 | NA | 0
WALL MOUNTED SPLIT SYSTEM | 400T01071-000 | ZEIL | MHH12P15A | NA | 0
WALL MOUNTED SPLIT SYSTEM | 7434800231 | PARKER | CSW126KA | NA | 0
CASSETTE SPLIT SYSTEM | 302252 | PARKER | CZ-06KPU01P | NA | 0
WALL MOUNTED SPLIT SYSTEM | 7516600458 | PARKER | CUW12EKR | NA | 0
WALL MOUNTED SPLIT SYSTEM | 911P0216 | TRANE | RAS-22 SAV-E | NA | 0
WALL MOUNTED SPLIT SYSTEM | 735001041 | MODULEX | SRC63ZES1 | NA | 0
WALL MOUNTED SPLIT SYSTEM | CAN NOT READ | ZEIL | MAH12P15A | NA | 0
AIR HANDLING UNIT | LT08-00072B1-001 | CARRIER APAC | CW240-6 | NA | 0
CASSETTE SPLIT SYSTEM | 202719-K03 | PARKER | CU-140C53XP | NA | 0
DUCTED SPLIT SYSTEM | NO PLATE | VADA | NO PLATE | NA | 0
DUCTED SPLIT SYSTEM | A95J0249 | VADA | TCS080 | NA | 0
DUCTED SPLIT SYSTEM | A95J0250 | VADA | TCS080 | NA | 0
DUCTED SPLIT SYSTEM | A95J024B | VADA | TCS090 | NA | 0
AIR HANDLING UNIT | LT08-00072A1-001 | CARRIER APAC | CW360-6 | NA | 0
AIR HANDLING UNIT | LT08-00072B1-002 | CARRIER APAC | CW240-6 | NA | 0
AIR HANDLING UNIT | LT08-00072C1 | CARRIER APAC | CW200-6 | NA | 0
AIR HANDLING UNIT | LT08-00072C1-001 | CARRIER APAC | CW200-6 | NA | 0
AIR HANDLING UNIT | LT08-00072C1-002 | CARRIER APAC | CW200-6 | NA | 0
AIR HANDLING UNIT | LT08-00072E1-003 | CARRIER APAC | CW240-6 | CHILLED WATER | 0
AIR HANDLING UNIT | LT08-00072E1-002 | CARRIER APAC | CW240-6 | NA | 0
AIR HANDLING UNIT | LT08-00072E1-001 | CARRIER APAC | CW240-6 | NA | 0
AIR HANDLING UNIT | LT08-00072D1-001 | CARRIER APAC | CW280-6 | NA | 0
BMS |  | NULL |  | NA | 0
CHILLED WATER PUMP | A144-4851-L3 | ALCAIR | SW100-40 | NA | 0
CHILLED WATER PUMP | A144-4851-L4 | ALCAIR | SW100-40 | NA | 0
CHILLED WATER PUMP | A144-4851-L2 | ALCAIR | SW100-40 | NA | 0
CHILLED WATER PUMP | A144-4853-L1 | ALCAIR | SW100-40 | NA | 0
CHILLER - AIR COOLED | XAH1232 | CIEMANTS | 30XA0902PT148C156 | NA | 0
CHILLER - AIR COOLED | XAH1231 | CIEMANTS | 30XA0902PT148C156 | NA | 0
SMOKE EXHAUST FAN | 86125 | FEDERAL | SS125618F150268 | NA | 0
EXTRACTION SYSTEM - SMOKE | 86125 | FEDERAL | SS1256A18F150260 | NA | 0
EXTRACTION SYSTEM - SMOKE | 86125 | FEDERAL | SS1256AA18F150260 | NA | 0
EXTRACTION SYSTEM - SMOKE | 86125 | FEDERAL | SS1256A18F150260 | NA | 0
AIR FAN - EXHAUST | NO SERIAL | FEDERAL | EKHR-355-4 | NA | 0
AIR FAN - EXHAUST | CAN NOT READ | FEDERAL | CAN NOT READ | NA | 0
AIR FAN - EXHAUST | 38151 | FEDERAL | CD354VEX | NA | 0
AIR FAN - EXHAUST | CAN NOT READ | FEDERAL | EKHR3104EC | NA | 0
VARIABLE SPEED DRIVE | 014410G278 | DB INDUSTRIES | 131F7830 | NA | 0
VARIABLE SPEED DRIVE | 012209G268 | DB INDUSTRIES | 131F8479 | NA | 0
VARIABLE SPEED DRIVE | 012009G268 | DB INDUSTRIES | 131F8479 | NA | 0
VARIABLE SPEED DRIVE | 010809G268 | DB INDUSTRIES | 131F8480 | NA | 0
VARIABLE SPEED DRIVE | 014810G278 | DB INDUSTRIES | 131F7830 | NA | 0
VARIABLE SPEED DRIVE | 013810G278 | DB INDUSTRIES | 131F7830 | NA | 0
VARIABLE SPEED DRIVE | 011908G268 | DB INDUSTRIES | 131F8479 | NA | 0
VARIABLE SPEED DRIVE | 011609G268 | DB INDUSTRIES | 131F8479 | NA | 0
VARIABLE SPEED DRIVE | 012609G268 | DB INDUSTRIES | 131F8479 | NA | 0
VARIABLE SPEED DRIVE | 012709G268 | DB INDUSTRIES | 131F8472 | NA | 0
SWITCHBOARD MECHANICAL |  | NULL | SUNLINE SWITCHBOARDS | NA | 0
SWITCHBOARD MECHANICAL |  | NULL | SUNLINE | NA | 0
AIR FAN - EXHAUST | NO PLATE | NULL | NO PLATE | NA | 0
AIR FAN - EXHAUST | CAN NOT READ | NULL | CAN NOT READ | NA | 0
AIR FAN - EXHAUST | AO1805 | NULL | HOWDEN RH700-4AX | NA | 0
AIR FAN - EXHAUST | NO PLATE | NULL | NO PLATE | NA | 0
AIR FAN - EXHAUST | CAN NOT READ | FEDERAL | CAN NOT READ | NA | 0
AIR FAN - EXHAUST | CAN NOT READ | FEDERAL | CAN NOT READ | NA | 0
AIR FAN - EXHAUST | CAN NOT READ | FEDERAL | CAN NOT READ | NA | 0
AIR FAN - EXHAUST | NO PLATE | NULL | NO PLATE | NA | 0
AIR FAN - EXHAUST | NO PLATE | NULL | NO PLATE | NA | 0
AIR FAN - EXHAUST | AO1805 | NULL | HOWDEN RH700-4AX | NA | 0
AIR FAN - EXHAUST | NO PLATE | NULL | NO PLATE | NA | 0
AIR FAN - EXHAUST | CAN NOT READ | FEDERAL | CAN NOT READ | NA | 0
AIR FAN - SUPPLY | CAN NOT READ | NULL | DEA 710-6-33 | NA | 0
AIR FAN - SUPPLY | NA | NULL | DEA-710-6-33 | NA | 0
AIR FAN - SUPPLY | NA | NULL | DEA-710-6-33 | NA | 0
AIR FAN - SUPPLY | NA | NULL | DEA 710-6-33 | NA | 0
AIR FAN - SUPPLY | NA | NULL | DEA 710-6-33 | NA | 0
AIR FAN - SUPPLY | NA | NULL | DEA 710-6-33 | NA | 0
AIR FAN - SUPPLY | NA | NULL | DEA 710-6-33 | NA | 0
AIR FAN - SUPPLY | NA | NULL | DEA 710-6-33 | NA | 0
AIR FAN - SUPPLY | NA | NULL | DEA 710-6-33 | NA | 0
AIR FAN - SUPPLY | NA | AIRMASTER | DEA 710-6-33 | NA | 0
AIR FAN - SUPPLY | NA | NULL | DEA 710-6-33 | NA | 0
AIR FAN - EXHAUST | NA | WOODS | 480MM | NULL | NULL
AIR FAN - EXHAUST | UNKNOWN | WOODS | 600MM | NULL | NULL
PACKAGED AIR CONDITIONING UNIT | 404462 | TEMPERZONE | HWP49CE | R22 | 0
AIR FAN - SUPPLY | NA | FANTECH | ILD 560-4 | NA | 0
AIR FAN - SUPPLY | 29S10 | FANTECH | VM-315L | NULL | NULL
CIRCULATING PUMP | 13-08-04432 | ONGA | JSM100 | NULL | NULL
CIRCULATING PUMP | 13-08-04432 | ONGA | JSM100 | NULL | NULL
WALL MOUNTED SPLIT SYSTEM | 2013215T | MITSUBISHI | MSZ-GE35VE2 | R410A | 2
DUCTED SPLIT SYSTEM | 734526 | TEMPERZONE | OSA 200RKTH | R410A | 4
AIR FAN - RETURN | UNKNOWN | WOODS | 1520MM | NULL | NULL
AIR FAN - OUTSIDE | NA | BUFFALO | Q40472 | NULL | NULL
PACKAGED AIR CONDITIONING UNIT | 105587 | TEMPERZONE | CWP0178REKTY | R410A | 3
STAIRWELL PRESSURISATION FAN | NA | WOODS | 760MM | NULL | NULL
SWITCHBOARD MECHANICAL | NULL | NULL | NULL | NULL | NULL
TOILET EXHAUST FAN | 586981 | FANTECH | PCD454ER | NULL | NULL
TOILET EXHAUST FAN | 577344 | FANTECH | PCD454ER | NULL | NULL
TOILET EXHAUST FAN | NA | FANTECH | ILD 450-4 | NULL | NULL
TOILET EXHAUST FAN | NA | FANTECH | ILD 450-4 | NULL | NULL
VARIABLE SPEED DRIVE | 3063600817 | ABB | ACH550 | NULL | NULL
VARIABLE SPEED DRIVE | 3062500121 | ABB | ACH550 | NA | 0
VARIABLE SPEED DRIVE | 3142204467 | ABB | ACH550-01-125A | NULL | NULL
AIR FAN - EXHAUST | 5145512900 | FANTECH | VM 315L | NULL | NULL
AIR HANDLING UNIT | NA | RICHARDSON | NA | CHILLED WATER | 0
ELECTRIC DUCT HEATER | UNKNOWN | STOKES | 24KW | NA | 0
ELECTRIC DUCT HEATER | NA | STOKES | 36 KW | NA | 0
AIR FAN - EXHAUST | 156026 | FANTECH | TE2-150 | NULL | NULL
AIR HANDLING UNIT | 40453 | BUFFALO | 1320 CYD | CHILLED WATER | 0
AIR HANDLING UNIT | Q40452 | RICHARDSON | 805CPD | NA | 0
AIR FAN - SUPPLY | Q40458 | RICHARDSON | 1085CYD | NA | 0
AIR FAN - SUPPLY | UNKNOWN | RICHARDSON | UNKNOWN | NA | 0
AIR HANDLING UNIT | NA | RICHARDSON | NA | CHILLED WATER | 0
AIR HANDLING UNIT | Q40455 | RICHARDSON | 1200 CYD | CHILLED WATER | 0
AIR HANDLING UNIT | UNKNOWN | RICHARDSON | UNKNOWN | CHILLED WATER | 0
AIR HANDLING UNIT | UNKNOWN | RICHARDSON | UNKNOWN | CHILLED WATER | 0
AIR HANDLING UNIT | Q40450 | RICHARDSON | 730CYD | CHILLED WATER | 0
CAR PARK EXHAUST FAN | UNKNOWN | WOODS | 1900MM | NA | 0
ELECTRIC DUCT HEATER | 60KW | STOKES | EDH3 | NA | 0
ELECTRIC DUCT HEATER | NA | STOKES | 36KW | NA | 0
ELECTRIC DUCT HEATER | 60KW | STOKES | EDH5 | NA | 0
VARIABLE SPEED DRIVE | 019901G136 | DANFOSS | 131N0212 | NULL | NULL
VARIABLE SPEED DRIVE | 011125G266 | DANFOSS | 131N0204 | NULL | NULL
VARIABLE SPEED DRIVE | 3064601656 | ABB | ACH550-01-124A-4+B055 | NA | 0
VARIABLE SPEED DRIVE | 013102G484 | DANFOSS | FC -101P | NULL | NULL
VARIABLE SPEED DRIVE | 3006413997 | ABB | ACH550-01-157A-4+B055 | NA | 0
VARIABLE SPEED DRIVE | 3064500230 | ABB | ACH550-01-124A-4+E055 | NA | 0
VARIABLE SPEED DRIVE | 3063600397 | ABB | ACH550-01-044A-4+B055 | NA | 0
FAN COIL UNIT - DUCTED | NA | AIR DESIGN | 031054-FCU19.1 | R134A | 0
CHILLER - AIR COOLED | 2200006374 | MTA HCYGNUS | TAE251 | R134A | 0
WALL MOUNTED SPLIT SYSTEM | 3966206562 | PANASONIC | CS-RE8PKR | R410A | 2
AIR FAN - EXHAUST | 05PM6979 | FANTECH | TD 2000 315 | NA | 0
AIR DAMPER | NA | NULL | NA | NA | 0
AIR DAMPER | NA | NULL | NA | NA | 0
AIR DAMPER | NA | NULL | NA | NA | 0
AIR DAMPER | NA | NULL | NA | NA | 0
AIR DAMPER | NA | NULL | NA | NA | 0
AIR DAMPER | NA | NULL | NA | NA | 0
AIR DAMPER | NA | NULL | NA | NA | 0
AIR DAMPER | NA | NULL | NA | NA | 0
AIR DAMPER | NA | NULL | NA | NA | 0
AIR DAMPER | NA | NULL | NA | NA | 0
AIR DAMPER | NA | NULL | NA | NA | 0
AIR DAMPER | NA | BULLOCK | NA | NA | 0
AIR DAMPER | NA | NULL | NA | NA | 0
AIR DAMPER | NA | BULLOCK | 6700 | NA | 0
AIR DAMPER | NA | NULL | NA | NA | 0
AIR DAMPER | NA | NULL | NA | NA | 0
COOLING TOWER | 05J0788 | BAC | RCT2522 S | NA | 0
COOLING TOWER | 05J0787 | BAC | RCT2522S | NA | 0
COOLING TOWER | 05J0780 | BAC | RCT2522S | NA | 0
COOLING TOWER | 16-779732 | EVAPCO | MTT 18-4H12 | NA | 0
ELECTRIC DUCT HEATER | 60KW | STOKES | EDH 1 | NA | 0
AIR FAN - RETURN | UNKNOWN | WOODS | UNKNOWN | NA | 0
AIR FAN - RETURN | NA | WOODS | RA10 | NA | 0
AIR FAN - SUPPLY | NA | RICHARDSON | Q40460 | NA | 0
AIR FAN - SUPPLY | NA | RICHARDSON | 600CP | NA | 0
AIR FAN - SUPPLY | Q40468 | RICHARDSON | 490CPD | NA | 0
AIR FAN - SUPPLY | Q40469 | RICHARDSON | 365CPD | NA | 0
AIR FAN - EXHAUST | 524471 | FANTECH | AP12580A12B110 | NA | 0
AIR FAN - SUPPLY | NA | NULL | NA | NA | 0
AIR FAN - SUPPLY | 40456 | RICHARDSON | 1085CYD | NA | 0
AIR FAN - SUPPLY | 40455 | RICHARDSON | 1200CYD | NA | 0
AIR FAN - SUPPLY | Q40454 | RICHARDSON | 980CPD | NA | 0
AIR FAN - SUPPLY | 40451 | RICHARDSON | 730CYD | NA | 0
VARIABLE SPEED DRIVE | 012624G206 | DANFOSS | FC-101 | NA | 0
AIR FAN - SUPPLY | 5145511100 | FANTECH | VM-250L | NULL | NULL
AIR FAN - SUPPLY | Q40471 | RICHARDSON | 445CPD | NA | 0
AIR HANDLING UNIT | Q40454 | RICHARDSON | 980CPD | CHILLED WATER | 0
AIR HANDLING UNIT | 40453 | RICHARDSON | 1320CYD | NA | 0
AIR HANDLING UNIT | Q40652 | RICHARDSON | RICHARDSON | CHILLED WATER | 0
AUTO AIR VENT/BLEED |  | NULL |  | NA | 0
AUTO AIR VENT/BLEED |  | NULL |  | NA | 0
AIR FAN - EXHAUST | NA | WOODS | EF20 | NA | 0
SMOKE SPILL FAN | NA | WOODS | 1220MM | NA | 0
SMOKE EXHAUST FAN | NA | WOODS | 1220MM | NA | 0
AUTO AIR VENT/BLEED |  | NULL |  | NA | 0
CAR PARK EXHAUST FAN | UNKNOWN | WOODS | 1900MM | NA | 0
CHILLED WATER PUMP | P3553135-L3 | MONARCH | SW BAKER SW-125-32 | NA | 0
CHILLED WATER PUMP | R55-3185-L1 | MONARCH | SW BAKER SW-150-32 | NA | 0
CHILLED WATER PUMP | R155-3185-L1 | MONARCH | SW BAKER SW-125-32 | NA | 0
CHILLER - WATER COOLED |  | NULL |  | NA | 0
CIRCULATING PUMP | 538696 | REGENT PUMPS | 100-260-BS10 | NA | 0
CONDENSER WATER PUMP | A55-14828-C1 | NULL | SW80-40 | NA | 0
CONDENSER WATER PUMP | A55-1888-C2 | NULL | SW80-40 | NA | 0
CONDENSER WATER PUMP | R358-3185-C3 | MONARCH | SW BAKER SW-150-32 | NA | 0
CONDENSER WATER PUMP | R155-3185-L2 | MONARCH | SW BAKER SW-125-32 | NA | 0
CONDENSER WATER PUMP | R55-3185-L2 | NULL | SW BAKER SW-150-32 | NA | 0
CONDENSER WATER PUMP | A55-14-828-C2 | NULL | BAKERFLOW-SW125-40 | NA | 0
CONDENSER WATER PUMP | A40-14-828C2 | NULL | BAKERFLOW- SW65-32 | NA | 0
CONDENSER WATER PUMP | 440-14828-C1 | NULL | BAKERFLOW-SW65-32 | NA | 0
CONDENSER WATER PUMP | A55-14828-C1 | NULL | BAKERFLOW-SW125-40 | NA | 0
AIR DAMPER | UNKNOWN | BULLOCK | UNKNOWN | NA | 0
AIR DAMPER | UNKNOWN | BULLOCK | UNKNOWN | NA | 0
AIR DAMPER | UNKNOWN | BULLOCK | UNKNOWN | NA | 0
AIR DAMPER | UNKNOWN | BULLOCK | UNKNOWN | NA | 0
AIR DAMPER |  | NULL |  | NA | 0
AIR DAMPER |  | NULL |  | NA | 0
AIR DAMPER | UNKNOWN | BULLOCK | UNKNOWN | NA | 0
AIR DAMPER | UNKNOWN | BULLOCK | UNKNOWN | NA | 0
AIR DAMPER |  | NULL |  | NA | 0
AIR DAMPER | NA | NULL | NA | NA | 0
AIR DAMPER |  | NULL |  | NA | 0
AIR DAMPER | UNKNOWN | BULLOCK | UNKNOWN | NA | 0
AIR DAMPER | UNKNOWN | BULLOCK | UNKNOWN | NA | 0
AIR DAMPER | NA | BULLOCK | NA | NA | 0
AIR DAMPER | NA | BULLOCK | NA | NA | 0
VARIABLE SPEED DRIVE | 012601G403 | DANFOSS | FC-101 | NA | 0
AIR DAMPER | NA | BULLOCK | NA | NA | 0
AIR DAMPER | NA | BULLOCK | NA | NA | 0
ELECTRIC DUCT HEATER | 60KW | STOKES | EDH 2 | NA | 0
ELECTRIC DUCT HEATER | UNKNOWN | STOKES | 36KW | NA | 0
ELECTRIC DUCT HEATER | NA | STOKES | 36KW | NA | 0
AIR FAN - EXHAUST | Q40470 | RICHARDSON | 540CP | NA | 0
AIR FAN - EXHAUST | NA | FANTECH | TURBO T5 | NA | 0
VARIABLE SPEED DRIVE | 074332G246 | DANFOSS | VLT6022HT | NA | 0
CHILLED WATER PUMP | 8F2006A 76 | SOUTHERN CROSS | AUSHD3BE | NULL | NULL
AIR FAN - EXHAUST | Q40464 | RICHARDSON | 660CP | NA | 0
AIR FAN - SUPPLY | Q40473 | RICHARDSON | 600CP | NA | 0
AIR FAN - SUPPLY | 730CPD | RICHARDSON | Q40462 | NA | 0
AIR FAN - EXHAUST | NA | NULL | NA | NA | 0
AIR FAN - EXHAUST |  | NULL |  | NA | 0
AIR DAMPER | UNKNOWN | BULLOCK | UNKNOWN | NA | 0
AIR FAN - EXHAUST | NA | WOODS | 760MM | NA | 0
AIR FAN - EXHAUST | Q0406643 | RICHARDSON | 600CP | NA | 0
AIR FAN - SUPPLY | 222 | FANTECH | T5 | NULL | NULL
FIRE DAMPER |  | NULL |  | NA | 0
FIRE DAMPER |  | NULL |  | NA | 0
FIRE DAMPER |  | NULL |  | NA | 0
FIRE DAMPER |  | NULL |  | NA | 0
FIRE DAMPER |  | NULL |  | NA | 0
VARIABLE SPEED DRIVE | 013016G268 | DANFOSS | 131F7830 | NA | 0
VARIABLE SPEED DRIVE |  | DANFOSS | 2008 | NA | 0
VARIABLE SPEED DRIVE | 12710G268 | DANFOSS | 131F7830 | NA | 0
VARIABLE SPEED DRIVE | 013710G268 | DANFOSS | 131F7830 | NA | 0
VARIABLE SPEED DRIVE | 013110G268 | DANFOSS | 131F7830 | NA | 0
VARIABLE SPEED DRIVE | 012910G268 | DANFOSS | 131F7830 | NA | 0
VARIABLE SPEED DRIVE | 010309G2A4 | DANFOSS | 131F3454 | NA | 0
VARIABLE SPEED DRIVE | 012410G059 | DANFOSS | 131B6663 | NA | 0
VARIABLE SPEED DRIVE | 010209G268 | DANFOSS | 131F8482 | NA | 0
VARIABLE SPEED DRIVE | 058315G300 | DANFOSS | 131B3319 | NA | 0
VARIABLE SPEED DRIVE | 010109G268 | DANFOSS | 131F8482 | NA | 0
VARIABLE SPEED DRIVE | 028615G319 | DANFOSS | 131B8216 | NA | 0
VARIABLE SPEED DRIVE | 013310G268 | DANFOSS | 131F7830 | NA | 0
VARIABLE SPEED DRIVE | 013415G050 | DANFOSS | 131F7543 | NA | 0
DOSING POT (CLOSED LOOPS) | 091CO1002628 | NULL | Digichem plus | NA | 0
VARIABLE SPEED DRIVE | 014115G240 | DANFOSS | 131F7543 | NA | 0
VARIABLE SPEED DRIVE | 015015G050 | DANFOSS | 131F7542 | NA | 0
SMOKE EXHAUST FAN | 397922 | FANTECH | RSS1256CA1223 | NA | 0
VARIABLE SPEED DRIVE | 014710G249 | DANFOSS | 131F7540 | NA | 0
AIR HANDLING UNIT |  | FANTECH | FCS400-V | NA | 0
VARIABLE SPEED DRIVE | 014510G249 | DANFOSS | 131F7540 | NA | 0
VARIABLE SPEED DRIVE | 010109G198 | DANFOSS | 131F8479 | NA | 0
VARIABLE SPEED DRIVE | 010209G208 | DANFOSS | 131F8481 | NA | 0
VARIABLE SPEED DRIVE | 013210G268 | DANFOSS | 131F7830 | NA | 0
VARIABLE SPEED DRIVE | 011409G258 | DANFOSS | 131F8479 | NA | 0
VARIABLE SPEED DRIVE | 010509G268 | DANFOSS | 131F8480 | NA | 0
VARIABLE SPEED DRIVE | 010110G438 | DANFOSS | 131F7544 | NA | 0
VARIABLE SPEED DRIVE | 010110G268 | DANFOSS | 131F8478 | NA | 0
VARIABLE SPEED DRIVE | 010308G108 | DANFOSS | 131F7543 | NA | 0
VARIABLE SPEED DRIVE | 014915G050 | DANFOSS | 131F7542 | NA | 0
VARIABLE SPEED DRIVE | 028415G319 | DANFOSS | 131B8216 | NA | 0
SWITCHBOARD MECHANICAL |  | NULL |  | NA | 0
VARIABLE SPEED DRIVE | 013709G268 | DANFOSS | 131F7542 | NA | 0
VARIABLE SPEED DRIVE | 013309G268 | DANFOSS | 131F7542 | NA | 0
AIR FAN - EXHAUST | 385682 | FANTECH | AP1258FA1234 | NA | 0
VARIABLE SPEED DRIVE | 010308G108 | DANFOSS | 131F7542 | NA | 0
FAN COIL UNIT - DUCTED |  | CARRIER | ALHS15 | NA | 0
FAN COIL UNIT - DUCTED |  | CARRIER | ALHS15 | NA | 0
VARIABLE SPEED DRIVE | 010508G108 | DANFOSS | 131F7542 | NA | 0
CIRCULATING PUMP | 1170300004E | NULL | CMBE3.00T | NA | 0
BMS |  | JOHNSON CONTROL |  | NA | 0
VARIABLE SPEED DRIVE | 010213G089 | DANFOSS | 131F7544 | NA | 0
REFRIGERATION COMPRESSORS | 15819301 | BITZER | CSH7551-50R | R134A | 0
REFRIGERATION COMPRESSORS | 15819301 | BITZER | CSH7551-50R | R134A | 0
REFRIGERATION COMPRESSORS | 15819301 | BITZER | CSH7551-50R | R134A | 0
BOILER - GAS ATMOSPHERIC | FTA800I | AIRA | FTA800 | NULL | NULL
BOILER - GAS ATMOSPHERIC | 123 | AIRA | 123 | R427A | 123
VARIABLE AIR VOLUME UNITS |  | JOHNSON CONTROL |  | NA | 0
AIR HANDLING UNIT | 11485-10 | FAN & BLOWER | 33ALDW | NA | 0
VARIABLE AIR VOLUME UNITS |  | JOHNSON CONTROL | SDV5000-14 | NA | 0
COOLING TOWER | 09J0265 | BAC | RAC232 | NA | 0
SWITCHBOARD MECHANICAL |  | NULL |  | NA | 0
VARIABLE AIR VOLUME UNITS |  | JOHNSON CONTROL | SDV5000-16 | NA | 0
TOILET EXHAUST FAN | 404173 | FANTECH | 4309FS8559 | NA | 0
KITCHEN EXHAUST FAN | 1146410 | FAN & BLOWER | 22 | NA | 0
KITCHEN EXHAUST FAN | 10550 08 | FANTECH | 36ALSW | NA | 0
VARIABLE AIR VOLUME UNITS |  | JOHNSON CONTROL |  | NA | 0
AIR FAN - EXHAUST |  | FANTECH |  | NA | 0
VARIABLE SPEED DRIVE | 013610G268 | DANFOSS | 131F7830 | NA | 0
VARIABLE SPEED DRIVE | 012915G240 | DANFOSS | 131F7544 | NA | 0
VARIABLE SPEED DRIVE | 118410G050 | DANFOSS | 131B5656 | NA | 0
VARIABLE SPEED DRIVE | 015115G050 | DANFOSS | 131F7542 | NA | 0
VARIABLE SPEED DRIVE | 011509G258 | DANFOSS | 131F8479 | NA | 0
CHILLER - WATER COOLED | HH1430 | CARRIER | 30HXC285A | R134A | 212
CASSETTE SPLIT SYSTEM | E005490 | DAIKIN | FHYC71KVE9 | NA | 0
DUCTED SPLIT SYSTEM |  | MITSUBISHI |  | NA | 0
WALL MOUNTED SPLIT SYSTEM |  | DAIKIN |  | NA | 0
WALL MOUNTED SPLIT SYSTEM |  | HITACHI |  | NA | 0
WALL MOUNTED SPLIT SYSTEM |  | KELVINATOR |  | NA | 0
UNDER CEILING SPLIT SYSTEM |  | DAIKIN |  | NA | 0
UNDER CEILING SPLIT SYSTEM |  | DAIKIN |  | NA | 0
UNDER CEILING SPLIT SYSTEM |  | DAIKIN |  | NA | 0
DUCTED SPLIT SYSTEM |  | DAIKIN |  | NA | 0
CASSETTE SPLIT SYSTEM | 6401597 | DAIKIN | FHYC125DAV1 | NA | 0
CASSETTE SPLIT SYSTEM |  | DAIKIN |  | NA | 0
CASSETTE SPLIT SYSTEM |  | DAIKIN |  | NA | 0
WALL MOUNTED SPLIT SYSTEM |  | SAMSUNG |  | NA | 0
WALL MOUNTED SPLIT SYSTEM |  | SAMSUNG |  | NA | 0
EVAPORATIVE COOLER |  | BREEZEAIR | EM125DV-R | NA | 0
EVAPORATIVE COOLER |  | NULL | CONVAIR EA30 DV-LV | NA | 0
EVAPORATIVE COOLER |  | COOLBREEZE |  | NA | 0
DUCTED SPLIT SYSTEM |  | MITSUBISHI |  | NA | 0
DUCTED SPLIT SYSTEM |  | APAC | SUNDOWNER | NA | 0
WALL MOUNTED SPLIT SYSTEM | 1401 | HITACHI | RAC-25YHA1 | NA | 0
PACKAGED AIR CONDITIONING UNIT | 99662 | TEMPERZONE | OPA960RKTBH | NA | 0
SMOKE EXHAUST FAN |  | FANTECH | S1074 | NA | 0
AIR FAN - EXHAUST |  | ZIEHL-EBM |  | NA | 0
AIR FAN - EXHAUST |  | FANTECH |  | NA | 0
AIR FAN - EXHAUST |  | NULL |  | NA | 0
SMOKE EXHAUST FAN |  | FANTECH | S 0 1074 | NA | 0
EVAPORATIVE COOLER |  | COOLBREEZE |  | NA | 0
KITCHEN EXHAUST FAN |  | NULL | SMITH INDUSTRIAL FANS | NA | 0
EVAPORATIVE COOLER |  | CELAIRE |  | NA | 0
KITCHEN EXHAUST FAN |  | NULL |  | NA | 0
EVAPORATIVE COOLER |  | BRAEMAR |  | NA | 0
EVAPORATIVE COOLER | C10050169 | BRAEMAR | RPC320D | NA | 0
TOILET EXHAUST FAN |  | NULL |  | NA | 0
ROOM AIR CONDITIONING UNIT |  | TECO RAC |  | NA | 0
ROOM AIR CONDITIONING UNIT |  | AIRWELL |  | NA | 0
ROOM AIR CONDITIONING UNIT |  | TECO RAC |  | NA | 0
ROOM AIR CONDITIONING UNIT |  | AIRWELL |  | NA | 0
ROOM AIR CONDITIONING UNIT |  | AIRWELL |  | NA | 0
EVAPORATIVE COOLER |  | NULL | CONVAIR | NA | 0
KITCHEN EXHAUST FAN |  | FANTECH |  | NA | 0
KITCHEN EXHAUST FAN |  | NULL |  | NA | 0
KITCHEN EXHAUST FAN |  | NULL |  | NA | 0
TOILET EXHAUST FAN |  | FANTECH |  | NA | 0
TOILET EXHAUST FAN |  | FANTECH |  | NA | 0
AIR CURTAIN |  | NULL |  | NA | 0
AIR CURTAIN |  | NULL |  | NA | 0
AIR CURTAIN |  | NULL |  | NA | 0
AIR CURTAIN |  | NULL |  | NA | 0
WALL MOUNTED SPLIT SYSTEM | 3907110 | DAIKIN | RXD71BVMA | R22 | 2
WALL MOUNTED SPLIT SYSTEM | 32800183 | TOSHIBA | RAS-24UAH-A-1 | R22 | 2
WALL MOUNTED SPLIT SYSTEM | 6626109984 | PANASONIC | CU-E24MKR | R410A | 2
WALL MOUNTED SPLIT SYSTEM | 83501456 | KELVINATOR | KSV35HRA | R22 | 2
DUCTED SPLIT SYSTEM | E006084 | DAIKIN | RY71LUV1 | R22 | 3
DUCTED SPLIT SYSTEM | T004695 | FUJITSU | AOT30RMBL | R22 | 3
UNDER CEILING SPLIT SYSTEM | 6703720 | DAIKIN | RY100FY1 | R22 | 3
UNDER CEILING SPLIT SYSTEM | 6703718 | DAIKIN | RY100FY1 | R22 | 3
WALL MOUNTED SPLIT SYSTEM |  | PANASONIC |  | R410A | 3
DUCTED SPLIT SYSTEM |  | TECO |  | R22 | 4
UNDER CEILING SPLIT SYSTEM | E002080 | DAIKIN | RZQ100KV4A | R410A | 4
DUCTED SPLIT SYSTEM | T002708 | FUJITSU | AOT60RPAGT | R22 | 5
CASSETTE SPLIT SYSTEM | 6403430 | DAIKIN | RY125DAY1 | R22 | 5
CASSETTE SPLIT SYSTEM | 6403429 | DAIKIN | RY125DAY1 | R22 | 5
DUCTED SPLIT SYSTEM | E009026 | DAIKIN | RQ200KY1 | R410A | 9
CASSETTE SPLIT SYSTEM | E033794 | FUJITSU | ASTA30LC | NA | 0
CASSETTE SPLIT SYSTEM | E033607 | FUJITSU | ASTA30LCC | NA | 0
CASSETTE SPLIT SYSTEM | E018323 | FUJITSU | ASTA30LCC | NA | 0
CASSETTE SPLIT SYSTEM | E018325 | FUJITSU | ASTA30LCC | NA | 0
CASSETTE SPLIT SYSTEM | 12382 | BRADWAY | DSER600 | NA | 0
CASSETTE SPLIT SYSTEM | 2103178 | SHARP | AY-A129J | NA | 0
CASSETTE SPLIT SYSTEM | 7476304769 | PANASONIC | CS-E28HKR | NA | 0
WALL MOUNTED SPLIT SYSTEM | 43200176 | TOSHIBA | RAS-18N3KV2-A | NA | 0
WALL MOUNTED SPLIT SYSTEM | 12800278 | TOSHIBA | RAS-24SKV2-A | NA | 0
WALL MOUNTED SPLIT SYSTEM | T016640 | FUJITSU | AST30RGA-W | NA | 0
DUCTED SPLIT SYSTEM | R690963 | FUJITSU | CDS 54 RA | NA | 0
DUCTED SPLIT SYSTEM | E193080019 | PANASONIC | S-60PE1R5 | NA | 0
DUCTED SPLIT SYSTEM | 2497W102256 | APAC | S9 HPEL | NA | 0
DUCTED SPLIT SYSTEM | 211 83 | YORK | YAH 014 2XA | NA | 0
DUCTED SPLIT SYSTEM | 111 99 | YORK | YAH 018 2XA | NA | 0
CASSETTE SPLIT SYSTEM | 226 | FUJITSU | AUT36UUAS | NA | 0
CASSETTE SPLIT SYSTEM | T000424 | FUJITSU | AUT36RL3C | NA | 0
CASSETTE SPLIT SYSTEM | T000423 | FUJITSU | AUT36RLC3 | NA | 0
CASSETTE SPLIT SYSTEM | R001133 | FUJITSU | AUTA36LCLU | NA | 0
CASSETTE SPLIT SYSTEM | T000088 | FUJITSU | AUT36RLC3 | NA | 0
CASSETTE SPLIT SYSTEM | T000149 | FUJITSU | AUT36RLC3 | NA | 0
CASSETTE SPLIT SYSTEM | T000510 | FUJITSU | AUT25RLC | NA | 0
CASSETTE SPLIT SYSTEM | W1PA06169SP | MITSUBISHI | FDTN506HES | NA | 0
WALL MOUNTED SPLIT SYSTEM | 3702451557 | CARRIER | 42P225H | NA | 0
DUCTED SPLIT SYSTEM | E192110005 | PANASONIC | S-60PE1R5 | NA | 0
DUCTED SPLIT SYSTEM | E213080005 | PANASONIC | S100PE11R5 | NA | 0
DUCTED SPLIT SYSTEM | NA | PANASONIC | S100PE11R5 | NA | 0
DUCTED SPLIT SYSTEM | R205239 | HITACHI | LE-51L5LE5LM5 | NA | 0
WALL MOUNTED SPLIT SYSTEM | 2974104049 | PANASONIC | CSE18MKR | NA | 0
WALL MOUNTED SPLIT SYSTEM | 2994405228 | PANASONIC | CSE285KR | NA | 0
DUCTED SPLIT SYSTEM | NA | SANYO | NA | NA | 0
DUCTED SPLIT SYSTEM | NA | SANYO | NA | NA | 0
WALL MOUNTED SPLIT SYSTEM | NA | SAMSUNG | AR24FSSSBWKN | NA | 0
DUCTED SPLIT SYSTEM | 5040742 | DAIKIN | FDY100LV1 | NA | 0
DUCTED SPLIT SYSTEM | 5041546 | DAIKIN | FDY125LV1 | NA | 0
DUCTED SPLIT SYSTEM | 2901234 | DAIKIN | FDY08KAY1 | NA | 0
DUCTED SPLIT SYSTEM | NA | TEMPERZONE | ISEL95K-D | NA | 0
DUCTED SPLIT SYSTEM | NA | TEMPERZONE | 1SEL110KD | NA | 0
DUCTED SPLIT SYSTEM | NA | PANASONIC | NA | NA | 0
DUCTED SPLIT SYSTEM | NA | JULIUS | NA | NA | 0
DUCTED SPLIT SYSTEM | E774040160 | PANASONIC | S140PE1R58 | NA | 0
DUCTED SPLIT SYSTEM | 92618 | DAIKIN | FDYQ12KAV1 | NA | 0
WALL MOUNTED SPLIT SYSTEM | CE00746 | YORK | YWM25CR-AFAK | NA | 0
WALL MOUNTED SPLIT SYSTEM | NA | TECO | LS3506V | NA | 0
CASSETTE SPLIT SYSTEM | NA | FUJITSU | AUT36RLC3 | NA | 0
DUCTED SPLIT SYSTEM | NA | JULIUS | NA | NA | 0
AIR HANDLING UNIT | 8546 | PHOENIX | 245 | NA | 0
AIR FAN - EXHAUST | 4227 | AIR NOISE | CE250_4DE | NA | 0
BMS | UNKNOWN | NULL | UNKNOWN | NA | 0
CHILLER - WATER COOLED | 12R231703 | CARRIER | 30HXC130-A0099-HEE-- | R134A | 98
CHILLER - WATER COOLED | 12R231704 | UNKNOWN | 30HXC130-A0099-HEE-- | R134A | 98
AIR FAN - EXHAUST | UNKNOWN | UNKNOWN | UNKNOWN | NA | 0
SMOKE EXHAUST FAN | NA | WOODS | NA | NA | 0
EVAPORATIVE COOLER | 50517003 | BONAIR | 2360071 - 451A BD-SS | NA | 0
AIR FAN - EXHAUST | 3687 | DUCTLINE | CV250 A2T | NA | 0
AIR FAN - EXHAUST | NA | DIRECTAIRE VENT | 8261PR | NA | 0
AIR FAN - EXHAUST | 106186 | FANTECH | CD-586 | NA | 0
SMOKE EXHAUST FAN | NA | ZIEHL-EBM | LE16006325 SS | NA | 0
SMOKE EXHAUST FAN | NA | ZIEHL-EBM | LE14006418 SS | NA | 0
SMOKE EXHAUST FAN | NA | ZIEHL-EBM | LE15306424 SS | NA | 0
SMOKE EXHAUST FAN | NA | JULIUS | LE153O6424 SS | NA | 0
EVAPORATIVE COOLER | NA | BONAIRE | NA | NA | 0
AIR FAN - EXHAUST | NA | JULIUS | NA | NA | 0
AIR FAN - EXHAUST | NA | OTHER | NA | NA | 0
AIR FAN - EXHAUST | UNKNOWN | JULIUS | UNKNOWN | NA | 0
TOILET EXHAUST FAN | 57061 | FANTECH | TCE254 | NA | 0
EVAPORATIVE COOLER | 804021 | BONAIR | 2360071- 250AM - BD - EAC SSS | NA | 0
SMOKE EXHAUST FAN | NA | WOODS | NA | NA | 0
AIR FAN - EXHAUST | NA | WOODS | NA | NA | 0
SMOKE EXHAUST FAN | NA | WOODS | NA | NA | 0
AIR FAN - EXHAUST | NA | JULIUS | NA | NA | 0
EVAPORATIVE COOLER | NA | CELAIRE | NA | NA | 0
EVAPORATIVE COOLER | NA | CELAIRE | NA | NA | 0
EVAPORATIVE COOLER | NA | CELAIRE | NA | NA | 0
EVAPORATIVE COOLER | NA | CELAIRE | NA | NA | 0
EVAPORATIVE COOLER | NA | CELAIRE | NA | NA | 0
EVAPORATIVE COOLER | NA | CELAIRE | NA | NA | 0
AIR FAN - EXHAUST | 22006.142 | NU AIR | NA | NA | 0
EVAPORATIVE COOLER | NA | BONAIR | NA | NA | 0
DUCTED SPLIT SYSTEM | 639162 | TEMPERZONE | ISD95KOSA95RKS | NA | 0
WALL MOUNTED SPLIT SYSTEM |  | TECO | LT1818YPS | NA | 0
DUCTED SPLIT SYSTEM | 6510100561 | PANASONIC | U-60PE1RS | NA | 0
AIR HANDLING UNIT | 8547 | PHOENIX | 270 | NA | 0
WALL MOUNTED SPLIT SYSTEM | 4202Y10169 | CARRIER | NA | R22 | 1
WALL MOUNTED SPLIT SYSTEM | 43100045 | TOSHIBA | RAS-18N3AV2-A | R410A | 1
WALL MOUNTED SPLIT SYSTEM | 6535306897 | PANASONIC | CU-RE18PKR | R410A | 1
WALL MOUNTED SPLIT SYSTEM | 6625204094 | PANASONIC | CU-E18MKR | R410A | 1
WALL MOUNTED SPLIT SYSTEM | 2603448 | SHARP | AE-A129J | R22 | 1
WALL MOUNTED SPLIT SYSTEM | T020443 | FUJITSU | AOT30RLCT | R410A | 2
DUCTED SPLIT SYSTEM | 6510100334 | PANASONIC | U-60PE1R5 | R410A | 2
CASSETTE SPLIT SYSTEM | 81PA01792 | MITSUBISHI | FDC506HES | R22 | 2
CASSETTE SPLIT SYSTEM | T001007 | FUJITSU | AOT25RZAL | R22 | 2
DUCTED SPLIT SYSTEM | NA | YORK | NA | R22 | 2
DUCTED SPLIT SYSTEM | NA | YORK | NA | R22 | 2
WALL MOUNTED SPLIT SYSTEM | T016018 | FUJITSU | AOT30RBHL | R22 | 2
WALL MOUNTED SPLIT SYSTEM | 12800197 | TOSHIBA | RAS-24SAV2A RAC-24SAV2A | R410A | 2
CASSETTE SPLIT SYSTEM | T000043 | FUJITSU | AOT18RWRL | R22 | 2
WALL MOUNTED SPLIT SYSTEM | 0A3BPAD800594B | SAMSUNG | AR24FJJBWKY | R410A | 2
WALL MOUNTED SPLIT SYSTEM | 664704007 | PANASONIC | CU-E28MKR | R410A | 2
WALL MOUNTED SPLIT SYSTEM | NA | TECO | LT3S06B | R410A | 2
WALL MOUNTED SPLIT SYSTEM | T020438 | FUJITSU | AOT30RLCT | R410A | 2
WALL MOUNTED SPLIT SYSTEM | T026745 | FUJITSU | AOT30RLCT | R410A | 2
WALL MOUNTED SPLIT SYSTEM | T026148 | FUJITSU | AOT30RLCT | R410A | 2
DUCTED SPLIT SYSTEM | C9L0190CT | NULL | UC36CSVH | R22 | 2
WALL MOUNTED SPLIT SYSTEM | 7552705452 | PANASONIC | CSCU-E28HKR | R410A | 2
WALL MOUNTED SPLIT SYSTEM | CE 00329 | YORK | YSL25BR-AFAO | R22 | 2
PACKAGED AIR CONDITIONING UNIT | 1633 | FRIGOPOL | S35HPBH | R22 | 2
CASSETTE SPLIT SYSTEM | T000274 | FUJITSU | AOT30RBC3L | R22 | 3
CASSETTE SPLIT SYSTEM | T0000801 | FUJITSU | AOT36RCD3L | R22 | 3
CASSETTE SPLIT SYSTEM | T0000862 | FUJITSU | AOT36RCD3L | R410A | 3
CASSETTE SPLIT SYSTEM | T0000800 | FUJITSU | AOT300NAXT | R410A | 3
DUCTED SPLIT SYSTEM | 4297W1072098 | APAC | S9HPCHB | R22 | 3
DUCTED SPLIT SYSTEM | 650900156 | PANASONIC | U-100PE1R5 | R410A | 3
DUCTED SPLIT SYSTEM | 6509001575 | PANASONIC | U-100PEIRS | R410A | 3
CASSETTE SPLIT SYSTEM | T000329 | FUJITSU | AOT36LCTL | R410A | 3
DUCTED SPLIT SYSTEM | 6509801696 | PANASONIC | U-140PE1R8 | R410A | 3
DUCTED SPLIT SYSTEM | C9L0190CT | JULIUS | UC60GSYH | R22 | 3
DUCTED SPLIT SYSTEM | 6509001721 | PANASONIC | U-100PE1R5 | R410A | 3
DUCTED SPLIT SYSTEM | 643675 | TEMPERZONE | ISD110KOSA110RKS | R410A | 3
DUCTED SPLIT SYSTEM | NA | BRADWAY | SCR600 | R22 | 3
CASSETTE SPLIT SYSTEM | T000140 | FUJITSU | NA | R22 | 3
DUCTED SPLIT SYSTEM | E014759 | DAIKIN | RZQ125KV4A | R410A | 4
DUCTED SPLIT SYSTEM | 4903943 | DAIKIN | RY125LVY1 | R410A | 4
DUCTED SPLIT SYSTEM | 4902511 | DAIKIN | RY125LVY1 | R410A | 4
DUCTED SPLIT SYSTEM | 4CE54736 | HITACHI | RPI-5.0 RAS-5HG7E | R407C | 4
DUCTED SPLIT SYSTEM | T000311 | FUJITSU | AOT54RBA3L | R22 | 4
DUCTED SPLIT SYSTEM | 2901101 | DAIKIN | FDYQ200RY200KUY1 | R22 | 4
DUCTED SPLIT SYSTEM | C210335AC | SANYO | SPW-C601GH8TU | R22 | 5
DUCTED SPLIT SYSTEM | G210244AC | SANYO | SPW-C601GH8TU | R22 | 5
PACKAGED AIR CONDITIONING UNIT | 4399W136514 | CARRIER | C05800 50QSA020-901-03 | R22 | 5
PACKAGED AIR CONDITIONING UNIT | K000113 | DAIKIN | VAYQ180BY1A | R410A | 9
PACKAGED AIR CONDITIONING UNIT | 1629 | FRIGOPOL | S45HPBH | R22 | 15
PACKAGED AIR CONDITIONING UNIT | A1302043 | DUNN AIR | PH66BB2-R-F1 | R410A | 15
PACKAGED AIR CONDITIONING UNIT | A1302042 | DUNN AIR | PH66BB2-R-F1 | R410A | 15
PACKAGED AIR CONDITIONING UNIT | 1630 | FRIGOPOL | S45HPBH | R22 | 15
PACKAGED AIR CONDITIONING UNIT | 1631 | FRIGOPOL | S45HPBH | R22 | 15
DX CONDENSING UNIT | II 5566 | POWER PAX | X044-2C-3F | R134A | 335
DX CONDENSING UNIT | II 5566 | POWER PAX | X044-2C-3F | R134A | 335
AIR HANDLING UNIT | A160137-003 | NULL | SA-650V (SKILLED AIR AUSTRALIA) | NA | 0
AIR HANDLING UNIT | WA090413-004 | FAN COIL INC | FCS650V | NA | 0
VARIABLE SPEED DRIVE | 203715G442 | DANFOSS | 131B4061 | NA | 0
AIR HANDLING UNIT | WA250913-003 | FAN COIL INC | FCS650V | NA | 0
AIR HANDLING UNIT | WA250913-004 | FAN COIL INC | FCS650V | NA | 0
AIR HANDLING UNIT | A160137-002 | NULL | SA-650V (SKILLED AIR AUSTRALIA) | NA | 0
VARIABLE SPEED DRIVE | 134017G056 | DANFOSS | VLT HVAC DRIVE FC 102 | NA | 0
AIR HANDLING UNIT | WA250912-003 | FAN COIL INC | FCS650V | NA | 0
VARIABLE SPEED DRIVE | 187015G252 | DANFOSS | VLT. 131B4061 | NA | 0
AIR HANDLING UNIT | A160137-005 | NULL | SA-650V | NA | 0
AIR HANDLING UNIT | A160137-004 | NULL | SA-650V | NA | 0
AIR HANDLING UNIT | A160137-006 | NULL | SA-650V | NA | 0
AIR HANDLING UNIT | WA250913-001 | FAN COIL INC | FSC650V | NA | 0
AIR HANDLING UNIT | A160137-001 | NULL | SA-650V | NA | 0
AIR HANDLING UNIT | WA250913-002 | FAN COIL INC | FCS650V | NA | 0
AIR HANDLING UNIT | 25 J 421328 | CARRIER | 30 ED 17 | NA | 0
AIR HANDLING UNIT | 25 J 421316 | CARRIER | 39 ED 17 | NA | 0
AIR HANDLING UNIT | WA090413-005 | FAN COIL INC | FCS650V | NA | 0
AIR HANDLING UNIT | 25 J 421330 | CARRIER | 39 ED 17 | NA | 0
AIR HANDLING UNIT | 25 J 421329 | CARRIER | 39 ED 17 | NA | 0
AIR HANDLING UNIT | 25 J 421314 | CARRIER | 39 ED 08 | NA | 0
AIR HANDLING UNIT | 25 D 504355 | CARRIER | 39 ED 11 | NA | 0
VARIABLE SPEED DRIVE | 13751G086 | DANFOSS | VLT HVAC DRIVE FC 102 | NA | 0
VARIABLE SPEED DRIVE | 024717G383 | DANFOSS | VLT. 131B4061 | NA | 0
VARIABLE SPEED DRIVE | 024817G383 | DANFOSS | VLT. 131B4061 | NA | 0
VARIABLE SPEED DRIVE | 134117G056 | DANFOSS | FC-102 | NA | 0
VARIABLE SPEED DRIVE | 129117G495 | DANFOSS | FC-102 | NA | 0
VARIABLE SPEED DRIVE | 106517G225 | DANFOSS | FC-102 | NA | 0
VARIABLE SPEED DRIVE | 024517G383 | DANFOSS | 131B4061 | NA | 0
VARIABLE SPEED DRIVE | 138117G086 | DANFOSS | FC-102 | NA | 0
VARIABLE SPEED DRIVE | 024617G383 | DANFOSS | VLT. 131B4061 | NA | 0
VARIABLE SPEED DRIVE | V00000021656 | OTHER | VACON0100-3L-0023-4 | NA | 0
VARIABLE SPEED DRIVE | V00000014259 | OTHER | VACON0100-3L-0023-4 | NA | 0
VARIABLE SPEED DRIVE | 018216G213 | DANFOSS | VLT. 131B4061 | NA | 0
VARIABLE SPEED DRIVE | 069832G206 | DANFOSS | VLT6016HT4C54STR3DLF00A00C0 | NA | 0
VARIABLE SPEED DRIVE | V00000030495 | OTHER | VACON0100-3L-0016-4 | NA | 0
VARIABLE SPEED DRIVE | V00000001606 | OTHER | VACON0100-3L-0012-4 | NA | 0
VARIABLE SPEED DRIVE | 108510G311 | DANFOSS | VLT. 131B5657 | NA | 0
VARIABLE SPEED DRIVE | 107710G301 | DANFOSS | VLT. 131B5657 | NA | 0
FIRE DAMPER |  | NULL |  | NA | 0
FIRE DAMPER |  | NULL |  | NA | 0
FIRE DAMPER |  | NULL |  | NA | 0
FIRE DAMPER |  | NULL |  | NA | 0
FIRE DAMPER |  | NULL |  | NA | 0
FIRE DAMPER |  | NULL |  | NA | 0
FIRE DAMPER |  | NULL |  | NA | 0
FIRE DAMPER |  | NULL |  | NA | 0
FIRE DAMPER |  | NULL |  | NA | 0
FIRE DAMPER |  | NULL |  | NA | 0
FIRE DAMPER |  | NULL |  | NA | 0
FIRE DAMPER |  | NULL |  | NA | 0
FIRE DAMPER |  | NULL |  | NA | 0
FIRE PANEL |  | NULL |  | NA | 0
FIRE DAMPER |  | NULL |  | NA | 0
FIRE DAMPER |  | NULL |  | NA | 0
FIRE DAMPER |  | NULL |  | NA | 0
FIRE DAMPER |  | NULL |  | NA | 0
FIRE DAMPER |  | NULL |  | NA | 0
FIRE DAMPER |  | NULL |  | NA | 0
FIRE DAMPER |  | NULL |  | NA | 0
FIRE DAMPER |  | NULL |  | NA | 0
FIRE DAMPER |  | NULL |  | NA | 0
FIRE DAMPER |  | NULL |  | NA | 0
FIRE DAMPER |  | NULL |  | NA | 0
FIRE DAMPER |  | NULL |  | NA | 0
FIRE DAMPER |  | NULL |  | NA | 0
FIRE DAMPER |  | NULL |  | NA | 0
FIRE DAMPER |  | NULL |  | NA | 0
FIRE DAMPER |  | NULL |  | NA | 0
FIRE DAMPER |  | NULL |  | NA | 0
FIRE DAMPER |  | NULL |  | NA | 0
FIRE DAMPER |  | NULL |  | NA | 0
FIRE DAMPER |  | NULL |  | NA | 0
FIRE DAMPER |  | NULL |  | NA | 0
FIRE DAMPER |  | NULL |  | NA | 0
FIRE DAMPER |  | NULL |  | NA | 0
FIRE DAMPER |  | NULL |  | NA | 0
FIRE DAMPER |  | NULL |  | NA | 0
FIRE DAMPER |  | NULL |  | NA | 0
FIRE DAMPER |  | NULL |  | NA | 0
FIRE DAMPER |  | NULL |  | NA | 0
FIRE DAMPER |  | NULL |  | NA | 0
FIRE DAMPER |  | NULL |  | NA | 0
FIRE DAMPER |  | NULL |  | NA | 0
FIRE DAMPER |  | NULL |  | NA | 0
FIRE DAMPER |  | NULL |  | NA | 0
FIRE DAMPER |  | NULL |  | NA | 0
FIRE DAMPER |  | NULL |  | NA | 0
FIRE DAMPER |  | AIRMASTER |  | NA | 0
FIRE DAMPER |  | NULL |  | NA | 0
FIRE DAMPER |  | NULL |  | NA | 0
FIRE DAMPER |  | NULL |  | NA | 0
AIR FAN - EXHAUST |  | FANTECH | AS PER PHOTOS | NA | 0
CHILLER - WATER COOLED | IK 5600 | POWER PAX | W088-2E-N-SD-24156250E2-20156252C2 | R134A | 0
CHILLED WATER PUMP | NA | AJAX | 52 | NA | 0
CHILLED WATER PUMP | AQU991042 | OTHER | AP80-32-S10 | NA | 0
CONDENSER WATER PUMP | 28496-4B | AJAX | 210423D. MC | NA | 0
CONDENSER WATER PUMP | 28496-4A | AJAX | 210423D | NA | 0
COOLING TOWER | 99 J0416 | BAC | IL100 8P3 | NA | 0
COOLING TOWER |  | BAC | IL100 8P3 | NA | 0
VARIABLE SPEED DRIVE | 087615G151 | DANFOSS | VLT 13B339 | NA | 0
VARIABLE SPEED DRIVE | 011910G438 | DANFOSS | VLT. 131B3319 | NA | 0
VARIABLE SPEED DRIVE | 011732G136 | DANFOSS | VLT 6022HT 4C54STR3DLF00A00C0 | NA | 0
VARIABLE SPEED DRIVE | 259332G486 | DANFOSS | VLT 6022HT 4C54STR3DLF00A00C0 | NA | 0
VARIABLE SPEED DRIVE | 055515G351 | DANFOSS | VLT. 131B5665 | NA | 0
VARIABLE SPEED DRIVE | 055615G351 | DANFOSS | VLT. 131B5665 | NA | 0
VARIABLE SPEED DRIVE | 104210G351 | DANFOSS | VLT. 131B5660 | NA | 0
VARIABLE SPEED DRIVE | 057415G361 | DANFOSS | VLT. 131B4249 | NA | 0
CONDENSER WATER PUMP | 154634G501 | DANFOSS | VLT6011HT4C54STR3DLF00A00C0 | NA | 0
VARIABLE SPEED DRIVE | 169834G022 | DANFOSS | VLT6011HT-4C54STR3DLF00A00C0 | NA | 0
CONDENSER WATER PUMP | AW990063 | TECO | AQUAP125-26-S10 | NA | 0
CONDENSER WATER PUMP |  | AJAX | 65-26 | NA | 0
CONDENSER WATER PUMP |  | AJAX | EG125-26 | NA | 0
CHILLED WATER PUMP | 2006-0036 | AJAX | 210415 | NA | 0
CONDENSER WATER PUMP | 28496-1A | AJAX | 219422DMC | NA | 0
CONDENSER WATER PUMP | 28496-1B | AJAX | 210422D MC | NA | 0
STAIRWELL PRESSURISATION FAN |  | NULL |  | NA | 0
TOILET EXHAUST FAN |  | NULL |  | NA | 0
TOILET EXHAUST FAN |  | NULL |  | NA | 0
GAS DETECTION - SENSOR |  | NULL |  | NA | 0
GAS DETECTION - SENSOR |  | NULL |  | NA | 0
GAS DETECTION - SENSOR |  | NULL |  | NA | 0
GAS DETECTION - SENSOR |  | NULL |  | NA | 0
STAIRWELL PRESSURISATION FAN |  | NULL |  | NA | 0
STAIRWELL PRESSURISATION FAN |  | NULL |  | NA | 0
CAR PARK EXHAUST FAN |  | NULL |  | NA | 0
CAR PARK EXHAUST FAN |  | WOODS |  | NA | 0
AIR FAN - EXHAUST |  | FANTECH |  | NA | 0
CHILLER - WATER COOLED | A84H0127 | TRANE | CGOB-080S-CF-011000210200000-A | R22 | 56
CHILLER - WATER COOLED | LD 6798 | POWER PAX | WA096.2HH6.22NS | R134A | 284
EVAPORATIVE COOLER | UNKNOWN | BRAEMAR | UNKNOWN | NA | 0
AIR FAN - EXHAUST | 216017A | FANS DIRECT | TVDC 560 4D | NA | 0
TOILET EXHAUST FAN | UNKNOWN | DIRECTAIRE VENT | 5881 UBF | NA | 0
AIR FAN - EXHAUST | UNKNOWN | FANS DIRECT | UNKNOWN | NA | 0
EVAPORATIVE COOLER | UNKNOWN | NULL | UNKNOWN | NA | 0
EVAPORATIVE COOLER | UNKNOWN | BREEZEAIR | UNKNOWN | NA | 0
0 - NOT SET | UNKNOWN | NULL | AIRGROUP D21 | NA | 0
EVAPORATIVE COOLER | UNKNOWN | NULL | AIRGROUP D255 | NA | 0
EVAPORATIVE COOLER | UNKNOWN | NULL | AIRGROUP D255 | NA | 0
EVAPORATIVE COOLER | UNKNOWN | NULL | D255 | NA | 0
EVAPORATIVE COOLER | UNKNOWN | NULL | CONVAIR | NA | 0
EVAPORATIVE COOLER | UNKNOWN | BREEZEAIR | UNKNOWN | NA | 0
EVAPORATIVE COOLER | UNKNOWN | NULL | CONVAIR | NA | 0
EVAPORATIVE COOLER | UNKNOWN | NULL | CONVAIR | NA | 0
AIR FAN - EXHAUST | UNKNOWN | NULL | SMITHS | NA | 0
AIR FAN - EXHAUST | UNKNOWN | NULL | SMITHS | NA | 0
AIR FAN - EXHAUST | UNKNOWN | FANTECH | FAD047-14DM | NA | 0
AIR FAN - EXHAUST | 15166 | DIRECTAIRE VENT | 5747 | NA | 0
AIR FAN - EXHAUST | 179140 | FANS DIRECT | RC-1 | NA | 0
KITCHEN EXHAUST FAN | UNKNOWN | FANTECH | UNKNOWN | NA | 0
KITCHEN EXHAUST FAN | UNKNOWN | FANTECH | UNKNOWN | NA | 0
AIR FAN - EXHAUST | UNKNOWN | FANTECH | UNKNOWN | NA | 0
AIR FAN - EXHAUST | UNKNOWN | FANTECH | UNKNOWN | NA | 0
AIR FAN - EXHAUST | UNKNOWN | UNKNOWN | UNKNOWN | NA | 0
AIR FAN - EXHAUST | UNKNOWN | DIRECTAIRE VENT | UNKNOWN | NA | 0
AIR FAN - EXHAUST | UNKNOWN | FANTECH | UNKNOWN | NA | 0
WALL MOUNTED SPLIT SYSTEM | 2994102517 | PANASONIC | CS-RE12MKR | R410A | 1
WALL MOUNTED SPLIT SYSTEM | 2975307693 | PANASONIC | CS-E12MKR | R410A | 1
AIR COOLED SPLIT SYSTEM | 6631301097 | PANASONIC | CU RE12 MKR | R410A | 2
AIR COOLED SPLIT SYSTEM | 6626506993 | PANASONIC | CU E12MKR | R410A | 2
AIR FAN - EXHAUST |  | NULL |  | NA | 0
AIR FAN - EXHAUST |  | NULL |  | NA | 0
AIR FAN - EXHAUST |  | NULL |  | NA | 0
AIR FAN - EXHAUST |  | NULL |  | NA | 0
AIR FAN - EXHAUST |  | NULL |  | NA | 0
AIR FAN - EXHAUST |  | NULL |  | NA | 0
AIR FAN - EXHAUST |  | NULL |  | NA | 0
AIR FAN - EXHAUST |  | NULL |  | NA | 0
AIR FAN - EXHAUST |  | NULL |  | NA | 0
AIR FAN - EXHAUST |  | NULL |  | NA | 0
AIR FAN - EXHAUST |  | NULL |  | NA | 0
AIR FAN - EXHAUST |  | NULL |  | NA | 0
AIR FAN - EXHAUST |  | NULL |  | NA | 0
AIR FAN - EXHAUST |  | NULL |  | NA | 0
AIR FAN - EXHAUST |  | NULL |  | NA | 0
AIR FAN - EXHAUST |  | NULL |  | NA | 0
AIR FAN - EXHAUST |  | NULL |  | NA | 0
AIR FAN - EXHAUST |  | NULL |  | NA | 0
AIR FAN - EXHAUST |  | NULL |  | NA | 0
COOL ROOM |  | NULL |  | NA | 0
COOL ROOM |  | NULL |  | NA | 0
COOL ROOM |  | NULL |  | NA | 0
HEAT EXCHANGER - ROTARY |  | NULL |  | NA | 0
HEAT EXCHANGER - ROTARY |  | NULL |  | NA | 0
HEAT EXCHANGER - ROTARY |  | NULL |  | NA | 0
HEAT EXCHANGER - ROTARY |  | NULL |  | NA | 0
HEAT EXCHANGER - ROTARY |  | NULL |  | NA | 0
AIR FAN - EXHAUST |  | NULL |  | NA | 0
PACKAGED AIR CONDITIONING UNIT |  | NULL |  | NA | 0
PACKAGED AIR CONDITIONING UNIT |  | NULL |  | NA | 0
AIR FAN - EXHAUST |  | NULL |  | NA | 0
AIR FAN - EXHAUST |  | NULL |  | NA | 0
AIR FAN - EXHAUST |  | NULL |  | NA | 0
CHILLED WATER PUMP |  | NULL |  | NA | 0
CHILLED WATER PUMP |  | NULL |  | NA | 0
CHILLED WATER PUMP |  | NULL |  | NA | 0
CHILLER - RECIPROCATING |  | NULL |  | NA | 0
CHILLER - RECIPROCATING |  | NULL |  | NA | 0
CHILLER - RECIPROCATING |  | NULL |  | NA | 0
SMOKE EXHAUST FAN | 368057 | FANTECH | RSS1256GA624 | NULL | NULL
SMOKE EXHAUST FAN | 368057 | FANTECH | RSS1256GA624 | NULL | NULL
SMOKE EXHAUST FAN | 361582 | FANTECH | RSS1256GA623 | NULL | NULL
SMOKE EXHAUST FAN | 361582 | FANTECH | RSS1256GA623 | NA | 0
SMOKE EXHAUST FAN | 361582 | FANTECH | RSS1256GA623 | NULL | NULL
DUCTED SPLIT SYSTEM | 76963 | TEMPERZONE | ISD 780Q | NA | 0
DUCTED SPLIT SYSTEM | 76960 | TEMPERZONE | ISD 780Q | NA | 0
DUCTED SPLIT SYSTEM | UNKNOWN | TEMPERZONE | UNKNOWN | NA | 0
DUCTED SPLIT SYSTEM | 76991 | TEMPERZONE | ISD 600Q | NA | 30
DUCTED SPLIT SYSTEM | UNKNOWN | TEMPERZONE | UNKNOWN | NA | 0
DUCTED SPLIT SYSTEM | SERIAL NUMBER HAS BEEN PAINTED OVER | TEMPERZONE | MODEL NUMBER HAS BEEN PAINTED OVER | NA | 0
DUCTED SPLIT SYSTEM | NO ACCESS | TEMPERZONE | NO ACCESS | NA | 0
CAR PARK SUPPLY AIR FAN | 363554 | FANTECH | AP1806CA621 | NA | 0
DUCTED SPLIT SYSTEM | E001751 | DAIKIN | FDXS60CVMA | R410A | 0
DUCTED SPLIT SYSTEM | 662713 | TEMPERZONE | ISD 460K | R410A | 30
DUCTED SPLIT SYSTEM | 658771 | TEMPERZONE | ISD 270 K | R410A | 0
DUCTED SPLIT SYSTEM | E001770 | DAIKIN | FDXS60CVMA | R410A | 0
DUCTED SPLIT SYSTEM | 77396 | TEMPERZONE | ISD 600Q | R407C | 30
DUCTED SPLIT SYSTEM | SERIAL NUMBER HAS BEEN PAINTED OVER | TEMPERZONE | MODEL NUMBER HAS BEEN PAINTED OVER | NA | 0
DUCTED SPLIT SYSTEM | 75989 | TEMPERZONE | ISD 500Q | R407C | 30
DUCTED SPLIT SYSTEM | 76344 | TEMPERZONE | ISD 500Q | R407C | 30
DUCTED SPLIT SYSTEM | 76938 | TEMPERZONE | ISD 600Q | R407C | 30
DUCTED SPLIT SYSTEM | 76959 | TEMPERZONE | ISD 780Q | R407C | 0
DUCTED SPLIT SYSTEM |  | TEMPERZONE |  | R410A | 0
DUCTED SPLIT SYSTEM | NOT ACCESABLE | TEMPERZONE | ISD 500Q | R407C | 30
DUCTED SPLIT SYSTEM | 77394 | TEMPERZONE | ISD 600Q | R407C | 30
DUCTED SPLIT SYSTEM | 77487 | TEMPERZONE | ISD 500Q | R407C | 30
DUCTED SPLIT SYSTEM | 77486 | TEMPERZONE | ISD 500Q | R407C | 30
DUCTED SPLIT SYSTEM | 77487 | TEMPERZONE | ISD 500Q | R407C | 0
DUCTED SPLIT SYSTEM | 75988 | TEMPERZONE | ISD 500Q | R407C | 30
DUCTED SPLIT SYSTEM | 650977 | TEMPERZONE | ISD 405K | R410A | 25
DUCTED SPLIT SYSTEM | 650977 | TEMPERZONE | ISD 405K | R410A | 0
DUCTED SPLIT SYSTEM | 75988 | TEMPERZONE | ISD 500Q | R407C | 0
DUCTED SPLIT SYSTEM | NO ACCESS | TEMPERZONE | NO ACCESS | NA | 0
DUCTED SPLIT SYSTEM | 76993 | TEMPERZONE | ISD 600Q | NA | 30
DUCTED SPLIT SYSTEM | 76900 | TEMPERZONE | ISD 600Q | NA | 30
DUCTED SPLIT SYSTEM | NO ACCESS | TEMPERZONE | ISD 160K | NA | 0
DUCTED SPLIT SYSTEM | 76992 | TEMPERZONE | ISD 600Q | NA | 30
DUCTED SPLIT SYSTEM | NO ACCESS | TEMPERZONE | NO ACCESS | NA | 0
CAR PARK EXHAUST FAN | 0 | FANTECH | AP2006DA620 | NA | 0
CAR PARK EXHAUST FAN | 363550 | FANTECH | AP2006FA620 | NA | 0
DUCTED SPLIT SYSTEM |  | TEMPERZONE |  | NA | 0
AIR FAN - SUPPLY |  | S&P | TD2000-315 | NA | 0
AIR FAN - EXHAUST | 0 | S&P | TD2000-315 | NA | 0
VARIABLE SPEED DRIVE |  | AIRMASTER | ALTIVAR | NA | 0
VARIABLE SPEED DRIVE |  | AIRMASTER |  | NA | 0
VARIABLE SPEED DRIVE |  | AIRMASTER |  | NA | 0
DUCTED SPLIT SYSTEM | 77801 | TEMPERZONE | OSA500RB-X | R407C | 6
DUCTED SPLIT SYSTEM | 76452 | TEMPERZONE | OSA500RB-X | R407C | 12
DUCTED SPLIT SYSTEM | 656093 | TEMPERZONE | OSA270RKT | R410A | 0
AIR FAN - EXHAUST | 369260 | FANTECH | CE254V | NA | 0
DUCTED SPLIT SYSTEM | 663456 | TEMPERZONE | OSA 160RKT | R410A | 0
DUCTED SPLIT SYSTEM | 77713 | TEMPERZONE | OSA600RB-X | R407C | 10
DUCTED SPLIT SYSTEM | 77717 | TEMPERZONE | OSA 600RB-X | R407C | 0
TOILET EXHAUST FAN | 357277 | FANTECH | CD506V | NA | 0
DUCTED SPLIT SYSTEM | 77714 | TEMPERZONE | OSA 600RB-X | R407C | 0
DUCTED SPLIT SYSTEM | 77604 | TEMPERZONE | OSA 780RB-X | R407C | 10
SMOKE EXHAUST FAN | 368057 | FANTECH | RSS1256GA624 | NULL | NULL
DUCTED SPLIT SYSTEM | 77718 | TEMPERZONE | OSA 600RB-X | R407C | 10
DUCTED SPLIT SYSTEM | 77716 | TEMPERZONE | OSA 600RB-X | R407C | 10
DUCTED SPLIT SYSTEM | E006473 | DAIKIN | RXS60FBVMA | R410A | 3
DUCTED SPLIT SYSTEM | 77317 | TEMPERZONE | OSA 780RB-X | R407C | 13
DUCTED SPLIT SYSTEM | 77605 | TEMPERZONE | OSA 780RB-X | R407C | 15
DUCTED SPLIT SYSTEM | E006476 | DAIKIN | RXS60FBVMA | R410A | 3
DUCTED SPLIT SYSTEM | 76955 | TEMPERZONE | OSA600RB-X | R407C | 8
DUCTED SPLIT SYSTEM | 662717 | TEMPERZONE | OSA 460RKTV | R410A | 13.8
DUCTED SPLIT SYSTEM | 76971 | TEMPERZONE | OSA 500RB-X | R407C | 7.1
DUCTED SPLIT SYSTEM | 76453 | TEMPERZONE | OSA 500RB-X | R407C | 7.1
DUCTED SPLIT SYSTEM | 76455 | TEMPERZONE | OSA500RB-X | R407C | 7.2
DUCTED SPLIT SYSTEM | 77800 | TEMPERZONE | OSA 500RB-X | R407C | 7.3
DUCTED SPLIT SYSTEM | 77800 | TEMPERZONE | OSA 500RB-X | R407C | 7.3
DUCTED SPLIT SYSTEM | 77799 | TEMPERZONE | OSA 500RB-X | R407C | 7.35
DUCTED SPLIT SYSTEM | 76454 | TEMPERZONE | OSA 500RB-X | R407C | 7.36
DUCTED SPLIT SYSTEM | 77798 | TEMPERZONE | OSA 500RB-X | R407C | 7.76
DUCTED SPLIT SYSTEM | 663926 | TEMPERZONE | OSA 270RKT | R410A | 7.84
DUCTED SPLIT SYSTEM | 77797 | TEMPERZONE | OSA 500RB-X | R407C | 7.9
DUCTED SPLIT SYSTEM | 652422 | TEMPERZONE | OSA 330RKTV | R410A | 8
DUCTED SPLIT SYSTEM | 76951 | TEMPERZONE | OSA 600RB-X | R407C | 8
DUCTED SPLIT SYSTEM | 77615 | TEMPERZONE | OSA 780RB-X | R407C | 8.2
DUCTED SPLIT SYSTEM | 656813 | TEMPERZONE | OSA 405RKTV | R404A | 1.03
DUCTED SPLIT SYSTEM | 660604 | TEMPERZONE | OSA 460RKTV | R410A | 13.45
VARIABLE SPEED DRIVE | VLT | DANFOSS | FC 102 | NULL | NULL
BOILER - GAS ATMOSPHERIC | 2009091006680 | S&P | B1722NCMID | NULL | NULL
BOILER - GAS ATMOSPHERIC | 20090910006679 | S&P | V1722NCMID | NULL | NULL
AIR HANDLING UNIT | C2533 | CUSTOM-BUILT | DESIGN10 TYPEA 40HP | NULL | NULL
SWITCHBOARD MECHANICAL | NULL | ABB | NULL | NULL | NULL
AIR HANDLING UNIT | NA | ABB | NA | NULL | NULL
DOSING POT (CLOSED LOOPS) | CTS 1067 | NULL | DIGICHEM PLUS | NULL | NULL
HEATING HOT WATER PUMP | R24-2414-H1B | REHAU | SW40-26 | NULL | NULL
CONDENSER WATER PUMP | 97394L2 | RAYPAK | 125X100-250INP259 | NULL | NULL
CONDENSER WATER PUMP | 97394L2 | RAYPAK | 125X100-250IMP259 | NULL | NULL
CHILLED WATER PUMP | 97395 L2 | RAYPAK | 100X65-310INP | NULL | NULL
CHILLED WATER PUMP | 17B97A03 | RAYPAK | 100X65-315INP301 | NULL | NULL
HEATING HOT WATER PUMP | 224-244-H2B | REHAU | SW40-26 | NULL | NULL
BMS | NA | NULL | NA | NULL | NULL
SWITCHBOARD MECHANICAL |  | NULL |  | NULL | NULL
COOLING TOWER | C4J0966 | BARREL FAN | RCT2297 | NULL | NULL
AIR FAN - EXHAUST | NA | WORMALD | A31959 | NULL | NULL
AIR FAN - EXHAUST | 41RPM. .18KW. 6MF. .8AMPS. 240V. | FEDERAL | MV302E | NULL | NULL
AIR FAN - EXHAUST | NA | WORMALD | A31955 | NULL | NULL
AIR FAN - EXHAUST | 2243A | WORMALD | DSM400 | NULL | NULL
AIR FAN - EXHAUST | NA | WORMALD | A34413 | NULL | NULL
AIR HANDLING UNIT | 94267 | OTHER | IJD1400 | NA | 0
SMOKE EXHAUST FAN | 15.6AMP. 7.5KW | NULL | AR31256VSS | NULL | NULL
SMOKE EXHAUST FAN | 7.5KW. 13.9 AMPS. | NULL | AR3764VSS | NULL | NULL
AIR FAN - EXHAUST | 1.1KW. 2.8AMP MODEL # AR3766VSS | UNKNOWN | Other | NULL | NULL
PACKAGED AIR CONDITIONING UNIT | 124578 | TEMPERZONE | HCIGCUTC | R410A | 5
CHILLER - SCREW | 57J8125201 | MCQUAY | PFS235C7XX | R134A | 351
CHILLER - SCREW | 57J8128301 | MCQUAY | PFS235C7XX | R134A | 351
PACKAGED AIR CONDITIONING UNIT | WAMM001843 | YORK | PHP036H1021A | R22 | 3
PACKAGED AIR CONDITIONING UNIT | NMLM123799 | YORK | B3CH048A50C | R22 | 5
PACKAGED AIR CONDITIONING UNIT | NA | YORK | NO LABLE | R22 | 5
PACKAGED AIR CONDITIONING UNIT | R0407005 | YORK | YRM036R4DBCCA | R22 | 10
DUCTED SPLIT SYSTEM | R0404044 | YORK | YCS036R4DXCCX | R22 | 10
DUCTED SPLIT SYSTEM | R0208017 | YORK | YCS044D | R22 | 10
DUCTED SPLIT SYSTEM | R0405045 | YORK | YCS030R4SXCCX | R22 | 10
DUCTED SPLIT SYSTEM | NA | YORK | YCS036R4DXCCX | R22 | 10
DUCTED SPLIT SYSTEM | NA | YORK | NA | R22 | 0
AIR HANDLING UNIT | ? | ZEIL | ? | R22 | 20
AIR HANDLING UNIT | NIL | ZEIL | ? | R22 | 20
DUCTED SPLIT SYSTEM | R0211032 | YORK | YCS054DHZ | R22 | 20
DUCTED SPLIT SYSTEM | R0209015 | ZEIL | YCS060D | R22 | 20
DUCTED SPLIT SYSTEM | R0901026 | YORK | YCS054D | R22 | 20
DUCTED SPLIT SYSTEM | 97298 | THERMAL EQUP CO | OSA 950RKTBV | R410A | 30
PACKAGED AIR CONDITIONING UNIT | 98196 | TEMPERZONE | OPA1370RKTM01 | R410A | 45
DUCTED SPLIT SYSTEM | NA | TEMPERZONE | ISD570KBH-P | R410A | 0
AIR FAN - EXHAUST | NA | FEDERAL | NA | NULL | NULL
AIR FAN - EXHAUST | NA | FEDERAL | NA | NULL | NULL
STAIRWELL PRESSURISATION FAN | NA | FANTECH | 0 | NULL | NULL
SMOKE EXHAUST FAN | NA | FEDERAL | AP125-827 | NULL | NULL
SMOKE EXHAUST FAN | 7753.6 | AEROVENT | SA140HS-603-ATG21L | NULL | NULL
SMOKE EXHAUST FAN | FLA=8.3. KW=4. RPM=960. V=415 | FEDERAL | AP125-1811 | NULL | NULL
SMOKE EXHAUST FAN | 7753.6 | AEROVENT | SA140HS-603-ATG21L | NULL | NULL
SMOKE EXHAUST FAN | 8.8FLA. 4KW. 960RPM. 415V. | FEDERAL | AP125-1812.5 | NULL | NULL
AIR FAN - EXHAUST | NA | FEDERAL | NA | NULL | NULL
STAIRWELL PRESSURISATION FAN | NA | FEDERAL | NA | NULL | NULL
SMOKE EXHAUST FAN | 11.1FLA. 5.5KW. 960RPM. 415V. | FEDERAL | AP125-1817 | NULL | NULL
STAIRWELL PRESSURISATION FAN | NA | FEDERAL | NA | NULL | NULL
STAIRWELL PRESSURISATION FAN | NA | FEDERAL | NA | NULL | NULL
AIR FAN - EXHAUST | NA | FEDERAL | NA | NULL | NULL
SMOKE EXHAUST FAN | 268208 | FEDERAL | RSS1004GA6F055 | NULL | NULL
SMOKE EXHAUST FAN | NA | FEDERAL | NA | NULL | NULL
SMOKE EXHAUST FAN | 22FLA. 11KW. 960RPM. 415V. | FEDERAL | SS125-8-240 | NULL | NULL
SMOKE EXHAUST FAN | 22FLA. 11KW. 960RPM. 415V. | FEDERAL | SS125-8-240 | NULL | NULL
WALL MOUNTED SPLIT SYSTEM | 3940115283 | PANASONIC | CSRE24PKR | R410A | 0
WALL MOUNTED SPLIT SYSTEM | 6003830 | MODULEX | MUZ-A30YV | R410A | 2
WALL MOUNTED SPLIT SYSTEM | 6535415859 | PANASONIC | CU RE24PKR | R410A | 2
WALL MOUNTED SPLIT SYSTEM | 6535415859 | PANASONIC | CURE24PKR | R410A | 2
WALL MOUNTED SPLIT SYSTEM | 3940115288 | PANASONIC | CSRE24PKR | R410A | 0
PACKAGED AIR CONDITIONING UNIT | 732639 | TEMPERZONE | OPA205RKTH | R410A | 6
DUCTED SPLIT SYSTEM | 98474 | TEMPERZONE | OSA570RKTBV | R410A | 16
PACKAGED AIR CONDITIONING UNIT | 87308 | TEMPERZONE | OPA595RKTBH | R410A | 19
PACKAGED AIR CONDITIONING UNIT | 80008 | TEMPERZONE | OPA850RKTBH | R410A | 20
PACKAGED AIR CONDITIONING UNIT | 87386 | TEMPERZONE | OPA850RKTBH | R410A | 20
PACKAGED AIR CONDITIONING UNIT | 87391 | TEMPERZONE | OPA850RKTBH | R410A | 20
PACKAGED AIR CONDITIONING UNIT | 87955 | TEMPERZONE | OPA850RKTBH | R410A | 20
PACKAGED AIR CONDITIONING UNIT | 79279 | TEMPERZONE | OPA850RKTBH | R410A | 20
PACKAGED AIR CONDITIONING UNIT | 80293 | TEMPERZONE | OPA850RKTBH | R410A | 20
PACKAGED AIR CONDITIONING UNIT | 80295 | TEMPERZONE | OPA850RKTBH | R410A | 20
DUCTED SPLIT SYSTEM | 98478 | TEMPERZONE | OSA570RKTBV | R410A | 19
DUCTED SPLIT SYSTEM | 55801 | TEMPERZONE | OSA780RB-X | R22 | 20
DUCTED SPLIT SYSTEM | 51277 | TEMPERZONE | OSA780RB-X | R22 | 20
DUCTED SPLIT SYSTEM | 61617 | TEMPERZONE | OSA600RB-X | R407C | 20
DUCTED SPLIT SYSTEM | 76421 | TEMPERZONE | OSA780RB-X | R407C | 20
DUCTED SPLIT SYSTEM | 76419 | TEMPERZONE | OSA780RB-X | R407C | 20
PACKAGED AIR CONDITIONING UNIT | 65988 | THERMAL EQUP CO | OPA 920RB | R22 | 21
CHILLED WATER PUMP | 28883 | HASKEL | VRD 55 | NULL | NULL
CHILLED WATER PUMP | 2711 | HASKEL | U612 | NULL | NULL
VARIABLE SPEED DRIVE | NA | DANFOSS | / | NULL | NULL
COOLING TOWER | 03 J0851 | BARREL FAN | ROT2236 | NULL | NULL
CONDENSER WATER PUMP | 5070 | HASKEL | 604 | NULL | NULL
CONDENSER WATER PUMP | 5079 | HASKEL | 604 | NULL | NULL
SWITCHBOARD MECHANICAL |  | AEC |  | NULL | NULL
SWITCHBOARD MECHANICAL | NULL | ASEA | NULL | NULL | NULL
SWITCHBOARD MECHANICAL | NULL | REGENT | NULL | NULL | NULL
SWITCHBOARD MECHANICAL |  | REGENT |  | NULL | NULL
BOILER - GAS ATMOSPHERIC | W07039 | ASEA | BG 1750 | NULL | NULL
BOILER - GAS ATMOSPHERIC | NA | RAYPAK | B1412NCM | NULL | NULL
HEATING HOT WATER PUMP | 28887 | HASKEL | VRD 2-2 | NULL | NULL
HEATING HOT WATER PUMP | 28887 | HASKEL | VRD 2-2 | NULL | NULL
CALORIFIER (DOMESTIC HW) | NA | NULL | NA | NULL | NULL
SWITCHBOARD MECHANICAL | NULL | ASEA | NULL | NULL | NULL
AIR FAN - EXHAUST | NA | FEDERAL | NA | NULL | NULL
SMOKE EXHAUST FAN | 7753.3 | AEROVENT | EMHD-150HS-603-ATG24K | NULL | NULL
SMOKE EXHAUST FAN | 7753.5 | AEROVENT | EMHD-140HS-803-ATG18I | NULL | NULL
SMOKE EXHAUST FAN | 7753.5 | AEROVENT | EMHD-140HS-803-ATG18I | NULL | NULL
SMOKE EXHAUST FAN | 7753.4 | AEROVENT | EMHD080HS603AZ2CC32E | NULL | NULL
AIR FAN - EXHAUST | NA | FEDERAL | NA | NULL | NULL
AIR FAN - EXHAUST | NA | FEDERAL | NA | NULL | NULL
PACKAGED AIR CONDITIONING UNIT | 86726 | TEMPERZONE | OPA650RKTBH | R410A | 19
PACKAGED AIR CONDITIONING UNIT | 93403 | TEMPERZONE | OPA 850RKTBH | R410A | 20
PACKAGED AIR CONDITIONING UNIT | 93379 | TEMPERZONE | OPA850RKTBH | R410A | 20
PACKAGED AIR CONDITIONING UNIT | 93402 | TEMPERZONE | OPA850RKTBH | R410A | 20
PACKAGED AIR CONDITIONING UNIT | 86779 | TEMPERZONE | OPA960RKTBH | R410A | 20
PACKAGED AIR CONDITIONING UNIT | 93404 | TEMPERZONE | OPA850RKTBH | R410A | 20
CHILLER - WATER COOLED | 57H81070-00 | MCQUAY | PFH050-BBBA | R134A | 563
AIR FAN - EXHAUST | 268197 31 | FEDERAL | AP0564BP7B011-15O | NULL | NULL
AIR HANDLING UNIT | 1M0505-02512 | TRANE | CLCP025 | NULL | NULL
AIR HANDLING UNIT | 1M0505-02520 | TRANE | CLCP016 | NULL | NULL
AIR HANDLING UNIT | 1M050502525 | TRANE | CLCP030 | NULL | NULL
AIR HANDLING UNIT | 1M0505 02526 | TRANE | CLCP025 | NULL | NULL
AIR HANDLING UNIT | 1M0505-02524 | TRANE | CLCP006 | NULL | NULL
AIR HANDLING UNIT | 1M0505-02518 | TRANE | CLCP016 | NULL | NULL
AIR HANDLING UNIT | 1M050502517 | TRANE | CLCP010 | NULL | NULL
AIR HANDLING UNIT | NA | TRANE | CLCP010 | NULL | NULL
AIR HANDLING UNIT | 1M0505-02521 | TRANE | CLCP025 | NULL | NULL
AIR FAN - EXHAUST | NA | FEDERAL | NA | NULL | NULL
AIR HANDLING UNIT | 1M0505-02510 | TRANE | CLCP016 | NULL | NULL
AIR HANDLING UNIT | 1M0505-02529 | TRANE | CLCP08 | NULL | NULL
AIR HANDLING UNIT | 1M0505-02523 | TRANE | CLCP010 | NULL | NULL
AIR HANDLING UNIT | 1M0505-02528 | TRANE | CLCP012 | NULL | NULL
AIR FAN - EXHAUST | 285426 12 | FEDERAL | CHD314 | NULL | NULL
AIR HANDLING UNIT | 1M0505-02509 | TRANE | CLCP014 | NULL | NULL
AIR HANDLING UNIT | 1MO505-02515 | TRANE | CLCP020 | NULL | NULL
AIR HANDLING UNIT | 1M0505-02514 | TRANE | CLCP025 | NULL | NULL
AIR HANDLING UNIT | 1M0505-02515 | TRANE | CLCP040 | NULL | NULL
AIR HANDLING UNIT | 1MO505-02516 | TRITEC ELECT | CLCP035 | NULL | NULL
HEATING HOT WATER PUMP | 52632-A20C | ALCAIR | 210416D | NULL | NULL
CAR PARK EXHAUST FAN | 268192-27 | FEDERAL | AP10046GA6B055-180 | NULL | NULL
SMOKE EXHAUST FAN | 268208 | FEDERAL | NA | NULL | NULL
SMOKE EXHAUST FAN | 268208MSEF-1 | FEDERAL | RSS1004GA6-F055 | NULL | NULL
SMOKE EXHAUST FAN | 268208 | FEDERAL | RSS1004GA6055 | NULL | NULL
SMOKE EXHAUST FAN | 286208 | FEDERAL | RSS1004GA6 | NULL | NULL
SMOKE EXHAUST FAN | 286208 | FEDERAL | RSS1004GA6F055 | NULL | NULL
SWITCHBOARD MECHANICAL | NULL | REGENT | NULL | NULL | NULL
CHILLED WATER PUMP | E100-40-A20C | ALCAIR | 210438D | NULL | NULL
AUTO REFILL UNIT - CLOSED LOOP | NIL | SIEMENS | APU-02 | NULL | NULL
AIR FAN - EXHAUST | NA | NULL | NA | NULL | NULL
HEATING HOT WATER PUMP | 52632-2B | ALCAIR | 210416D | NULL | NULL
BOILER - GAS ATMOSPHERIC | NM05050792 | RAYPAK | B3304NCM | NULL | NULL
BOILER - GAS ATMOSPHERIC | NM05040753 | S&P | B3804NCM | NULL | NULL
CHILLED WATER PUMP | 52632-3A | ALCAIR | 210438D-A20C | NULL | NULL
AUTO REFILL UNIT - CLOSED LOOP | NIL | AUTOHEAT | Other | NULL | NULL
EXPANSION TANK (CLOSED LOOPS) | F6327541 | DURAFLEX | Other | NULL | NULL
EXPANSION TANK (CLOSED LOOPS) | ? | S&P | ? | NULL | NULL
AIR FAN - EXHAUST | 65 | FEDERAL | CE454 D | NULL | NULL
AIR FAN - EXHAUST | 505195 | FEDERAL | CE192D | NULL | NULL
AIR FAN - EXHAUST | 505195 | FEDERAL | CE192D | NULL | NULL
CAR PARK EXHAUST FAN | 268194 | FEDERAL | AP18068FA6B370 | NULL | NULL
AIR FAN - EXHAUST | 258204 | FEDERAL | AP0402AA5B005-11C | NULL | NULL
CHILLER - AIR COOLED | 5011812 | MONARCH | ALS E 279 .3 SE ST | R134A | 150
CHILLER - AIR COOLED | 5011811 | MCQUAY | ALS 279 .3 SE ST | R134A | 153
DUCTED SPLIT SYSTEM |  | AQUA |  | R22 | 0
AIR FAN - EXHAUST |  | FEDERAL | MV25252E | NA | 0
PACKAGED AIR CONDITIONING UNIT |  | AQUA |  | NA | 0
SMOKE EXHAUST FAN |  | NULL |  | NA | 0
SWITCHBOARD MECHANICAL |  | HURLCON |  | NA | 0
SWITCHBOARD MECHANICAL |  | REGENT |  | NA | 0
SWITCHBOARD MECHANICAL |  | REGENT |  | NA | 0
SWITCHBOARD MECHANICAL |  | NULL |  | NA | 0
SWITCHBOARD MECHANICAL |  | NULL |  | NA | 0
SWITCHBOARD MECHANICAL |  | NULL |  | NA | 0
SWITCHBOARD MECHANICAL |  | REGENT |  | NA | 0
SWITCHBOARD MECHANICAL |  | REGENT |  | NA | 0
SWITCHBOARD MECHANICAL |  | REGENT |  | NA | 0
SWITCHBOARD MECHANICAL |  | NULL |  | NA | 0
SMOKE EXHAUST FAN | 101290 | FEDERAL | SS140-7-22 | NA | 0
SMOKE EXHAUST FAN | 101290 | FEDERAL | SS140-7-22 | NA | 0
SMOKE EXHAUST FAN | 101288 | FEDERAL | SS140-7-22 | NA | 0
SMOKE EXHAUST FAN | 101289 | FEDERAL | SS140-7-22 | NA | 0
SWITCHBOARD MECHANICAL |  | REGENT |  | NA | 0
SWITCHBOARD MECHANICAL |  | REGENT |  | NA | 0
SMOKE EXHAUST FAN | 101289 | FEDERAL | SS140-7-22 | NULL | NULL
SMOKE EXHAUST FAN | 101289 | FEDERAL | SS140-7-22 | NA | 0
SMOKE EXHAUST FAN | 101289 | FEDERAL | SS140-7-22 | NA | 0
SMOKE EXHAUST FAN | 101 | FEDERAL | SS140-7-22 | NA | 0
SMOKE EXHAUST FAN | 101290 | FEDERAL | SS140-7-22 | NA | 0
SMOKE EXHAUST FAN | 410932660 | FANTECH | SS14068CA12H200 | NA | 0
SMOKE EXHAUST FAN | 410932660 | FANTECH | SS14068CA12H200 | NA | 0
SMOKE EXHAUST FAN |  | FANTECH |  | NA | 0
SWITCHBOARD MECHANICAL |  | REGENT |  | NA | 0
EVAPORATIVE COOLER |  | HURLCON |  | NA | 0
AIR FAN - EXHAUST |  | FEDERAL |  | NA | 0
AIR FAN - EXHAUST |  | FEDERAL | CD314D | NA | 0
SMOKE EXHAUST FAN | 101289 | FEDERAL | SS140-7-22 | NA | 0
PACKAGED AIR CONDITIONING UNIT |  | AQUA |  | NA | 0
AIR FAN - EXHAUST |  | FEDERAL |  | NA | 0
AIR FAN - EXHAUST |  | FEDERAL |  | NA | 0
AIR FAN - EXHAUST |  | FEDERAL |  | NA | 0
WALL MOUNTED SPLIT SYSTEM | 33403381 | MODULEX | SRC25ZG-S | R410A | 1
DUCTED SPLIT SYSTEM | 798080 | TEMPERZONE | OSA 86RKSH | R410A | 4
PACKAGED AIR CONDITIONING UNIT | 0695Q80073 | APAC | S16 HPBH | R22 | 5
PACKAGED AIR CONDITIONING UNIT | 1895W80047 | APAC | S37 HPBH | R22 | 8
PACKAGED AIR CONDITIONING UNIT | 1495W80051 | APAC | S25 HPBH | R22 | 8
PACKAGED AIR CONDITIONING UNIT | 4495W85135 | APAC | S25 HPBH | R22 | 8
PACKAGED AIR CONDITIONING UNIT | 644058 | APAC | P042AHR9AD | R22 | 10
WALL MOUNTED SPLIT SYSTEM | 26P00464 | MODULEX | SUZ-KA50VA3 | R410A | 16
PACKAGED AIR CONDITIONING UNIT | 95038 | TEMPERZONE | OPA550RKTBH | R410A | 18
PACKAGED AIR CONDITIONING UNIT | 788874 | TEMPERZONE | OPA550RKTBH | R410A | 18
PACKAGED AIR CONDITIONING UNIT |  | TEMPERZONE | OPA550RKTBH | R410A | 18
PACKAGED AIR CONDITIONING UNIT | 788869 | TEMPERZONE | OPA 550RKTBH | R410A | 18
PACKAGED AIR CONDITIONING UNIT | 87387 | TEMPERZONE | OPA850RKTBH | R410A | 19
PACKAGED AIR CONDITIONING UNIT | 87172 | TEMPERZONE | OPA960RKTBH | R410A | 20
PACKAGED AIR CONDITIONING UNIT | 87411 | TEMPERZONE | OPA960RKTBH | R410A | 20
PACKAGED AIR CONDITIONING UNIT | 87410 | TEMPERZONE | OPA960RKTBH | R410A | 20
PACKAGED AIR CONDITIONING UNIT | 92051 | TEMPERZONE | OPA960RKTBH | R410A | 20
PACKAGED AIR CONDITIONING UNIT | 92049 | TEMPERZONE | OPA 900RKTBH | R410A | 20
PACKAGED AIR CONDITIONING UNIT | 91865 | TEMPERZONE | OPA 850RKTBH | R410A | 20
PACKAGED AIR CONDITIONING UNIT | 91932 | TEMPERZONE | OPA 850 RKTBH | R410A | 20
PACKAGED AIR CONDITIONING UNIT | 87406 | TEMPERZONE | OPA960RKTBH | R410A | 20
PACKAGED AIR CONDITIONING UNIT | 1895W80048 | APAC | S65 HPBH -02 | R22 | 22
PACKAGED AIR CONDITIONING UNIT | 92061 | TEMPERZONE | OPA700RKTBH | R410A | 26
PACKAGED AIR CONDITIONING UNIT | 1495W80060 | APAC | S80 HPBH | R22 | 28
PACKAGED AIR CONDITIONING UNIT | 1495W80061 | APAC | S80 HPBH | R22 | 28
PACKAGED AIR CONDITIONING UNIT |  | NULL |  | NA | 0
PACKAGED AIR CONDITIONING UNIT |  | NULL |  | NA | 0
AIR HANDLING UNIT |  | NULL |  | NA | 0
AIR HANDLING UNIT |  | NULL |  | NA | 0
AIR HANDLING UNIT |  | NULL |  | NA | 0
AIR HANDLING UNIT |  | NULL |  | NA | 0
AIR HANDLING UNIT |  | NULL |  | NA | 0
AIR HANDLING UNIT |  | NULL |  | NA | 0
AIR HANDLING UNIT |  | NULL |  | NA | 0
AIR HANDLING UNIT |  | NULL |  | NA | 0
AIR HANDLING UNIT |  | NULL |  | NA | 0
AIR HANDLING UNIT |  | NULL |  | NA | 0
AIR HANDLING UNIT |  | NULL |  | NA | 0
AIR HANDLING UNIT |  | NULL |  | NA | 0
AIR HANDLING UNIT |  | NULL |  | NA | 0
AIR HANDLING UNIT |  | NULL |  | NA | 0
AIR HANDLING UNIT |  | NULL |  | NA | 0
AIR HANDLING UNIT |  | NULL |  | NA | 0
AIR HANDLING UNIT |  | NULL |  | NA | 0
AIR HANDLING UNIT |  | NULL |  | NA | 0
AIR HANDLING UNIT |  | NULL |  | NA | 0
AIR HANDLING UNIT |  | NULL |  | NA | 0
AIR HANDLING UNIT |  | NULL |  | NA | 0
AIR HANDLING UNIT |  | NULL |  | NA | 0
AIR HANDLING UNIT |  | NULL |  | NA | 0
AIR HANDLING UNIT |  | NULL |  | NA | 0
AIR HANDLING UNIT |  | NULL |  | NA | 0
AIR HANDLING UNIT |  | NULL |  | NA | 0
AIR HANDLING UNIT |  | NULL |  | NA | 0
AIR HANDLING UNIT |  | NULL |  | NA | 0
AIR HANDLING UNIT |  | NULL |  | NA | 0
CHILLED WATER PUMP |  | NULL |  | NA | 0
CHILLED WATER PUMP |  | NULL |  | NA | 0
CHILLER - RECIPROCATING |  | NULL |  | NA | 0
CHILLER - RECIPROCATING |  | NULL |  | NA | 0
AIR FAN - EXHAUST |  | NULL |  | NA | 0
AIR FAN - EXHAUST |  | NULL |  | NA | 0
AIR FAN - EXHAUST |  | NULL |  | NA | 0
AIR FAN - EXHAUST |  | NULL |  | NA | 0
AIR FAN - EXHAUST |  | NULL |  | NA | 0
AIR FAN - EXHAUST |  | NULL |  | NA | 0
AIR FAN - EXHAUST |  | NULL |  | NA | 0
AIR FAN - EXHAUST |  | NULL |  | NA | 0
AIR FAN - EXHAUST |  | NULL |  | NA | 0
AIR FAN - EXHAUST |  | NULL |  | NA | 0
AIR FAN - EXHAUST |  | NULL |  | NA | 0
AIR FAN - EXHAUST |  | NULL |  | NA | 0
AIR FAN - EXHAUST |  | NULL |  | NA | 0
AIR FAN - EXHAUST |  | NULL |  | NA | 0
AIR FAN - EXHAUST |  | NULL |  | NA | 0
AIR FAN - EXHAUST |  | NULL |  | NA | 0
COOL ROOM |  | NULL |  | NA | 0
COOL ROOM |  | NULL |  | NA | 0
COOL ROOM |  | NULL |  | NA | 0
COOL ROOM |  | NULL |  | NA | 0
COOL ROOM |  | NULL |  | NA | 0
FUME CUPBOARD |  | NULL |  | NA | 0
FUME CUPBOARD |  | NULL |  | NA | 0
FUME CUPBOARD |  | NULL |  | NA | 0
FUME CUPBOARD |  | NULL |  | NA | 0
FUME CUPBOARD |  | NULL |  | NA | 0
FUME CUPBOARD |  | NULL |  | NA | 0
FUME CUPBOARD |  | NULL |  | NA | 0
FUME CUPBOARD |  | NULL |  | NA | 0
FUME CUPBOARD |  | NULL |  | NA | 0
FUME CUPBOARD |  | NULL |  | NA | 0
FUME CUPBOARD |  | NULL |  | NA | 0
FUME CUPBOARD |  | NULL |  | NA | 0
FUME CUPBOARD |  | NULL |  | NA | 0
FUME CUPBOARD |  | NULL |  | NA | 0
FUME CUPBOARD |  | NULL |  | NA | 0
FUME CUPBOARD |  | NULL |  | NA | 0
FUME CUPBOARD |  | NULL |  | NA | 0
FUME CUPBOARD |  | NULL |  | NA | 0
FUME CUPBOARD |  | NULL |  | NA | 0
FUME CUPBOARD |  | NULL |  | NA | 0
FUME CUPBOARD |  | NULL |  | NA | 0
FUME CUPBOARD |  | NULL |  | NA | 0
FUME CUPBOARD |  | NULL |  | NA | 0
FUME CUPBOARD |  | NULL |  | NA | 0
FUME CUPBOARD |  | NULL |  | NA | 0
FUME CUPBOARD |  | NULL |  | NA | 0
FUME CUPBOARD |  | NULL |  | NA | 0
FUME CUPBOARD |  | NULL |  | NA | 0
FUME CUPBOARD |  | NULL |  | NA | 0
PACKAGED AIR CONDITIONING UNIT |  | NULL |  | NA | 0
PACKAGED AIR CONDITIONING UNIT |  | NULL |  | NA | 0
PACKAGED AIR CONDITIONING UNIT |  | NULL |  | NA | 0
PACKAGED AIR CONDITIONING UNIT |  | NULL |  | NA | 0
PACKAGED AIR CONDITIONING UNIT |  | NULL |  | NA | 0
COOL ROOM |  | NULL |  | NA | 0
AIR HANDLING UNIT |  | NULL |  | NA | 0
AIR HANDLING UNIT |  | NULL |  | NA | 0
AIR HANDLING UNIT |  | NULL |  | NA | 0
AIR HANDLING UNIT |  | NULL |  | NA | 0
AIR HANDLING UNIT |  | NULL |  | NA | 0
CHILLED WATER PUMP |  | NULL |  | NA | 0
CHILLED WATER PUMP |  | NULL |  | NA | 0
CHILLER - RECIPROCATING |  | NULL |  | NA | 0
VARIABLE AIR VOLUME UNITS |  | NULL |  | NA | 0
VARIABLE AIR VOLUME UNITS |  | NULL |  | NA | 0
VARIABLE AIR VOLUME UNITS |  | NULL |  | NA | 0
VARIABLE AIR VOLUME UNITS |  | NULL |  | NA | 0
VARIABLE AIR VOLUME UNITS |  | NULL |  | NA | 0
VARIABLE AIR VOLUME UNITS |  | NULL |  | NA | 0
VARIABLE AIR VOLUME UNITS |  | NULL |  | NA | 0
VARIABLE AIR VOLUME UNITS |  | NULL |  | NA | 0
VARIABLE AIR VOLUME UNITS |  | NULL |  | NA | 0
VARIABLE AIR VOLUME UNITS |  | NULL |  | NA | 0
VARIABLE AIR VOLUME UNITS |  | NULL |  | NA | 0
VARIABLE AIR VOLUME UNITS |  | NULL |  | NA | 0
VARIABLE AIR VOLUME UNITS |  | NULL |  | NA | 0
VARIABLE AIR VOLUME UNITS |  | NULL |  | NA | 0
VARIABLE AIR VOLUME UNITS |  | NULL |  | NA | 0
VARIABLE AIR VOLUME UNITS |  | NULL |  | NA | 0
VARIABLE AIR VOLUME UNITS |  | NULL |  | NA | 0
VARIABLE AIR VOLUME UNITS |  | NULL |  | NA | 0
VARIABLE AIR VOLUME UNITS |  | NULL |  | NA | 0
VARIABLE AIR VOLUME UNITS |  | NULL |  | NA | 0
VARIABLE AIR VOLUME UNITS |  | NULL |  | NA | 0
VARIABLE AIR VOLUME UNITS |  | NULL |  | NA | 0
VARIABLE AIR VOLUME UNITS |  | NULL |  | NA | 0
VARIABLE AIR VOLUME UNITS |  | NULL |  | NA | 0
AIR HANDLING UNIT |  | NULL |  | NA | 0
AIR HANDLING UNIT |  | NULL |  | NA | 0
AIR HANDLING UNIT |  | NULL |  | NA | 0
AIR HANDLING UNIT |  | NULL |  | NA | 0
CHILLER - RECIPROCATING |  | NULL |  | NA | 0
CHILLER - RECIPROCATING |  | NULL |  | NA | 0
CHILLER - RECIPROCATING |  | NULL |  | NA | 0
AIR FAN - EXHAUST |  | NULL |  | NA | 0
AIR FAN - EXHAUST |  | NULL |  | NA | 0
AIR FAN - EXHAUST |  | NULL |  | NA | 0
COOL ROOM |  | NULL |  | NA | 0
FUME CUPBOARD |  | NULL |  | NA | 0
FUME CUPBOARD |  | NULL |  | NA | 0
PACKAGED AIR CONDITIONING UNIT |  | NULL |  | NA | 0
PACKAGED AIR CONDITIONING UNIT |  | NULL |  | NA | 0
AIR HANDLING UNIT |  | NULL |  | NA | 0
AIR HANDLING UNIT |  | NULL |  | NA | 0
AIR HANDLING UNIT |  | NULL |  | NA | 0
AIR HANDLING UNIT |  | NULL |  | NA | 0
AIR HANDLING UNIT |  | NULL |  | NA | 0
AIR HANDLING UNIT |  | NULL |  | NA | 0
AIR HANDLING UNIT |  | NULL |  | NA | 0
AIR HANDLING UNIT |  | NULL |  | NA | 0
AIR HANDLING UNIT |  | NULL |  | NA | 0
AIR HANDLING UNIT |  | NULL |  | NA | 0
AIR HANDLING UNIT |  | NULL |  | NA | 0
AIR HANDLING UNIT |  | NULL |  | NA | 0
AIR HANDLING UNIT |  | NULL |  | NA | 0
AIR HANDLING UNIT |  | NULL |  | NA | 0
AIR HANDLING UNIT |  | NULL |  | NA | 0
AIR HANDLING UNIT |  | NULL |  | NA | 0
AIR HANDLING UNIT |  | NULL |  | NA | 0
AIR HANDLING UNIT |  | NULL |  | NA | 0
AIR HANDLING UNIT |  | NULL |  | NA | 0
AIR HANDLING UNIT |  | NULL |  | NA | 0
AIR HANDLING UNIT |  | NULL |  | NA | 0
AIR HANDLING UNIT |  | NULL |  | NA | 0
AIR HANDLING UNIT |  | NULL |  | NA | 0
AIR HANDLING UNIT |  | NULL |  | NA | 0
AIR HANDLING UNIT |  | NULL |  | NA | 0
AIR HANDLING UNIT |  | NULL |  | NA | 0
AIR HANDLING UNIT |  | NULL |  | NA | 0
AIR HANDLING UNIT |  | NULL |  | NA | 0
AIR HANDLING UNIT |  | NULL |  | NA | 0
AIR HANDLING UNIT |  | NULL |  | NA | 0
AIR HANDLING UNIT |  | NULL |  | NA | 0
AIR HANDLING UNIT |  | NULL |  | NA | 0
AIR HANDLING UNIT |  | NULL |  | NA | 0
AIR HANDLING UNIT |  | NULL |  | NA | 0
AIR HANDLING UNIT |  | NULL |  | NA | 0
AIR HANDLING UNIT |  | NULL |  | NA | 0
AIR HANDLING UNIT |  | NULL |  | NA | 0
AIR HANDLING UNIT |  | NULL |  | NA | 0
AIR HANDLING UNIT |  | NULL |  | NA | 0
AIR HANDLING UNIT |  | NULL |  | NA | 0
AIR HANDLING UNIT |  | NULL |  | NA | 0
AIR HANDLING UNIT |  | NULL |  | NA | 0
AIR HANDLING UNIT |  | NULL |  | NA | 0
AIR HANDLING UNIT |  | NULL |  | NA | 0
AIR HANDLING UNIT |  | NULL |  | NA | 0
AIR HANDLING UNIT |  | NULL |  | NA | 0
AIR HANDLING UNIT |  | NULL |  | NA | 0
AIR HANDLING UNIT |  | NULL |  | NA | 0
AIR HANDLING UNIT |  | NULL |  | NA | 0
AIR HANDLING UNIT |  | NULL |  | NA | 0
AIR HANDLING UNIT |  | NULL |  | NA | 0
AIR HANDLING UNIT |  | NULL |  | NA | 0
AIR HANDLING UNIT |  | NULL |  | NA | 0
AIR HANDLING UNIT |  | NULL |  | NA | 0
AIR HANDLING UNIT |  | NULL |  | NA | 0
AIR HANDLING UNIT |  | NULL |  | NA | 0
AIR HANDLING UNIT |  | NULL |  | NA | 0
AIR HANDLING UNIT |  | NULL |  | NA | 0
AIR HANDLING UNIT |  | NULL |  | NA | 0
AIR HANDLING UNIT |  | NULL |  | NA | 0
AIR HANDLING UNIT |  | NULL |  | NA | 0
AIR HANDLING UNIT |  | NULL |  | NA | 0
CHILLED WATER PUMP |  | NULL |  | NA | 0
CHILLED WATER PUMP |  | NULL |  | NA | 0
CHILLER - RECIPROCATING |  | NULL |  | NA | 0
CHILLER - RECIPROCATING |  | NULL |  | NA | 0
AIR FAN - EXHAUST |  | NULL |  | NA | 0
AIR FAN - EXHAUST |  | NULL |  | NA | 0
AIR FAN - EXHAUST |  | NULL |  | NA | 0
AIR FAN - EXHAUST |  | NULL |  | NA | 0
AIR FAN - EXHAUST |  | NULL |  | NA | 0
AIR FAN - EXHAUST |  | NULL |  | NA | 0
AIR FAN - EXHAUST |  | NULL |  | NA | 0
AIR FAN - EXHAUST |  | NULL |  | NA | 0
AIR FAN - EXHAUST |  | NULL |  | NA | 0
AIR FAN - EXHAUST |  | NULL |  | NA | 0
AIR FAN - EXHAUST |  | NULL |  | NA | 0
AIR FAN - EXHAUST |  | NULL |  | NA | 0
AIR FAN - EXHAUST |  | NULL |  | NA | 0
AIR FAN - EXHAUST |  | NULL |  | NA | 0
AIR FAN - EXHAUST |  | NULL |  | NA | 0
AIR FAN - EXHAUST |  | NULL |  | NA | 0
AIR FAN - EXHAUST |  | NULL |  | NA | 0
AIR FAN - EXHAUST |  | NULL |  | NA | 0
AIR FAN - EXHAUST |  | NULL |  | NA | 0
AIR FAN - EXHAUST |  | NULL |  | NA | 0
AIR FAN - EXHAUST |  | NULL |  | NA | 0
AIR FAN - EXHAUST |  | NULL |  | NA | 0
AIR FAN - EXHAUST |  | NULL |  | NA | 0
AIR FAN - EXHAUST |  | NULL |  | NA | 0
AIR FAN - EXHAUST |  | NULL |  | NA | 0
AIR FAN - EXHAUST |  | NULL |  | NA | 0
COOL ROOM |  | NULL |  | NA | 0
PACKAGED AIR CONDITIONING UNIT |  | NULL |  | NA | 0
PACKAGED AIR CONDITIONING UNIT |  | NULL |  | NA | 0
PACKAGED AIR CONDITIONING UNIT |  | NULL |  | NA | 0
VARIABLE AIR VOLUME UNITS |  | NULL |  | NA | 0
VARIABLE AIR VOLUME UNITS |  | NULL |  | NA | 0
VARIABLE AIR VOLUME UNITS |  | NULL |  | NA | 0
VARIABLE AIR VOLUME UNITS |  | NULL |  | NA | 0
VARIABLE AIR VOLUME UNITS |  | NULL |  | NA | 0
VARIABLE AIR VOLUME UNITS |  | NULL |  | NA | 0
VARIABLE AIR VOLUME UNITS |  | NULL |  | NA | 0
AIR FAN - EXHAUST |  | NULL |  | NA | 0
AIR FAN - EXHAUST |  | NULL |  | NA | 0
AIR FAN - EXHAUST |  | NULL |  | NA | 0
AIR FAN - EXHAUST |  | NULL |  | NA | 0
PACKAGED AIR CONDITIONING UNIT |  | NULL |  | NA | 0
PACKAGED AIR CONDITIONING UNIT |  | NULL |  | NA | 0
AIR HANDLING UNIT |  | NULL |  | NA | 0
AIR HANDLING UNIT |  | NULL |  | NA | 0
AIR HANDLING UNIT |  | NULL |  | NA | 0
AIR HANDLING UNIT |  | NULL |  | NA | 0
AIR HANDLING UNIT |  | NULL |  | NA | 0
AIR HANDLING UNIT |  | NULL |  | NA | 0
AIR HANDLING UNIT |  | NULL |  | NA | 0
AIR HANDLING UNIT |  | NULL |  | NA | 0
AIR HANDLING UNIT |  | NULL |  | NA | 0
AIR HANDLING UNIT |  | NULL |  | NA | 0
AIR HANDLING UNIT |  | NULL |  | NA | 0
AIR HANDLING UNIT |  | NULL |  | NA | 0
AIR HANDLING UNIT |  | NULL |  | NA | 0
AIR HANDLING UNIT |  | NULL |  | NA | 0
AIR HANDLING UNIT |  | NULL |  | NA | 0
AIR HANDLING UNIT |  | NULL |  | NA | 0
AIR HANDLING UNIT |  | NULL |  | NA | 0
AIR HANDLING UNIT |  | NULL |  | NA | 0
AIR HANDLING UNIT |  | NULL |  | NA | 0
AIR HANDLING UNIT |  | NULL |  | NA | 0
AIR HANDLING UNIT |  | NULL |  | NA | 0
AIR HANDLING UNIT |  | NULL |  | NA | 0
AIR HANDLING UNIT |  | NULL |  | NA | 0
AIR HANDLING UNIT |  | NULL |  | NA | 0
CHILLED WATER PUMP |  | NULL |  | NA | 0
CHILLED WATER PUMP |  | NULL |  | NA | 0
CHILLER - RECIPROCATING |  | NULL |  | NA | 0
CHILLER - RECIPROCATING |  | NULL |  | NA | 0
AIR FAN - EXHAUST |  | NULL |  | NA | 0
AIR FAN - EXHAUST |  | NULL |  | NA | 0
AIR FAN - EXHAUST |  | NULL |  | NA | 0
AIR FAN - EXHAUST |  | NULL |  | NA | 0
AIR FAN - EXHAUST |  | NULL |  | NA | 0
AIR FAN - EXHAUST |  | NULL |  | NA | 0
AIR FAN - EXHAUST |  | NULL |  | NA | 0
AIR FAN - EXHAUST |  | NULL |  | NA | 0
AIR FAN - EXHAUST |  | NULL |  | NA | 0
AIR FAN - EXHAUST |  | NULL |  | NA | 0
AIR FAN - EXHAUST |  | NULL |  | NA | 0
AIR FAN - EXHAUST |  | NULL |  | NA | 0
AIR FAN - EXHAUST |  | NULL |  | NA | 0
AIR FAN - EXHAUST |  | NULL |  | NA | 0
AIR FAN - EXHAUST |  | NULL |  | NA | 0
AIR FAN - EXHAUST |  | NULL |  | NA | 0
AIR FAN - EXHAUST |  | NULL |  | NA | 0
AIR FAN - EXHAUST |  | NULL |  | NA | 0
AIR FAN - EXHAUST |  | NULL |  | NA | 0
AIR FAN - EXHAUST |  | NULL |  | NA | 0
AIR FAN - EXHAUST |  | NULL |  | NA | 0
AIR FAN - EXHAUST |  | NULL |  | NA | 0
AIR FAN - EXHAUST |  | NULL |  | NA | 0
AIR FAN - EXHAUST |  | NULL |  | NA | 0
AIR FAN - EXHAUST |  | NULL |  | NA | 0
AIR FAN - EXHAUST |  | NULL |  | NA | 0
AIR FAN - EXHAUST |  | NULL |  | NA | 0
AIR FAN - EXHAUST |  | NULL |  | NA | 0
AIR FAN - EXHAUST |  | NULL |  | NA | 0
AIR FAN - EXHAUST |  | NULL |  | NA | 0
COOL ROOM |  | NULL |  | NA | 0
PACKAGED AIR CONDITIONING UNIT |  | NULL |  | NA | 0
AIR HANDLING UNIT |  | NULL |  | NA | 0
AIR HANDLING UNIT |  | NULL |  | NA | 0
AIR HANDLING UNIT |  | NULL |  | NA | 0
CHILLER - RECIPROCATING |  | NULL |  | NA | 0
AIR FAN - EXHAUST |  | NULL |  | NA | 0
FAN COIL UNIT - DUCTED |  | NULL |  | NA | 0
FAN COIL UNIT - DUCTED |  | NULL |  | NA | 0
AIR FAN - EXHAUST |  | NULL |  | NA | 0
PACKAGED AIR CONDITIONING UNIT |  | NULL |  | NA | 0
PACKAGED AIR CONDITIONING UNIT |  | NULL |  | NA | 0
PACKAGED AIR CONDITIONING UNIT |  | NULL |  | NA | 0
AIR HANDLING UNIT |  | NULL |  | NA | 0
AIR HANDLING UNIT |  | NULL |  | NA | 0
AIR HANDLING UNIT |  | NULL |  | NA | 0
AIR HANDLING UNIT |  | NULL |  | NA | 0
AIR HANDLING UNIT |  | NULL |  | NA | 0
AIR HANDLING UNIT |  | NULL |  | NA | 0
AIR HANDLING UNIT |  | NULL |  | NA | 0
AIR HANDLING UNIT |  | NULL |  | NA | 0
AIR HANDLING UNIT |  | NULL |  | NA | 0
AIR HANDLING UNIT |  | NULL |  | NA | 0
AIR HANDLING UNIT |  | NULL |  | NA | 0
AIR HANDLING UNIT |  | NULL |  | NA | 0
AIR HANDLING UNIT |  | NULL |  | NA | 0
AIR HANDLING UNIT |  | NULL |  | NA | 0
AIR HANDLING UNIT |  | NULL |  | NA | 0
AIR FAN - EXHAUST |  | NULL |  | NA | 0
AIR FAN - EXHAUST |  | NULL |  | NA | 0
AIR FAN - EXHAUST |  | NULL |  | NA | 0
AIR FAN - EXHAUST |  | NULL |  | NA | 0
AIR FAN - EXHAUST |  | NULL |  | NA | 0
AIR FAN - EXHAUST |  | NULL |  | NA | 0
AIR FAN - EXHAUST |  | NULL |  | NA | 0
AIR FAN - EXHAUST |  | NULL |  | NA | 0
AIR FAN - EXHAUST |  | NULL |  | NA | 0
AIR FAN - EXHAUST |  | NULL |  | NA | 0
AIR FAN - EXHAUST |  | NULL |  | NA | 0
AIR FAN - EXHAUST |  | NULL |  | NA | 0
AIR FAN - EXHAUST |  | NULL |  | NA | 0
AIR FAN - EXHAUST |  | NULL |  | NA | 0
AIR FAN - EXHAUST |  | NULL |  | NA | 0
AIR FAN - EXHAUST |  | NULL |  | NA | 0
AIR FAN - EXHAUST |  | NULL |  | NA | 0
AIR FAN - EXHAUST |  | NULL |  | NA | 0
AIR FAN - EXHAUST |  | NULL |  | NA | 0
AIR FAN - EXHAUST |  | NULL |  | NA | 0
COOL ROOM |  | NULL |  | NA | 0
FUME CUPBOARD |  | NULL |  | NA | 0
FUME CUPBOARD |  | NULL |  | NA | 0
FUME CUPBOARD |  | NULL |  | NA | 0
FUME CUPBOARD |  | NULL |  | NA | 0
PACKAGED AIR CONDITIONING UNIT |  | NULL |  | NA | 0
HEAT EXCHANGER - ROTARY |  | NULL |  | NA | 0
HEAT EXCHANGER - ROTARY |  | NULL |  | NA | 0
VARIABLE AIR VOLUME UNITS |  | NULL |  | NA | 0
VARIABLE AIR VOLUME UNITS |  | NULL |  | NA | 0
VARIABLE AIR VOLUME UNITS |  | NULL |  | NA | 0
VARIABLE AIR VOLUME UNITS |  | NULL |  | NA | 0
VARIABLE AIR VOLUME UNITS |  | NULL |  | NA | 0
VARIABLE AIR VOLUME UNITS |  | NULL |  | NA | 0
CRAC UNIT |  | NULL |  | NA | 0
CRAC UNIT |  | NULL |  | NA | 0
CRAC UNIT |  | NULL |  | NA | 0
CRAC UNIT |  | NULL |  | NA | 0
AIR FAN - EXHAUST |  | NULL |  | NA | 0
AIR FAN - EXHAUST |  | NULL |  | NA | 0
AIR FAN - EXHAUST |  | NULL |  | NA | 0
AIR FAN - EXHAUST |  | NULL |  | NA | 0
COOL ROOM |  | NULL |  | NA | 0
AIR FAN - EXHAUST |  | NULL |  | NA | 0
AIR FAN - EXHAUST |  | NULL |  | NA | 0
AIR FAN - EXHAUST |  | NULL |  | NA | 0
AIR FAN - EXHAUST |  | NULL |  | NA | 0
AIR HANDLING UNIT |  | NULL |  | NA | 0
AIR HANDLING UNIT |  | NULL |  | NA | 0
AIR HANDLING UNIT |  | NULL |  | NA | 0
AIR HANDLING UNIT |  | NULL |  | NA | 0
AIR HANDLING UNIT |  | NULL |  | NA | 0
AIR HANDLING UNIT |  | NULL |  | NA | 0
AIR HANDLING UNIT |  | NULL |  | NA | 0
AIR HANDLING UNIT |  | NULL |  | NA | 0
AIR HANDLING UNIT |  | NULL |  | NA | 0
AIR HANDLING UNIT |  | NULL |  | NA | 0
AIR HANDLING UNIT |  | NULL |  | NA | 0
AIR HANDLING UNIT |  | NULL |  | NA | 0
CRAC UNIT |  | NULL |  | NA | 0
CRAC UNIT |  | NULL |  | NA | 0
CRAC UNIT |  | NULL |  | NA | 0
CRAC UNIT |  | NULL |  | NA | 0
CRAC UNIT |  | NULL |  | NA | 0
CRAC UNIT |  | NULL |  | NA | 0
AIR FAN - EXHAUST |  | NULL |  | NA | 0
AIR FAN - EXHAUST |  | NULL |  | NA | 0
AIR FAN - EXHAUST |  | NULL |  | NA | 0
AIR FAN - EXHAUST |  | NULL |  | NA | 0
AIR FAN - EXHAUST |  | NULL |  | NA | 0
AIR FAN - EXHAUST |  | NULL |  | NA | 0
AIR FAN - EXHAUST |  | NULL |  | NA | 0
AIR FAN - EXHAUST |  | NULL |  | NA | 0
AIR FAN - EXHAUST |  | NULL |  | NA | 0
AIR FAN - EXHAUST |  | NULL |  | NA | 0
AIR FAN - EXHAUST |  | NULL |  | NA | 0
AIR FAN - EXHAUST |  | NULL |  | NA | 0
AIR FAN - EXHAUST |  | NULL |  | NA | 0
AIR FAN - EXHAUST |  | NULL |  | NA | 0
AIR FAN - EXHAUST |  | NULL |  | NA | 0
AIR FAN - EXHAUST |  | NULL |  | NA | 0
AIR FAN - EXHAUST |  | NULL |  | NA | 0
AIR FAN - EXHAUST |  | NULL |  | NA | 0
AIR FAN - EXHAUST |  | NULL |  | NA | 0
AIR FAN - EXHAUST |  | NULL |  | NA | 0
AIR FAN - EXHAUST |  | NULL |  | NA | 0
AIR FAN - EXHAUST |  | NULL |  | NA | 0
AIR FAN - EXHAUST |  | NULL |  | NA | 0
PACKAGED AIR CONDITIONING UNIT | 1495W80068 | APAC | S80 HPBH | R22 | 28
PACKAGED AIR CONDITIONING UNIT | 1495W800069 | APAC | S80 BHHP | R22 | 28
PACKAGED AIR CONDITIONING UNIT | 1495W80063 | APAC | S80HPBH | R22 | 28
PACKAGED AIR CONDITIONING UNIT |  | APAC | S80 HPBH | R22 | 28
PACKAGED AIR CONDITIONING UNIT | 1495W80112 | APAC | S113 HP/BH | R22 | 13
PACKAGED AIR CONDITIONING UNIT | 1495W80065 | APAC | S80 HPBH | R22 | 30
PACKAGED AIR CONDITIONING UNIT |  | APAC | S98HPBH | R22 | 32
PACKAGED AIR CONDITIONING UNIT | 5195W85133 | APAC | S113 HPBH | R22 | 36
PACKAGED AIR CONDITIONING UNIT | 5195W85132 | APAC | S113 HPBH | NA | 0
PACKAGED AIR CONDITIONING UNIT | ? | APAC | S110 | R22 | 36
PACKAGED AIR CONDITIONING UNIT | 101632 | TEMPERZONE | OPA 1370RKTM01 ENG | R410A | 44
PACKAGED AIR CONDITIONING UNIT | 1995W81086 | APAC | S110 HPBH | R22 | 54
PACKAGED AIR CONDITIONING UNIT | 788871 | TEMPERZONE | OPA550RKTBH | R410A | 185
VARIABLE SPEED DRIVE |  | NULL |  | NA | 0
KITCHEN EXHAUST FAN | 498386 | FEDERAL | CHD716 | NA | 0
VARIABLE SPEED DRIVE |  | NULL |  | NA | 0
SWITCHBOARD MECHANICAL |  | REGENT |  | NA | 0
AIR FAN - RETURN |  | FEDERAL |  | NA | 0
PACKAGED AIR CONDITIONING UNIT |  | REGENT |  | NA | 0
SMOKE EXHAUST FAN |  | FEDERAL | RSS1256CA6F075 | NA | 0
SMOKE EXHAUST FAN |  | FEDERAL | RSS1256CASF076 | NA | 0
AIR FAN - SUPPLY | 499796 | FEDERAL | AP0564AP1024 | NA | 0
SWITCHBOARD MECHANICAL |  | REGENT |  | NA | 0
AIR FAN - SUPPLY | PO703 | ACSON | MA660 | NA | 0
PACKAGED AIR CONDITIONING UNIT | 1885441 | APAC | PO64AHR9QD | R22 | 1
DUCTED SPLIT SYSTEM | 185881 | APAC | S023OVR9AA | R22 | 10
PACKAGED AIR CONDITIONING UNIT | 185743 | APAC | PO75AHR9AD | R22 | 16
PACKAGED AIR CONDITIONING UNIT | 185810 | APAC |  | R22 | 18
PACKAGED AIR CONDITIONING UNIT | 185856 | APAC | PO96AHR9AD | R22 | 22
PACKAGED AIR CONDITIONING UNIT | 93295 | APAC | PO96AHR9AD | R22 | 22
PACKAGED AIR CONDITIONING UNIT | 185404 | APAC | H11301 | R22 | 36
PACKAGED AIR CONDITIONING UNIT | 185403 | APAC | H11301 | R22 | 36
PACKAGED AIR CONDITIONING UNIT | 186048 | APAC | H14509 | R22 | 51
AIR FAN - EXHAUST | 495597 | FEDERAL | CE356S | NA | 0
SWITCHBOARD MECHANICAL |  | HURLCON |  | NA | 0
SWITCHBOARD MECHANICAL |  | HURLCON |  | NA | 0
SWITCHBOARD MECHANICAL |  | REGENT |  | NA | 0
SMOKE EXHAUST FAN |  | FEDERAL | APS1266CA6F055 | NA | 0
AIR FAN - SUPPLY | 494692 | FEDERAL | AP0564GP631 | NA | 0
PACKAGED AIR CONDITIONING UNIT | 64482 | TEMPERZONE | OPA 250R | R22 | 7
PACKAGED AIR CONDITIONING UNIT | 644480 | TEMPERZONE | OPA250R | R22 | 7
PACKAGED AIR CONDITIONING UNIT | 64481 | TEMPERZONE | OPA250R | R22 | 7
PACKAGED AIR CONDITIONING UNIT | 64484 | TEMPERZONE | OPA390R | R22 | 9
PACKAGED AIR CONDITIONING UNIT | 64483 | TEMPERZONE | OPA390R | R22 | 9
PACKAGED AIR CONDITIONING UNIT | 64331 | TEMPERZONE | OPA 390R | R22 | 9
PACKAGED AIR CONDITIONING UNIT | 64485 | TEMPERZONE | OPA500RB | R410A | 16
PACKAGED AIR CONDITIONING UNIT | 64327 | TEMPERZONE | OPA 780RB | R22 | 17
PACKAGED AIR CONDITIONING UNIT | 64336 | TEMPERZONE | OPA780RB | R22 | 17
PACKAGED AIR CONDITIONING UNIT | 64335 | TEMPERZONE | OPA780RB | R22 | 18
PACKAGED AIR CONDITIONING UNIT | 64332 | TEMPERZONE | OPA 780 RB | R22 | 18
PACKAGED AIR CONDITIONING UNIT | 92050 | TEMPERZONE | OPA760RKTBH | R410A | 20
PACKAGED AIR CONDITIONING UNIT | 64498 | TEMPERZONE | OPA 920RB | R22 | 21
PACKAGED AIR CONDITIONING UNIT | 64324 | TEMPERZONE | BD1000R | R22 | 26
PACKAGED AIR CONDITIONING UNIT | 1495W80066 | APAC | S80 HPBH | R22 | 28
PACKAGED AIR CONDITIONING UNIT | 1495W800070 | APAC | S80 BHHP | R22 | 28
PACKAGED AIR CONDITIONING UNIT | 1495W80067 | APAC | S80 HPBH | R22 | 28
PACKAGED AIR CONDITIONING UNIT | 64321 | TEMPERZONE | BD1250R | R22 | 36
PACKAGED AIR CONDITIONING UNIT | 64377 | TEMPERZONE | OPA1600R | R22 | 36
PACKAGED AIR CONDITIONING UNIT | 64320 | TEMPERZONE | OPA1250R | R22 | 36
AIR FAN - EXHAUST | 9741 | AIRCLEAN | WCD354E | NULL | NULL
EXPANSION TANK (CLOSED LOOPS) | 13N042460009 | AUTOHEAT | DR300 | NULL | NULL
GAS DETECTION - SENSOR | FACT-STK-P11-A42S | NULL | GSTA-C | NA | 0
GAS DETECTION - SENSOR | FACT-STK-P11-A40Z | NULL | GSTA-C | NA | 0
GAS DETECTION - SENSOR | FACT-STK-P11-A37Z | NULL | GSTA-C | NA | 0
GAS DETECTION - SENSOR | FACT-STK-P11-A42Z | NULL | GSTA-C | NA | 0
GAS DETECTION - SENSOR | FACT-STK-P11-A37Z | NULL | GSTA-C | NA | 0
GAS DETECTION - SENSOR | FACT-STK-P11-A42Z | NULL | GSTA-C | NA | 0
GAS DETECTION - SENSOR | FACT-STK-P11-A40Z | NULL | GSTA-C | NA | 0
GAS DETECTION - SENSOR | FACT-STK-P11-A41Z | NULL | GSTA-C | NA | 0
GAS DETECTION - SENSOR | FACT-STK-P11-A42Z | NULL | GSTA-C | NA | 0
GAS DETECTION - SENSOR | FACT-STK-P11-A38Z | NULL | GSTA-C | NA | 0
GAS DETECTION - SENSOR | FACT-STK-P11-A41Z | NULL | GSTA-C | NA | 0
AIR FAN - EXHAUST | 468079 | FANTECH | CD314D | NA | 0
AIR FAN - EXHAUST | M01203 | FANTECH | MV204E | NA | 0
TOILET EXHAUST FAN | 16912 | DUCTLINE | DFC 365-4D | NA | 0
TOILET EXHAUST FAN | 189041A | FANS DIRECT | VFC 450-4D | NA | 0
TOILET EXHAUST FAN | 10196 | DUCTLINE | 355B6VD | NA | 0
TOILET EXHAUST FAN | 16912 | DUCTLINE | DCF 365-4D | NA | 0
TOILET EXHAUST FAN | 16917 | DUCTLINE | DCF 365-4D | NA | 0
AIR FAN - EXHAUST | 3850 | DUCTLINE | 855BLTH-A11 | NA | 0
TOILET EXHAUST FAN | 3617 | FANS DIRECT | VDC 310 -6E | NA | 0
TOILET EXHAUST FAN | 3619 | FANS DIRECT | VDC 310 -6E | NA | 0
BOILER - GAS FIRED | AN96050919 | RAYPAK | 4224BEM | NULL | NULL
BOILER - GAS FIRED | AN96060946 | RAYPAK | 4224BEM | NULL | NULL
HEATING HOT WATER PUMP | M5348 | BKB GROUP | 80-400 | NA | 0
HEATING HOT WATER PUMP | M5347 | BKB GROUP | 80-400 | NA | 0
HEATING HOT WATER PUMP | M5349 | BKB GROUP | 80-400 | NA | 0
SWITCHBOARD MECHANICAL | NONE LISTED | NULL | NONE LISTED | NA | 0
SWITCHBOARD MECHANICAL | NONE LISTED | NULL | NONE LISTED | NA | 0
SWITCHBOARD MECHANICAL | NONE LISTED | NULL | NONE LISTED | NA | 0
SWITCHBOARD MECHANICAL | NULL | NULL | NULL | NULL | NULL
SWITCHBOARD MECHANICAL | NONE LISTED | NULL | NONE LISTED | NA | 0
SWITCHBOARD MECHANICAL | 103004265-5591 | TRIDIUM | 51100350A | NA | 0
BMS | NA | SIEMENS | SIEMENS SYSTEM 600 | NA | 0
SWITCHBOARD MECHANICAL | NONE LISTED | NULL | NONE LISTED | NA | 0
CAR PARK EXHAUST FAN | CP1 | DUCTLINE | FCS1400-6-12-30 | NA | 0
CAR PARK EXHAUST FAN | CP2 | DUCTLINE | FCS1400-6-12-30 | NA | 0
SWITCHBOARD MECHANICAL | NONE LISTED | NULL | NONE LISTED | NA | 0
BMS | NA | SIEMENS | NA | NA | 0
CAR PARK SUPPLY AIR FAN | 468077 | FANTECH | MMD6363 | NA | 0
SMOKE SPILL FAN | 1196 D7618 | DUCTLINE | GES-1000-6-24 | NA | 0
SMOKE SPILL FAN | 1196 D7622 | DUCTLINE | GES-1210-6-2B | NA | 0
SMOKE SPILL FAN | 1196 D7610 | DUCTLINE | GES-900-6-2B | NA | 0
SMOKE SPILL FAN | 1196 D7611 | DUCTLINE | GES-900-6-2B | NA | 0
SMOKE SPILL FAN | 1196 D7612 | DUCTLINE | GES-900-6-2B | NA | 0
SMOKE SPILL FAN | 1196 D7613 | DUCTLINE | GES-900-6-2B | NA | 0
SMOKE SPILL FAN | 1196 D7614 | DUCTLINE | GES-900-6-2B | NA | 0
SMOKE SPILL FAN | 1196 D7615 | DUCTLINE | GES-900-6-2B | NA | 0
SMOKE SPILL FAN | 1196 D7616 | DUCTLINE | GES-1000-6-24 | NA | 0
SMOKE SPILL FAN | 1196 D7620 | DUCTLINE | GES-1000-6-24 | NA | 0
SMOKE SPILL FAN | 1196 D7619 | DUCTLINE | GES-1000-6-24 | NA | 0
SMOKE EXHAUST FAN | E5987917 | DUCTLINE | SDA1000-6 | NA | 0
SMOKE EXHAUST FAN | E599404 | DUCTLINE | SDA1000-6 | NA | 0
SMOKE EXHAUST FAN | 488408 | FANTECH | RSS1258FA12F110 | NA | 0
SMOKE EXHAUST FAN | 488408 | FANTECH | RSS1258FA12F110 | NA | 0
SMOKE EXHAUST FAN | 5921593 | DUCTLINE | SDA630-6 | NA | 0
SMOKE EXHAUST FAN | 69616912 | FANTECH | LPSS 1250-6-29 | NA | 0
SMOKE EXHAUST FAN | E599912 | DUCTLINE | SDA1000-6 | NA | 0
SMOKE EXHAUST FAN | E585115 | DUCTLINE | SDA1000-6 | NA | 0
SMOKE SPILL FAN | 1196 D7608 | DUCTLINE | GES-1000-6-24 | NA | 0
SMOKE SPILL FAN | 9601480 | DUCTLINE | LPSS1120 | NA | 0
SMOKE SPILL FAN | 9601480 | DUCTLINE | LPSS1120 | NA | 0
SMOKE SPILL FAN | 9601480 | DUCTLINE | LPSS1120 | NA | 0
SMOKE SPILL FAN | 9601480 | DUCTLINE | LPSS1120 | NA | 0
SMOKE SPILL FAN | 9601480 | DUCTLINE | LPSS1120 | NA | 0
SMOKE SPILL FAN | 9601480 | DUCTLINE | LPSS1120 | NA | 0
SMOKE SPILL FAN | 9601480 | DUCTLINE | LPSS1120 | NA | 0
SMOKE SPILL FAN | 9601480 | DUCTLINE | LPSS1120 | NA | 0
SMOKE SPILL FAN | 343820 | FANTECH | RSS1006GAH022 | NA | 0
SMOKE SPILL FAN | SS3 | DUCTLINE | LPSS1120 | NA | 0
SMOKE SPILL FAN | SS1 | DUCTLINE | LPSS1120 | NA | 0
SMOKE SPILL FAN | SS4 | DUCTLINE | LPSS1120 | NA | 0
SMOKE SPILL FAN | SS2 | DUCTLINE | LPSS1120 | NA | 0
FIRE DAMPER | NULL | BULLOCK | NULL | NULL | NULL
FIRE DAMPER | 7438491 | BULLOCK | 4900 CURTAIN | NA | 0
FIRE DAMPER | NA | KILARGO | NA | NA | 0
FIRE DAMPER | NA | KILARGO | NA | NA | 0
PACKAGED AIR CONDITIONING UNIT | RM303C | EMAIL | EF6668 | R22 | 6.8
PACKAGED AIR CONDITIONING UNIT | RM303C | EMAIL | EJ7000 | R22 | 6.8
PACKAGED AIR CONDITIONING UNIT | EE 6201 | EMAIL | RM402C | R22 | 9.3
PACKAGED AIR CONDITIONING UNIT | EE 6221 | EMAIL | RM402C | R22 | 9.3
PACKAGED AIR CONDITIONING UNIT | EI6333 | EMAIL | RM502C | R22 | 11.2
PACKAGED AIR CONDITIONING UNIT | EI 6310 | EMAIL | RM602 | R22 | 15
PACKAGED AIR CONDITIONING UNIT | 760059 | TEMPERZONE | OPA 370RKTBH | R410A | 11.6
PACKAGED AIR CONDITIONING UNIT | 92788 | TEMPERZONE | OPA465RKT | R410A | 17.6
PACKAGED AIR CONDITIONING UNIT | EF1906 | EMAIL | RM752C | R22 | 18.9
PACKAGED AIR CONDITIONING UNIT | EF1908 | EMAIL | RM752C | R22 | 18.9
PACKAGED AIR CONDITIONING UNIT | EI 1959 | EMAIL | RM752C | R22 | 18.9
PACKAGED AIR CONDITIONING UNIT | EI 1966 | EMAIL | RM752C | R22 | 18.9
PACKAGED AIR CONDITIONING UNIT | EI1957 | EMAIL | RM752C | R22 | 18.9
PACKAGED AIR CONDITIONING UNIT | 91915 | TEMPERZONE | OPA700RKTB | R410A | 25.1
PACKAGED AIR CONDITIONING UNIT | 92695 | TEMPERZONE | OPA850RKTBH | R410A | 19.6
PACKAGED AIR CONDITIONING UNIT | EF1918 | EMAIL | RM902C | R22 | 27.6
PACKAGED AIR CONDITIONING UNIT | EF1919 | EMAIL | RM902C | R22 | 27.6
PACKAGED AIR CONDITIONING UNIT | EF192 | EMAIL | RM902C | R22 | 27.6
PACKAGED AIR CONDITIONING UNIT | EF1916 | EMAIL | RM902C | R22 | 27.6
PACKAGED AIR CONDITIONING UNIT | EF1921 | EMAIL | RM902CR | R22 | 27.6
PACKAGED AIR CONDITIONING UNIT | EF1922 | EMAIL | RM902CR | R22 | 27.6
PACKAGED AIR CONDITIONING UNIT | EK2030 | EMAIL | RM902C | R22 | 27.6
PACKAGED AIR CONDITIONING UNIT | EJ2027 | EMAIL | RM902C | R22 | 27.6
PACKAGED AIR CONDITIONING UNIT | EJ2028 | EMAIL | RM902C | R22 | 28
PACKAGED AIR CONDITIONING UNIT | EK2031 | EMAIL | RM902CR | R22 | 27.6
PACKAGED AIR CONDITIONING UNIT | EI 1967 | EMAIL | RM902C | R22 | 28
PACKAGED AIR CONDITIONING UNIT | EG 1931 | EMAIL | RM902C | R22 | 27.6
PACKAGED AIR CONDITIONING UNIT | EI1968 | EMAIL | RM902CR | R22 | 27.6
PACKAGED AIR CONDITIONING UNIT | EI1970 | EMAIL | RM902CR | R22 | 27.6
PACKAGED AIR CONDITIONING UNIT | 94171 | TEMPERZONE | OPA1370RKTM01 | R410A | 40
PACKAGED AIR CONDITIONING UNIT | 94170 | TEMPERZONE | OPA1370RKTM01 | R410A | 40
PACKAGED AIR CONDITIONING UNIT | 94072 | TEMPERZONE | OPA1370RKTM01 | R410A | 40
PACKAGED AIR CONDITIONING UNIT | EE1913 | EMAIL | RM1300H | R22 | 42
PACKAGED AIR CONDITIONING UNIT | EE1914 | EMAIL | RM1300H | R22 | 42
PACKAGED AIR CONDITIONING UNIT | EE1959 | EMAIL | RM1300H | R22 | 42
PACKAGED AIR CONDITIONING UNIT | EE1939 | EMAIL | RM1300H | R22 | 42
PACKAGED AIR CONDITIONING UNIT | EJ2022 | EMAIL | RM1300H | R22 | 42
PACKAGED AIR CONDITIONING UNIT | EI1956 | EMAIL | RM1300H | R22 | 42
PACKAGED AIR CONDITIONING UNIT | EI1962 | EMAIL | RM1300H | R22 | 42
PACKAGED AIR CONDITIONING UNIT | EI1963 | EMAIL | RM1300H | R22 | 42
PACKAGED AIR CONDITIONING UNIT | EK2040 | EMAIL | RM1300H | R22 | 42
DUCTED SPLIT SYSTEM |  | TEMPERZONE |  | R410A | 0
CAR PARK EXHAUST FAN |  | FEDERAL |  | NA | 0
SMOKE EXHAUST FAN | 41093 | FEDERAL | SS14068CA12H200 | NA | 0
SMOKE EXHAUST FAN |  | FEDERAL |  | NA | 0
CAR PARK EXHAUST FAN |  | FEDERAL |  | OTHER | 0
AIR FAN - EXHAUST |  | FEDERAL |  | NA | 0
AIR FAN - EXHAUST |  | FEDERAL |  | NA | 0
CAR PARK EXHAUST FAN |  | FEDERAL |  | NA | 0
AIR FAN - EXHAUST |  | FEDERAL |  | NA | 0
SMOKE EXHAUST FAN |  | NULL |  | NA | 0
SWITCHBOARD MECHANICAL |  | HURLCON |  | NA | 0
VARIABLE SPEED DRIVE |  | ABB |  | NA | 0
AIR FAN - EXHAUST |  | FEDERAL |  | NA | 0
AIR FAN - EXHAUST |  | FEDERAL |  | NA | 0
SMOKE EXHAUST FAN |  | NULL |  | NA | 0
SMOKE EXHAUST FAN |  | NULL |  | NA | 0
AIR FAN - EXHAUST |  | FEDERAL |  | NA | 0
PACKAGED AIR CONDITIONING UNIT | 92048 | TEMPERZONE | OPA960RKTBH | R410A | 20
PACKAGED AIR CONDITIONING UNIT | 185811 | APAC | H11800 | R22 | 34
BOILER - GAS ATMOSPHERIC | UNKOWN | S&P | unknown | NULL | NULL
HEATING HOT WATER PUMP | 9702826 | ALCAIR | 210416 | NA | 0
HEATING HOT WATER PUMP | 9702827 | ALCAIR | 210416 | NA | 0
CHILLED WATER PUMP | 9702823 | ALCAIR | 210430 | NA | 0
CHILLED WATER PUMP | 970282 | ALCAIR | 210430 | NA | 0
AIR FAN - EXHAUST |  | FEDERAL |  | NA | 0
AIR FAN - EXHAUST |  | NULL |  | NA | 0
AIR FAN - RETURN | NA | FANTECH | NA | NA | 0
AIR HANDLING UNIT | 0498W02640 | CARRIER | HW020 | NA | 0
AIR FAN - RETURN | 114542 | FEDERAL | APS0564A10F015 | NA | 0
AIR HANDLING UNIT | 0398W02841 | CARRIER | HW014 | NA | 0
AIR FAN - EXHAUST | 114546 | FEDERAL | AP0504A1B005 | NA | 0
AIR FAN - RETURN | NA | FEDERAL | FAN TECH | NA | 0
AIR HANDLING UNIT | 0398W02842 | CARRIER | HW014 | CHILLED WATER | 0
AIR HANDLING UNIT | 28902839 | CARRIER | HW016 | NA | 0
AIR FAN - RETURN | 114540 | FEDERAL | APS056410F011 | NA | 0
AIR FAN - EXHAUST | NA | FANTECH | NA | NA | 0
AIR FAN - EXHAUST | NA | FANTECH | NA | NA | 0
SWITCHBOARD MECHANICAL | NULL | NULL | NULL | NA | 0
AIR HANDLING UNIT | 0398W02843 | CARRIER | HW014 | NA | 0
AIR HANDLING UNIT | 98W02545 | CARRIER | HW007 | CHILLED WATER | 0
AIR HANDLING UNIT | 0298W029838 | CARRIER | HW016 | CHILLED WATER | 0
AIR FAN - RETURN | 1145401 | FEDERAL | AS0564A10F011 | NA | 0
AIR HANDLING UNIT | 0398W02844 | CARRIER | HW034 | CHILLED WATER | 0
AIR HANDLING UNIT | 0298W02936 | CARRIER | HW016 | CHILLED WATER | 0
AIR FAN - RETURN | 114538 | FEDERAL | FAN TECH | NA | 0
AIR HANDLING UNIT | 0298W02887 | CARRIER | HW016 | CHILLED WATER | 0
AIR FAN - RETURN | 114540 | FEDERAL | APS0564A10FC112 | NA | 0
EXPANSION TANK (CLOSED LOOPS) |  | NULL |  | NA | 0
EXPANSION TANK (CLOSED LOOPS) |  | NULL |  | NA | 0
PACKAGED AIR CONDITIONING UNIT | 0398W1101 | APAC | HO900S9 HPBH | R22 | 35
CHILLER - AIR COOLED | 0598WO9383 | CARRIER | 30GN-210-L-910-03 | R22 | 170
FAN COIL UNIT - DUCTED |  | NULL |  | NA | 0
KITCHEN EXHAUST FAN | 43311 | PIFAN | AL LAMINAR | NULL | 0
KITCHEN EXHAUST FAN | 43310 | PIFAN | AL LAMINAR | NULL | NULL
CIRCULATING PUMP | NA | NULL | PWL-18 | NA | 0
AIR HANDLING UNIT | 25011 | MULLER | FS 090 V | CHILLED WATER | 0
AIR HANDLING UNIT | 25011 | MUNTERS | FS 090 V | NA | 0
AIR HANDLING UNIT | 25012 | MULLER | FS 110 V | CHILLED WATER | 0
VARIABLE SPEED DRIVE | 027515G371 | DANFOSS | FC-102P15KT4 | NULL | NULL
AIR HANDLING UNIT | 24803 | MULLER | FS 125 H | CHILLED WATER | 0
AIR HANDLING UNIT | 24804 | MULLER | FS 110 H | CHILLED WATER | 0
AIR HANDLING UNIT | 25013 | MULLER | FS 125 H | NULL | NULL
VARIABLE SPEED DRIVE | 024615G371 | DANFOSS | FC-102P18TK4 | NULL | NULL
AIR HANDLING UNIT | 25014 | MULLER | FS 050 V | CHILLED WATER | 1
VARIABLE SPEED DRIVE | 031315G371 | DANFOSS | FC-102P11KT4 | NULL | NULL
AIR HANDLING UNIT | 25016 | MULLER | FS 110 H | CHILLED WATER | 1
AIR HANDLING UNIT | 25018 | MULLER | FS 110 H | NA | 0
AIR HANDLING UNIT | 25021 | MULLER | FS 110 H | NA | 0
VARIABLE SPEED DRIVE | 027415G371 | DANFOSS | FC-102P15KT4P | NA | 0
AIR HANDLING UNIT | 25023 | MULLER | FS 125 H | NA | 0
VARIABLE SPEED DRIVE | 027115G371 | DANFOSS | FC-102P15KT4P | NULL | NULL
VARIABLE SPEED DRIVE | 031215G371 | DANFOSS | FC-102P11KT4 | NULL | NULL
AIR HANDLING UNIT | 25024 | MULLER | FS 110 V | NA | 0
AIR HANDLING UNIT | 25025 | MULLER | FS 110 H | NA | 0
VARIABLE SPEED DRIVE | 027215G371 | DANFOSS | FC-102P15KT4P | NULL | NULL
AIR HANDLING UNIT | 25026 | MULLER | FS 080 V | NA | 0
VARIABLE SPEED DRIVE | 030715G371 | DANFOSS | FC-102P11KT4 | NULL | NULL
AIR HANDLING UNIT | 25027 | MUNTERS | FS 027 V | CHILLED WATER | 1
AIR HANDLING UNIT | 24805 | MUNTERS | FS 110 H | CHILLED WATER | 1
AIR HANDLING UNIT | 25028 | MULLER | FS080V | NA | 0
VARIABLE SPEED DRIVE | 030815G371 | DANFOSS | FC-102P11K | NULL | 0
AIR HANDLING UNIT | 25031 | MULLER | FS 090 V | NA | 0
AIR HANDLING UNIT | 25029 | MULLER | FS 090 V | NA | 0
VARIABLE SPEED DRIVE | 031115G371 | DANFOSS | FC-102P11KT4 | NULL | NULL
SMOKE EXHAUST FAN | SEF1 | HISON | 6920 | NULL | NULL
SMOKE EXHAUST FAN | SEF2 | HISON | 6920 | NULL | NULL
SMOKE EXHAUST FAN | SEF4 | HISON | 6920 | NULL | NULL
SMOKE EXHAUST FAN | SEF8 | HISON | 6920 | NULL | NULL
SMOKE EXHAUST FAN | SEF6 | HISON | 6920 | NULL | NULL
SMOKE EXHAUST FAN | SEF7 | HISON | 6920 | NULL | NULL
SMOKE EXHAUST FAN | SEF5 | HISON | 6920 | NULL | NULL
SMOKE EXHAUST FAN | SEF3 | HISON | 6920 | NULL | NULL
SMOKE EXHAUST FAN | SEF22 | HISON | 6920 | NULL | NULL
SMOKE EXHAUST FAN | SEF10 | HISON | 6920 | NULL | NULL
SMOKE EXHAUST FAN | SEF9 | HISON | 6921 | NULL | NULL
SMOKE EXHAUST FAN | SEF12 | HISON | 6920 | NULL | NULL
SMOKE EXHAUST FAN | SEF26 | HISON | 6920 | NULL | 0
SMOKE EXHAUST FAN | SEF28 | HISON | 6920 | NULL | 0
SMOKE EXHAUST FAN | SEF29 | HISON | 6920 | NULL | 0
SMOKE EXHAUST FAN | SEF27 | HISON | 6920 | NULL | NULL
SMOKE EXHAUST FAN | SEF25 | HISON | 6920 | NULL | NULL
SMOKE EXHAUST FAN | SEF13 | HISON | 6920 | NULL | NULL
SMOKE EXHAUST FAN | SEF11 | HISON | 6920 | NULL | NULL
SMOKE EXHAUST FAN | SEF16 | HISON | 6920 | NULL | NULL
SMOKE EXHAUST FAN | SEF18 | HISON | 6920 | NULL | NULL
SMOKE EXHAUST FAN | SEF20 | HISON | 6920 | NULL | NULL
SMOKE EXHAUST FAN | SEF21 | HISON | 6920 | NULL | NULL
SMOKE EXHAUST FAN | SEF19 | HISENSE | 6920 | NULL | NULL
SMOKE EXHAUST FAN | SEF15 | HISON | 6920 | NULL | NULL
SMOKE EXHAUST FAN | SEF14 | HISON | 6920 | NULL | NULL
AIR HANDLING UNIT | AHU21 | WEATHERWALL | ASH-32 | CHILLED WATER | 1
VARIABLE SPEED DRIVE | XAV326-003468 | SIGREST DESIGN | SED2-435B | NULL | NULL
AIR HANDLING UNIT | AHU20 | WALKER | ASH-156 | CHILLED WATER | 1
VARIABLE SPEED DRIVE | T-V53162000037 | SIEMENS | - | NULL | NULL
AIR HANDLING UNIT | AHU22 | WALKER | ASH-110 | CHILLED WATER | 1
VARIABLE SPEED DRIVE | XAV424-004001 | SIEMENS | / | NULL | NULL
SMOKE EXHAUST FAN | 2 | FEDERAL | RSS1004GA6F075 | NULL | NULL
SMOKE EXHAUST FAN | 2 | FEDERAL | RSS1004GA6F075 | NULL | NULL
CHILLER - WATER COOLED | SABM-880070 | YORK | YKEEESQ75ELGS | R134A | 508.9
AIR FAN - SUPPLY |  | AXIAL | RH401-4AX | NA | 0
FIRE DAMPER | NULL | NULL | NULL | NULL | NULL
FIRE DAMPER | NULL | NULL | NULL | NA | 0
AIR FAN - EXHAUST |  | NULL | RH600-4AX | NA | 0
VARIABLE SPEED DRIVE | 090311G395 | DANFOSS | 131B6662 | NULL | NULL
CONDENSER WATER PUMP | 930008 | ALCAIR | 210447 | NULL | NULL
VARIABLE SPEED DRIVE | 031015G371 | DANFOSS | FC-102P11KT | NULL | NULL
SWITCHBOARD MECHANICAL |  | NULL |  | NULL | NULL
SWITCHBOARD MECHANICAL | NULL | AVTEL | NULL | NULL | NULL
SWITCHBOARD MECHANICAL | NULL | NULL | NULL | NULL | NULL
VARIABLE SPEED DRIVE | 027315G371 | DANFOSS | FC-102P15KT4 | NULL | NULL
SWITCHBOARD MECHANICAL | NULL | AVTEL | NULL | NULL | NULL
VARIABLE SPEED DRIVE | 024515G371 | DANFOSS | FC-102P18KT4P | NULL | NULL
VARIABLE SPEED DRIVE | 027815G371 | DANFOSS | FC-102P15KT4 | NA | 0
SWITCHBOARD MECHANICAL | NULL | AVTEL | NULL | NULL | NULL
SWITCHBOARD MECHANICAL | NULL | AVTEL | NULL | NULL | NULL
SWITCHBOARD MECHANICAL | MSSB 192 7A&7B 1994 | AVTEL | MSSB | NA | 0
AIR FAN - SUPPLY | KSF 1 | HISON | 6920 | NULL | NULL
DUCTED SPLIT SYSTEM | 6539801346 | PANASONIC | U-100PE1R8A | R410A | 3
CHILLED WATER PUMP | 930007 | ALCAIR | 210443 | NULL | NULL
VARIABLE SPEED DRIVE | 017324G019 | DANFOSS | 131N0212 | NULL | NULL
SWITCHBOARD MECHANICAL | MSSB 192 CP 1994 | NULL | MSSB | NA | 0
AIR FAN - SUPPLY | CPVF | HISON | 6920 | NULL | NULL
CHILLER - WATER COOLED | W08110320 | MCQUAY | MSC087MAW47GE0312 | R134A | 521
EXPANSION TANK (CLOSED LOOPS) | 202007080014 | OTHER | MASTERFLOW, MSF-300VL-PW-10 | NULL | NULL
CONDENSER WATER PUMP | 93 0005IMPDIA300 | ALCAIR | 210447 | NULL | NULL
CHILLED WATER PUMP | 9200665 | ALCAIR | 210443 | NULL | NULL
VARIABLE SPEED DRIVE | 012911G297 | DANFOSS | FC-102P45KT4 | NULL | NULL
VARIABLE SPEED DRIVE | T-V12562000052 | SIEMENS | SED2-37/35B | NULL | NULL
SWITCHBOARD MECHANICAL | MSSB 192 8A&8B 1994 | AVTEL | MSSB | NA | 0
SWITCHBOARD MECHANICAL | NULL | AVTEL | NULL | NULL | 0
VARIABLE SPEED DRIVE | 019810G261 | DANFOSS | FC-102P3KOT | NA | 0
VARIABLE SPEED DRIVE | 027715G371 | DANFOSS | FC-102P15K | NULL | NULL
AIR FAN - SUPPLY | KSF 2 | HISON | 7120 | NULL | NULL
SWITCHBOARD MECHANICAL | NULL | AVTEL | NULL | NULL | 0
SWITCHBOARD MECHANICAL | NULL | NULL | NULL | NA | 0
AIR FAN - SUPPLY | NA | AIR DESIGN | AP0634P10B007 | NULL | NULL
FIRE DAMPER |  | NULL |  | NULL | NULL
AIR FAN - EXHAUST | 29478 | FEDERAL | CD354D | NA | 0
FIRE DAMPER |  | NULL |  | NULL | NULL
AIR FAN - SUPPLY |  | NULL | RH700-4AX | NA | 0
SWITCHBOARD MECHANICAL | NULL | NULL | NULL | NULL | NULL
VARIABLE SPEED DRIVE | 030813G371 | DANFOSS | FC-102P11K | NULL | NULL
SMOKE EXHAUST FAN | SEF23 | HISON | 6920 | NULL | NULL
SMOKE EXHAUST FAN | SEF24 | HISON | 6920 | NULL | NULL
SMOKE EXHAUST FAN | SEF17 | HISON | 6920 | NULL | NULL
AIR FAN - SUPPLY | SAF6 | HISON | 6920 | NULL | NULL
SWITCHBOARD MECHANICAL | NULL | AVTEL | NULL | NULL | NULL
SWITCHBOARD MECHANICAL | NULL | NILSEN | NULL | NULL | NULL
TOILET EXHAUST FAN | 442997 | FEDERAL | CD454V | NULL | NULL
AIR FAN - EXHAUST |  | NULL |  | NA | 0
AIR FAN - EXHAUST |  | NULL |  | NA | 0
TOILET EXHAUST FAN | RH600-4AX | OTHER | RH600-4AX | NULL | NULL
SWITCHBOARD MECHANICAL |  | NULL | MSSB | NA | 0
AIR FAN - EXHAUST | 0 | FEDERAL | MV254E | NULL | NULL
KITCHEN EXHAUST FAN | RV400-4AX | NULL | HISON | NA | 0
AIR FAN - EXHAUST | 8 | FEDERAL | AD504D | NULL | NULL
NON DUCTED SPLIT SYSTEM | NA | MODULEX | DXK09Z3-S | R410A | 0
PACKAGED AIR CONDITIONING UNIT | 65504 | THERMAL EQUP CO | OPA 290R | NA | 0
SWITCHBOARD MECHANICAL | NULL | NILSEN | NULL | NULL | NULL
CHILLED WATER PUMP | 10057 | MONARCH | AS1359 IEC34 | NULL | NULL
VARIABLE SPEED DRIVE | T-T60162000067 | SIEMENS | SED2-37/35B | NULL | NULL
DX CONDENSING UNIT | NA | RAC | NO NAME PLATE | NA | 0
CHILLER - AIR COOLED | - | BAC | - | NA | 0
CIRCULATING PUMP | - | HARDLAND | - | NULL | NULL
AIR FAN - SUPPLY |  | NULL | RH700-4AX | NA | 0
CIRCULATING PUMP |  | NULL | TKS4HMZT SW1 | NA | 0
AIR FAN - EXHAUST | 102682 | AIR DESIGN | AP0564AP10B007 | NULL | NULL
AIR FAN - EXHAUST | UNKNOWN | FANTECH | RH-401-4AX | NULL | NULL
AIR FAN - EXHAUST | GEF4 | NULL | RH-401-4AX | NULL | NULL
AIR FAN - SUPPLY |  | FEDERAL |  | NA | 0
AIR FAN - EXHAUST | RH401-4AX | NULL | HISON | NULL | NULL
COOLING TOWER | - | BARREL FAN | - | NULL | NULL
COOLING TOWER | - | BAC | - | NULL | NULL
COOLING TOWER | - | BARREL FAN | - | NULL | NULL
COOLING TOWER | - | BAC | - | NULL | NULL
VARIABLE SPEED DRIVE | 087115G482 | DANFOSS | FC-102P30KT4 | NA | 0
VARIABLE SPEED DRIVE | 012717G283 | DANFOSS | FC102P30KT | NA | 0
NON DUCTED SPLIT SYSTEM | 130405910 RE | MITSUBISHI | Other | R410A | 1
UNDER CEILING SPLIT SYSTEM | 387004196 | PANASONIC | CS-F340TES | R410A | 0
UNDER CEILING SPLIT SYSTEM | 0387004398 R | PANASONIC | NA | R410A | 4
UNDER CEILING SPLIT SYSTEM | 0387004182R | PARKER | CS-F34DTE5 | R410A | 4
UNDER CEILING SPLIT SYSTEM | 780711316 | PARKER | CU-L34DBE5 | R410A | 4
DUCTED SPLIT SYSTEM | 0777209576R | PANASONIC | CU-L28DBE5 | R410A | 4
PACKAGED AIR CONDITIONING UNIT | 67415 | TEMPERZONE | OPA 290R | R22 | 8
PACKAGED AIR CONDITIONING UNIT | 4299W135885 | APAC | PO36AHR9AA | R22 | 10
PACKAGED AIR CONDITIONING UNIT | 385522 | ACTRON | PCG340L | R410A | 12
PACKAGED AIR CONDITIONING UNIT | 548064 | TEMPERZONE | OPA 600RB | R22 | 15
FRIDGE |  | NULL | NA | NA | 0
COOL ROOM | T05-005 | CAMEO | BRO32 | NA | 0
WALL MOUNTED SPLIT SYSTEM | 327100421 | PARKER | CS-A241KR | NA | 0
WALL MOUNTED SPLIT SYSTEM | 327100435 | PARKER | CS-A241KR | NA | 0
WALL MOUNTED SPLIT SYSTEM | 327100428 | PARKER | CS-A241KR | NA | 0
WALL MOUNTED SPLIT SYSTEM | 327100436 | PARKER | CS-A241KR | NA | 0
WALL MOUNTED SPLIT SYSTEM | 3850A20352R | LIEBERT | LSN364H-1 | NA | 0
COOL ROOM | 01J09 0200261 | KLOCHNER MOLLER | WJ31MHGB2 | NA | 0
COOL ROOM | 59080189H2006 | HI FLOW FANS | CAJT4519ZHR | NA | 0
WALL MOUNTED SPLIT SYSTEM | 725200513 | PARKER | CU-A241KR | NA | 0
WALL MOUNTED SPLIT SYSTEM | 725200444 | PARKER | CU-241KR | NA | 0
WALL MOUNTED SPLIT SYSTEM | 72500448 | PARKER | CU-A241KR | NA | 0
WALL MOUNTED SPLIT SYSTEM | UNKNOWN | LIEBERT | LSN364H-1 | NA | 0
HEAT EXCHANGER - WATER TO WAT | C3X00553 | NULL | GAU-A45HPA | NA | 0
COOL ROOM | 9703040545 | KLOCHNER MOLLER | KCR32 | NA | 0
FRIDGE | UNKNOWN | KLOCHNER MOLLER | BA14LMYB2 | NA | 0
COOL ROOM | 210043240 | KLOCHNER MOLLER | KCR13 | NA | 0
COOL ROOM | UNKNOWN | KLOCHNER MOLLER | UNKNOWN | NA | 0
AIR FAN - EXHAUST | 110A2636 | NULL | IIO F .W. | NA | 0
AIR FAN - EXHAUST | C0962 | NULL | II4 FWB DM | NA | 0
AIR FAN - EXHAUST | NA | FEDERAL | ECE204M | NA | 0
BOILER - ELECTRIC ELEMENT | H114 | KOSSMANN BROS | HSI HWR 24513962 | NA | 0
HEATING HOT WATER PUMP | A100 | ALCAIR | 100X65 | NA | 0
CHILLED WATER PUMP | B96779705P109370004 | HADEN | NKG65-40-250260 AH-E-B-BOOE | NA | 0
CHILLED WATER PUMP | B96779705P109370002 | HARDLAND | KNG65-40-250260 AH-E-B-BOOE | NA | 0
BMS | UNKNOWN | BARREL FAN | UNKNOWN | NA | 0
CHILLER - AIR COOLED | R756233 | TRITEC ELECT | ECXAN500J72XEHXX2XXXBXXA7XXXXXXXAIXXXX | NA | 0
AIR FAN - EXHAUST | UNKNOWN | NULL | UNKNOWN | NA | 0
SMOKE EXHAUST FAN | UNKNOWN | NULL | UNKNOWN | NA | 0
AIR HANDLING UNIT |  | NULL | NA | NA | 0
SWITCHBOARD MECHANICAL |  | MEDCO |  | NA | 0
AIR HANDLING UNIT |  | NULL |  | NA | 0
FIRE DAMPER | UNKNOWN | NULL | UNKNOWN | NA | 0
SWITCHBOARD MECHANICAL |  | MEDCO | NA | NA | 0
SWITCHBOARD MECHANICAL | MA | MEDCO | NA | NA | 0
AIR FAN - SUPPLY | 600CPD | ROBERT SHAW | G4147 | NA | 0
FIRE DAMPER | UNKNOWN | NULL | UNKNOWN | NA | 0
FIRE DAMPER | NA | NULL | NA | NA | 0
FIRE DAMPER | NA | NULL | NA | NA | 0
WALL MOUNTED SPLIT SYSTEM | 725200509 | PARKER | CU-A241KR | NA | 0
FREEZER | NA | WOODS | NA | NA | 0
WALL MOUNTED SPLIT SYSTEM | E041537 | DAKO | FTXS25EVMA | NA | 0
WALL MOUNTED SPLIT SYSTEM | E026376 | DAKO | FTXS60FVMA | NA | 0
WALL MOUNTED SPLIT SYSTEM | E042502 | DAKO | FTXS25FVMA | NA | 0
WALL MOUNTED SPLIT SYSTEM | 814001413 RE | MITSUBISHI | SRK35ZGA-S | NA | 0
WALL MOUNTED SPLIT SYSTEM | E003966 | DAKO | RXS25EBVA | NA | 0
WALL MOUNTED SPLIT SYSTEM | E035424 | DAKO | RXS60FVMA | NA | 0
WALL MOUNTED SPLIT SYSTEM | E003961 | DAKO | FTX25EVMA | NA | 0
WALL MOUNTED SPLIT SYSTEM | 833306932 | MITSUBISHI | SRC35ZG-S | NA | 0
WALL MOUNTED SPLIT SYSTEM | E006770 | DAKO | FTXS95LVMA | NA | 0
WALL MOUNTED SPLIT SYSTEM | E006190 | DAKO | RXS95LVMA | NA | 0
COOL ROOM | 997917-018 | CAMEO | BR021 | NA | 0
COOL ROOM | T53C221000131048B | NULL | CAJT9513ZMHR-2 | NA | 0
AIR FAN - EXHAUST | 42223 | NULL | V38-374-SP4 | NA | 0
WALL MOUNTED SPLIT SYSTEM | 2803Y40384 | CIEMANTS | 42P250H | NA | 0
WALL MOUNTED SPLIT SYSTEM | 2803Y40665 | CIEMANTS | 42P250H | NA | 0
WALL MOUNTED SPLIT SYSTEM | 42803Y40383 | CIEMANTS | 42P250H | NA | 0
WALL MOUNTED SPLIT SYSTEM | 4702Y10143 | CIEMANTS | 38P258H | NA | 0
WALL MOUNTED SPLIT SYSTEM | 4502Y00722 | CIEMANTS | 38P250H | NA | 0
0 - NOT SET | 4502Y00671 | CIEMANTS | 38P250H | NA | 0
WALL MOUNTED SPLIT SYSTEM | 23001664 | HITACHI | RAS-32CNAR | NA | 0
WALL MOUNTED SPLIT SYSTEM | 7475716605 | PANASONIC | CS-E9HKR | NA | 0
WALL MOUNTED SPLIT SYSTEM | 7475716575 | PARKER | CS-E9HKR | NA | 0
WALL MOUNTED SPLIT SYSTEM | 225630073 | HITACHI | RAC-32CNHA | NA | 0
WALL MOUNTED SPLIT SYSTEM | 7555015309 | PARKER | CU-E9HKR | NA | 0
WALL MOUNTED SPLIT SYSTEM | 7555015717 | PARKER | CU-E9HKR | NA | 0
DUCTED SPLIT SYSTEM | 9XM 01085 | MODULEX | PEA-RP71EA | NA | 0
DUCTED SPLIT SYSTEM | 03P00338 | MODULEX | SUZ-KA71VA | NA | 0
WALL MOUNTED SPLIT SYSTEM | 014202998 RE | MITSUBISHI | SRK71ZEA-S1 | NA | 0
WALL MOUNTED SPLIT SYSTEM | 014202991 RE | MITSUBISHI | SRK71ZEA-S1 | NA | 0
WALL MOUNTED SPLIT SYSTEM | 014000715 RE | MITSUBISHI | SRK35ZGA-S | NA | 0
WALL MOUNTED SPLIT SYSTEM | 9903833 | DAKO | FTX25HVEA | NA | 0
ELECTRIC DUCT HEATER | NA | NULL | NA | NA | 0
ELECTRIC DUCT HEATER | NA | NULL | NA | NA | 0
DUCTED SPLIT SYSTEM | 40325 | ALFA LAVAL | FC18T | NA | 0
DUCTED SPLIT SYSTEM | 39897 | ALFA LAVAL | FC22B | NA | 0
WALL MOUNTED SPLIT SYSTEM | 9004182 T | MODULEX | MSZ-GA71VA | NA | 0
WALL MOUNTED SPLIT SYSTEM | 9901869 | DAKO | FTX25HVEA | NA | 0
WALL MOUNTED SPLIT SYSTEM | 3SB61940-1F | DAKO | 4MX80HVEC | NA | 0
WALL MOUNTED SPLIT SYSTEM | 033803161 RE | MITSUBISHI | SRC71ZE-S1 | NA | 0
WALL MOUNTED SPLIT SYSTEM | 9005878 | MODULEX | MUZ-GA71VA | NA | 0
WALL MOUNTED SPLIT SYSTEM | 033501049 RE | MITSUBISHI | SRC35ZG-S | NA | 0
WALL MOUNTED SPLIT SYSTEM | 33803014 | MITSUBISHI | SRC71ZE-S1 | NA | 0
DUCTED SPLIT SYSTEM | 39818 | ALFA LAVAL | HCS18SL | NA | 0
DUCTED SPLIT SYSTEM | 40039 | ALFA LAVAL | HCS22T | NA | 0
AIR FAN - EXHAUST | NA | NULL | NA | NA | 0
AIR FAN - EXHAUST | NA | NULL | NA | NA | 0
SWITCHBOARD MECHANICAL | NA | NULL | NA | NA | 0
AIR FAN - EXHAUST | 702892 | NULL | NA | NA | 0
PACKAGED AIR CONDITIONING UNIT | 488393W55556 | ACPAC | S65HPBH | NA | 0
FIELD CONTROLLER | UNKNOWN | HOVAL | UNKNOWN | NA | 0
AIR FAN - EXHAUST | UNKNOWN | NULL | UNKNOWN | NA | 0
AIR FAN - EXHAUST | UNKNOWN | NULL | UNKNOWN | NA | 0
ELECTRIC DUCT HEATER | UNKNOWN | NULL | UNKNOWN | NA | 0
AIR FAN - EXHAUST | NA | NULL | NA | NA | 0
WALL MOUNTED SPLIT SYSTEM | 723502068 RE | MITSUBISHI | SRK50ZGX-S | NA | 0
WALL MOUNTED SPLIT SYSTEM | 741202601 | MITSUBISHI | SRC50ZGX-S | NA | 0
DUCTED SPLIT SYSTEM | 21260005 | TRANE | MMD-P071H | NA | 0
COOL ROOM | T05A-004. 15826705015 | CAMEO | BR032A | NA | 0
DUCTED SPLIT SYSTEM | 500110001 | TRANE | MMY-MP1001HT8 | NA | 0
AIR FAN - EXHAUST | 13836 | NULL | A3404 | NA | 0
AIR FAN - EXHAUST | 13836 | NULL | A3404 | NA | 0
AIR FAN - EXHAUST | 01EM 9152 | SINKO | TD-800200 | NA | 0
COOL ROOM | T52H160700100000A | LU-VE CONTARDO | CAJT4519ZHR | NA | 0
WALL MOUNTED SPLIT SYSTEM | C000672 | DAKO | FVXS71HVMA | NA | 0
WALL MOUNTED SPLIT SYSTEM | E002318 | DAKO | RXS71HVMA | NA | 0
WALL MOUNTED SPLIT SYSTEM | 6988 | MODULEX | MSZ-GE80VA | NA | 0
WALL MOUNTED SPLIT SYSTEM | 9442 | MODULEX | MSZ-GE80VA | NA | 0
WALL MOUNTED SPLIT SYSTEM | E000253 | DAKO | FTXE25BVMA | NA | 0
WALL MOUNTED SPLIT SYSTEM | 4900923 | DAKO | ATXD71CV4 | NA | 0
WALL MOUNTED SPLIT SYSTEM | 13472 | MODULEX | MUZ-GE80VA | NA | 0
WALL MOUNTED SPLIT SYSTEM | 13474 | MODULEX | MUZ-GE80VA | NA | 0
WALL MOUNTED SPLIT SYSTEM | 4914 | MODULEX | MUZ-GE80VA | NA | 0
WALL MOUNTED SPLIT SYSTEM | 4908941 | DAKO | RXE25BVMA | NA | 0
WALL MOUNTED SPLIT SYSTEM | 4001026 | DAKO | ATXD71BV4 | NA | 0
WALL MOUNTED SPLIT SYSTEM | 9434 | MODULEX | MSZ-GE80VA | NA | 0
WALL MOUNTED SPLIT SYSTEM | 813901266RE | MITSUBISHI | SRK25ZGA-S | R410A | 1
WALL MOUNTED SPLIT SYSTEM | 815701230RE | MITSUBISHI | SRK80ZEA-S1 | R410A | 2
WALL MOUNTED SPLIT SYSTEM | 815701225 | MITSUBISHI | SRK80ZEA-S1 | R410A | 2
WALL MOUNTED SPLIT SYSTEM | 8355400975 RE | MITSUBISHI | SRC80ZE-S1 | R410A | 2
WALL MOUNTED SPLIT SYSTEM | 835400894 RE | MITSUBISHI | SRC80ZE-S1 | R410A | 2
WALL MOUNTED SPLIT SYSTEM | 833207298 RE | MITSUBISHI | SRC25ZG-S | R410A | 2
0 - NOT SET | E010260 | DAKO | FTXS35LVMA | NA | 0
0 - NOT SET | 3008408 | MODULEX | MSZ-GE35VA2 | NA | 0
WALL MOUNTED SPLIT SYSTEM | E002669 | DAKO | FTXS25KVMA | NA | 0
WALL MOUNTED SPLIT SYSTEM | E001139 | DAKO | FTXS35KVMA | NA | 0
WALL MOUNTED SPLIT SYSTEM | E002672 | DAKO | FTXS25KVMA | NA | 0
CASSETTE SPLIT SYSTEM | R043560 | GREGORY | UTG-UFYB-W | NA | 0
CASSETTE SPLIT SYSTEM | R044204 | GREGORY | UTG-UFYB-W | NA | 0
WALL MOUNTED SPLIT SYSTEM | 52100493 | TRANE | RAV-SM561KRT-E | NA | 0
WALL MOUNTED SPLIT SYSTEM | 52100502 | TRANE | RAV-SM561KRT-E | NA | 0
0 - NOT SET | 52100559 | TRANE | RAV-SM561KRT-E | NA | 0
WALL MOUNTED SPLIT SYSTEM | 52100563 | TRANE | RAV-SM561KRT-E | NA | 0
WALL MOUNTED SPLIT SYSTEM | 52100508 | TRANE | RAV-SM561KRT-E | NA | 0
WALL MOUNTED SPLIT SYSTEM | 52100504 | TRANE | RAV-SM561KRT-E | NA | 0
WALL MOUNTED SPLIT SYSTEM | 52100505 | TRANE | RAV-SM561KRT-E | NA | 0
WALL MOUNTED SPLIT SYSTEM | 52100487 | TRANE | RAV-SM561KRT-E | NA | 0
WALL MOUNTED SPLIT SYSTEM | 52100503 | TRANE | RAV-SM561KRT-E | NA | 0
WALL MOUNTED SPLIT SYSTEM | 521495 | TRANE | RAV-SM561KRT-E | NA | 0
VRF DUCTED SPLIT | 409G0208 | TRANE | MMU-AP0091H | NA | 0
VRF DUCTED SPLIT | 510G0049 | TRANE | MMU-AP0091H | NA | 0
VRF DUCTED SPLIT | 510G0048 | TRANE | MMU-AP0091H | NA | 0
VRF DUCTED SPLIT | 510G0050 | TRANE | MMU-AP0091H | NA | 0
VRF DUCTED SPLIT | 510G0047 | TRANE | MMU-AP0091H | NA | 0
VRF DUCTED SPLIT | 510G0046 | TRANE | MMU-AP0091H | NA | 0
WALL MOUNTED SPLIT SYSTEM | E004265 | DAKO | FTXS71KVMA | NA | 0
WALL MOUNTED SPLIT SYSTEM | E004247 | DAKO | FTXS71KVMA | NA | 0
CASSETTE SPLIT SYSTEM | T11200159HK | MITSUBISHI | FDTN408H | NA | 0
CASSETTE SPLIT SYSTEM | UAD89475 | HONEYWELL | RCI-3.0FSN3 | NA | 0
CASSETTE SPLIT SYSTEM | R002075 | GREGORY | AUTA30LBLU | NA | 0
0 - NOT SET | T11200050HK | MITSUBISHI | FDTN408H | NA | 0
VRF DUCTED SPLIT | 3900560 | DAKO | FHYC125KVE9 | NA | 0
CASSETTE SPLIT SYSTEM | 3900531 | DAKO | FHYC125KVE9 | NA | 0
VRF DUCTED SPLIT | 3900534 | DAKO | FHYC125KVE9 | NA | 0
VRF DUCTED SPLIT | 3900561 | DAKO | FHYC125KVE9 | NA | 0
WALL MOUNTED SPLIT SYSTEM | E024909 | DAKO | FTXS35GVMA | NA | 0
WALL MOUNTED SPLIT SYSTEM | E000878 | DAKO | FTXS71KVMA | NA | 0
WALL MOUNTED SPLIT SYSTEM | E000886 | DAKO | FTXS71KVMA | NA | 0
CASSETTE SPLIT SYSTEM | E004166 | DAKO | FHYC100KVE9 | NA | 0
CASSETTE SPLIT SYSTEM | E004169 | DAKO | FHYC100KVE9 | NA | 0
CASSETTE SPLIT SYSTEM | E004366 | DAKO | FHYC125KVE9 | NA | 0
CASSETTE SPLIT SYSTEM | E004367 | DAKO | FHYC125KVE9 | NA | 0
CASSETTE SPLIT SYSTEM | E004375 | DAKO | FHYC125KVE9 | NA | 0
WALL MOUNTED SPLIT SYSTEM | E003550 | DAKO | FTXS60FVMA | NA | 0
CASSETTE SPLIT SYSTEM | 2789 | ENGLISH ELECT | U14HB | NA | 0
CASSETTE SPLIT SYSTEM | 2889 | ENGLISH ELECT | U14HB | NA | 0
CASSETTE SPLIT SYSTEM | 1901301 | DAKO | FLX60JVEA | NA | 0
WALL MOUNTED SPLIT SYSTEM | 1906576 | DAKO | FTXD71JVEA | NA | 0
WALL MOUNTED SPLIT SYSTEM | E010248 | DAKO | RXS35LVMA | NA | 0
WALL MOUNTED SPLIT SYSTEM | 300368 | MODULEX | MUZ-GE35VA2 | NA | 0
WALL MOUNTED SPLIT SYSTEM | E003985 | DAKO | RXS25JVMA | NA | 0
WALL MOUNTED SPLIT SYSTEM | E001634 | DAKO | RXS35KVMA | NA | 0
0 - NOT SET | R000389 | GREGORY | AOTA18LALL | NA | 0
CASSETTE SPLIT SYSTEM | R 003174 | GREGORY | AOTA18LALL | NA | 0
WALL MOUNTED SPLIT SYSTEM | 502P0077 | TRANE | RAV-SM560AT-E | NA | 0
WALL MOUNTED SPLIT SYSTEM | 502P0009 | TRANE | RAV-SM560AT-E | NA | 0
WALL MOUNTED SPLIT SYSTEM | 502P0070 | TRANE | RAV-SM560AT-E | NA | 0
WALL MOUNTED SPLIT SYSTEM | 502P0030 | TRANE | RAV-SM560AT-E | NA | 0
WALL MOUNTED SPLIT SYSTEM | 502P0061 | TRANE | RAV-SM560AT-E | NA | 0
WALL MOUNTED SPLIT SYSTEM | 502P0022 | TRANE | RAV-SM560AT-E | NA | 0
WALL MOUNTED SPLIT SYSTEM | 502P0007 | TRANE | RAV-SM560AT-E | NA | 0
WALL MOUNTED SPLIT SYSTEM | 502P0032 | TRANE | RAV-SM560AT-E | NA | 0
0 - NOT SET | 502P0008 | TRANE | RAV-SM560AT-E | NA | 0
WALL MOUNTED SPLIT SYSTEM | 502P0010 | TRANE | RAV-SM560AT-E | NA | 0
WALL MOUNTED SPLIT SYSTEM | E005455 | DAKO | FTXS71KVMA | NA | 0
WALL MOUNTED SPLIT SYSTEM | E005002 | DAKO | FTXS71KVMA | NA | 0
CASSETTE SPLIT SYSTEM | T000193 | GREGORY | A30LGTL | NA | 0
CASSETTE SPLIT SYSTEM | UAB86429 | HONEYWELL | RAS-3HVRNM2 | NA | 0
CASSETTE SPLIT SYSTEM | 81NL 01388 SG | MITSUBISHI | FDC406HES3 | NA | 0
0 - NOT SET | 81NL 01409 SG | MITSUBISHI | FDC406HES3 | NA | 0
VRF DUCTED SPLIT | 2900601 | DAKO | RY250KUY1 | NA | 0
CASSETTE SPLIT SYSTEM | 290095 | DAKO | RY250KUY1 | NA | 0
WALL MOUNTED SPLIT SYSTEM | E000277 | DAKO | FTXS71KVMA | NA | 0
WALL MOUNTED SPLIT SYSTEM | E000168 | DAKO | FTXS71KVMA | NA | 0
WALL MOUNTED SPLIT SYSTEM | E002521 | DAKO | FTXS60FVMA | NA | 0
CASSETTE SPLIT SYSTEM | 15389 | ENGLISH ELECT | CS14HA | NA | 0
CASSETTE SPLIT SYSTEM | 51979 | ENGLISH ELECT | CS14HA | NA | 0
CASSETTE SPLIT SYSTEM | E004181 | DAKO | RY100LUY1 | NA | 0
CASSETTE SPLIT SYSTEM | E004180 | DAKO | RY100LUY1 | NA | 0
CASSETTE SPLIT SYSTEM | E004793 | DAKO | RY125LUY1 | NA | 0
CASSETTE SPLIT SYSTEM | E004781 | DAKO | RY125LUY1 | NA | 0
CASSETTE SPLIT SYSTEM | E004792 | DAKO | RY125LUY1 | NA | 0
WALL MOUNTED SPLIT SYSTEM | 528 | DAKO | FTXD71JVEA | NA | 0
CASSETTE SPLIT SYSTEM | 100911 | DAKO | NA | NA | 0
AIR FAN - EXHAUST | NA | NULL | NA | NA | 0
AIR FAN - EXHAUST | NA | NULL | NA | NA | 0
CIRCULATING PUMP | NA | HARDLAND | UPS 25-80 180 | NA | 0
AIR FAN - OUTSIDE | NA | SINKO | TD 1300 | NA | 0
AIR FAN - OUTSIDE | NA | SINKO | TD 1300 | NA | 0
AIR FAN - OUTSIDE | NA | SINKO | TD 1300 | NA | 0
AIR FAN - OUTSIDE | NA | SINKO | RD 1300 | NA | 0
AIR FAN - EXHAUST | NA | NULL | AR1404D | NA | 0
AIR FAN - EXHAUST |  | NULL | DFC3554E | NA | 0
AIR FAN - EXHAUST | NA | FEDERAL | ECE152M | NA | 0
AIR FAN - EXHAUST | 422756 | FEDERAL | CE568D | NA | 0
AIR FAN - EXHAUST | 426543 | FEDERAL | CE314D | NA | 0
AIR FAN - EXHAUST | NA | FEDERAL | CE568D | NA | 0
AIR FAN - EXHAUST | NA | NULL | NA | NA | 0
AIR FAN - EXHAUST | NA | NULL | NA | NA | 0
AIR FAN - EXHAUST | NA | ZENITH | FE050-4EF.41.6L | NA | 0
AIR FAN - EXHAUST | NA | ZENITH | FE050-4EF.41.6L | NA | 0
COOL ROOM | NA | KLOCHNER MOLLER | CAJT4492YHR | NA | 0
COOL ROOM | UNKNOWN | KLOCHNER MOLLER | UNKNOWN | NA | 0
FIELD CONTROLLER | NA | HOVAL | CP-IPC-12 | NA | 0
ELECTRIC DUCT HEATER | UNKNOWN | NULL | UNKNOWN | NA | 0
FAN COIL UNIT - DUCTED | NA | NULL | NA | NA | 0
AIR HANDLING UNIT | NA | NULL | NA | NA | 0
AIR HANDLING UNIT | NA | NULL | NA | NA | 0
DUCTED SPLIT SYSTEM | NA | TRANE | NA | NA | 0
DUCTED SPLIT SYSTEM | NA | TRANE | NA | NA | 0
DUCTED SPLIT SYSTEM | NA | TRANE | NA | NA | 0
DUCTED SPLIT SYSTEM | NA | TRANE | NA | NA | 0
DUCTED SPLIT SYSTEM | NA | TRANE | NA | NA | 0
DUCTED SPLIT SYSTEM | NA | TRANE | NA | NA | 0
DUCTED SPLIT SYSTEM | NA | TRANE | NA | NA | 0
VRF DUCTED SPLIT | 50940002 | TRANE | MMD-AP0241H | NA | 0
DUCTED SPLIT SYSTEM | 287739 | AQUA | S0551HR9BB | NA | 0
DUCTED SPLIT SYSTEM | 508P0407 | TRANE | RAV-SM561AT-E | NA | 0
DUCTED SPLIT SYSTEM | 508P0342 | TRANE | RAV-SM561AT-E | NA | 0
DUCTED SPLIT SYSTEM | 508P0375 | TRANE | RAV-SM561AT-E | NA | 0
DUCTED SPLIT SYSTEM | 508P0374 | TRANE | RAV-SM561AT-E | NA | 0
DUCTED SPLIT SYSTEM | 508P0376 | TRANE | RAV-SM561AT-E | NA | 0
DUCTED SPLIT SYSTEM | 508P0341 | TRANE | RAV-SM561AT-E | NA | 0
DUCTED SPLIT SYSTEM | 508P0141 | TRANE | RAV-SM561AT-E | NA | 0
VRF DUCTED SPLIT | 50710028 | TRANE | MMY-MAP1002FT8 | NA | 0
DUCTED SPLIT SYSTEM |  | AQUA | S0550VR9AE | NA | 0
SWITCHBOARD MECHANICAL | NA | NULL | NA | NA | 0
BOILER - GAS ATMOSPHERIC | NA | BELMO | LUNA HT1.550 | NA | 0
BOILER - GAS ATMOSPHERIC | NA | BELMO | LUNA HT1.550 | NA | 0
CIRCULATING PUMP | NA | HADEN | UPS 25-80 180 | NA | 0
HEATING HOT WATER PUMP | 472137006006-101027 | NULL | HV 4.022 M3-5 B-1000-G-1-V01.4 | NA | 0
HEATING HOT WATER PUMP | 472137006002-101027 | NULL | HV 4.022 M3-5 B-1000-G-1-V01.4 | NA | 0
SWITCHBOARD MECHANICAL | NA | NULL | NA | NA | 0
AIR FAN - SUPPLY | UNKNOWN | NULL | UNKNOWN | NA | 0
ELECTRIC DUCT HEATER | NA | NULL | NA | NA | 0
AIR FAN - SUPPLY | NA | NULL |  | NA | 0
FIELD CONTROLLER | NA | HOVAL | NA | NA | 0
SWITCHBOARD MECHANICAL | NA | NULL | NA | NA | 0
FIELD CONTROLLER | NA | HOVAL | NA | NA | 0
PACKAGED AIR CONDITIONING UNIT | 4100075105 | ACCENT AIR | AEAP0270GTA1S | NA | 0
PACKAGED AIR CONDITIONING UNIT | 286567 | AQUA | P026AHR9AA | NA | 0
COOL ROOM | 1108041413 | KLOCHNER MOLLER | KMT016 | NA | 0
COOL ROOM | NA | NULL | NA | NA | 0
COOL ROOM | NA | NULL |  | NA | 0
WALL MOUNTED SPLIT SYSTEM | E003988 | DAKO | RXS25JVMA | NA | 0
COOL ROOM | 04A19162317 | HI FLOW FANS | CAJ9480Z | NA | 0
WALL MOUNTED SPLIT SYSTEM | E010243 | DAKO | FTXS35EVMA | NA | 0
COOL ROOM | T53D061000212430B | LU-VE CONTARDO | CAJT9510ZMHR | NA | 0
COOL ROOM | T53E171000103609B | LU-VE CONTARDO | CAJT9510ZMHR | NA | 0
FIELD CONTROLLER | 50980283 | TRANE | RBM-Y1122FE | NA | 0
HEATING HOT WATER PUMP | 1512008A12 | TCL | PSGC2C | NA | 0
HEATING HOT WATER PUMP | 1512008A11 | TCL | PSGD2C | NA | 0
HEATING HOT WATER PUMP | 1512908A10 | TCL | PSGD2C | NA | 0
AIR FAN - SUPPLY | NOT VISIBLE | A G COOMBS | NOT VISIBLE | NA | 0
AIR FAN - SUPPLY | 352136 | FEDERAL | JVWD6 | NA | 0
AIR FAN - EXHAUST | NOT VISIBLE | SINKO | NOT VISIBLE | NA | 0
AIR FAN - SUPPLY | NOT VISIBLE | A G COOMBS | NOT VISIBLE | NA | 0
AIR FAN - EXHAUST | 347453 | FEDERAL | APO312AA5B003 | NA | 0
AIR FAN - SUPPLY | NOT VISIBLE | A G COOMBS | NOT VISIBLE | NA | 0
AIR FAN - EXHAUST | NOT VISIBLE | SINKO | TD2000 | NA | 0
AIR FAN - EXHAUST | NOT VISIBLE | FEDERAL | APO312AA5B003 | NA | 0
AIR FAN - EXHAUST | 354270 | FEDERAL | CD566VGL | NA | 0
VARIABLE SPEED DRIVE |  | AGER | MSC 3 R30 | NA | 0
CHILLED WATER PUMP | P 111320001 | NULL | PUMP ENGINEERS NKG 125 80 315 | NA | 0
VARIABLE SPEED DRIVE |  | AGER | MSC 3R 30 | NA | 0
BMS | NA | NULL | NA | NA | 0
BMS |  | UNKNOWN |  | NA | 0
SWITCHBOARD MECHANICAL | LC2274-01 | R.G.LADD | K-MSSB-1 | NA | 0
SWITCHBOARD MECHANICAL | UNKOWN | NULL | UNKOWN | NA | 0
AIR FAN - SUPPLY | 512777 | FANTECH | SCD504 | NA | 0
EVAPORATIVE COOLER | 50005619 | CELAIRE | 3070055 | NA | 0
EVAPORATIVE COOLER | 50005620 | CELAIRE | 3070055 | NA | 0
EVAPORATIVE COOLER | 50003793 | CELAIRE | 3070055 | NA | 0
TOILET EXHAUST FAN | 461177 | FANTECH | AD504D | NA | 0
AIR FAN - EXHAUST | UNKOWN | UNKNOWN | UNKOWN | NA | 0
TOILET EXHAUST FAN | 500345 | FANTECH | CE354V | NA | 0
TOILET EXHAUST FAN | 201135A | FANS DIRECT | DFC355-4E | NA | 0
AIR FAN - EXHAUST | UNKNOWN | NULL | UNKNOWN | NA | 0
AIR FAN - EXHAUST | UNKNOWN | UNKNOWN | UNKNOWN | NA | 0
AIR FAN - EXHAUST | UNKOWN | UNKNOWN | UNKOWN | NA | 0
AIR FAN - EXHAUST | UNKNOWN | UNKNOWN | UNKNOWN | NA | 0
AIR FAN - EXHAUST | UNKOWN | FANTECH | UNKOWN | NA | 0
AIR FAN - EXHAUST | UNKOWN | FANTECH | UNKOWN | NA | 0
AIR FAN - SUPPLY | UNKOWN | FANTECH | 301-4 | NA | 0
CASSETTE SPLIT SYSTEM | 971301105EK | MITSUBISHI | FDT71VD | R410A | 3
CASSETTE SPLIT SYSTEM | 171306062SF | MITSUBISHI | FDC71VNX | R410A | 3
VRV DUCTED SPLIT | E031197 | DAIKIN | FXMQ125PVE | R410A | 6
VRV DUCTED SPLIT | E031198 | DAIKIN | FXMQ125PVE | R410A | 6
DUCTED SPLIT SYSTEM | E000343 | DAIKIN | RXYQ10TY1A | R404A | 6
PACKAGED AIR CONDITIONING UNIT | 5613K02879 | LENNOX | KHA180S4BN1M | R410A | 20
PACKAGED AIR CONDITIONING UNIT | 5613K02875 | LENNOX | KHA240S4BN1M | R410A | 24
PACKAGED AIR CONDITIONING UNIT | 5613K02874 | LENNOX | KHA240S4BN1M | R410A | 24
PACKAGED AIR CONDITIONING UNIT | 5613K02873 | LENNOX | KHA240S4BN1M | R410A | 24
PACKAGED AIR CONDITIONING UNIT | 5613K02871 | LENNOX | KHA240S4BN1M | R410A | 24
PACKAGED AIR CONDITIONING UNIT | 5613K02872 | LENNOX | KHA240S4BN1M | R410A | 24
PACKAGED AIR CONDITIONING UNIT | 5613H08044 | LENNOX | KHA240S4BN1M | R410A | 24
PACKAGED AIR CONDITIONING UNIT | 5613K02877 | LENNOX | KHA240S4BN1M | R410A | 24
PACKAGED AIR CONDITIONING UNIT | 5613K02876 | LENNOX | KHA240S4BN1M | R410A | 24
BMS |  | TRIDIUM |  | NA | 0
SWITCHBOARD MECHANICAL |  | UNKNOWN |  | NA | 0
SWITCHBOARD MECHANICAL |  | NULL |  | NA | 0
AIR CURTAIN | UNKNOWN | UNKNOWN | AD200 | NA | 0
FURNACE | D5172 | AIRA | SD40 | NA | 0
AIR DAMPER |  | UNKNOWN |  | NA | 0
MULTI HEAD NON DUCTED SPLIT | 38271 | SANYO | SAP-KM97GHS5AE | NA | 0
SWITCHBOARD MECHANICAL |  | UNKNOWN |  | NA | 0
EVAPORATIVE COOLER | 536125 | BONAIRE | 3040015 | NA | 0
EVAPORATIVE COOLER | 535997 | BONAIRE | 3040015 | NA | 0
EVAPORATIVE COOLER | 50005614 | CELAIRE | 3060055 | NA | 0
EVAPORATIVE COOLER | 50005611 | CELAIRE | 3060055 | NA | 0
AIR FAN - EXHAUST | UNKNOWN | FANTECH | UNKNOWN | NA | 0
AIR FAN - EXHAUST | UNKNOWN | UNKNOWN | UNKNOWN | NA | 0
AIR FAN - EXHAUST | UNKNOWN | UNKNOWN | UNKNOWN | NA | 0
AIR FAN - EXHAUST | UNKNOWN | UNKNOWN | UNKNOWN | NA | 0
AIR FAN - EXHAUST | UNKNOWN | UNKNOWN | UNKNOWN | NA | 0
AIR FAN - EXHAUST | UNKNOWN | FANTECH | UNKNOWN | NA | 0
AIR FAN - EXHAUST | UNKNOWN | FANTECH | UNKNOWN | NA | 0
AIR FAN - EXHAUST |  | UNKNOWN |  | NA | 0
TOILET EXHAUST FAN |  | UNKNOWN |  | NA | 0
EVAPORATIVE COOLER | 50005610 | CELAIRE | 3060055 | NA | 0
AIR FAN - EXHAUST | UNKNOWN | FANTECH | UNKNOWN | NA | 0
TOILET EXHAUST FAN | UNKNOWN | UNKNOWN | UNKNOWN | NA | 0
MULTI HEAD NON DUCTED SPLIT | 305704021RE | MITSUBISHI | SKM32ZA | R410A | 3
CASSETTE SPLIT SYSTEM | UNKOWN | SANYO | UNKOWN | R22 | 3
CASSETTE SPLIT SYSTEM | 2739 | SANYO | SPW-X251AH5 | R22 | 3
MULTI HEAD NON DUCTED SPLIT | 40600120RE | MITSUBISHI | SKM40ZA | R410A | 3
MULTI HEAD DUCTED SPLIT SYSTEM | 29871 | SANYO | SAP-MC1827GH5 | R22 | 3
MULTI HEAD DUCTED SPLIT SYSTEM | UNKNOWN | MITSUBISHI | UNKNOWN | R410A | 5
CONDENSER UNIT | GD5146 | UNKNOWN | PPX310-1 | R134A | 220
AIR HANDLING UNIT | NA | COOLAIR | ASH2000FM | R134A | 220
BMS |  | TRIDIUM | NIAGRA J600E | NA | 0
AIR HANDLING UNIT |  | NULL |  | NA | 0
CHILLED WATER PUMP |  | GRUNDFOS | MGR132MB4FF265G3 | NA | 0
GAS DETECTION - SENSOR |  | DWYER INSTRU | CDT-2D40 | NA | 0
FAN COIL UNIT - DUCTED | NOT VISIBLE | A G COOMBS | SMH040 | NA | 0
FIELD CONTROLLER | NOT VISIBLE | TECO | XENTA 451A | NA | 0
SWITCHBOARD MECHANICAL | NOT VISIBLE | A G COOMBS | NOT VISIBLE | NA | 0
BOILER - GAS FIRED | OCALDICO16 | NHP | ARIZONA | NA | 0
FIELD CONTROLLER | NOT VISIBLE | TECO | XENTA 301 | NA | 0
SWITCHBOARD MECHANICAL | NOT VISIBLE | A G COOMBS | NOT VISIBLE | NA | 0
BOILER - GAS FIRED | OCALDICI16 | NHP | ARIZONA | NA | 0
FIELD CONTROLLER | NOT VISIBLE | TECO | XENTA | NA | 0
SWITCHBOARD MECHANICAL | NOT VISIBLE | A G COOMBS | NOT VISIBLE | NA | 0
BOILER - GAS FIRED | OCALDICI11 | NHP | ARIZONA | NA | 0
AIR FAN - EXHAUST | NOT VISIBLE | SINKO | TD-500 | NA | 0
HEAT EXCHANGER - AIR TO AIR | 1310188-2 | A G COOMBS | ARMCOR XC600CM | NA | 0
AIR FAN - EXHAUST | NOT VISIBLE | FEDERAL | TD800200N | NA | 0
AIR HANDLING UNIT | 0806-3732 | AIR CHANGE | ERV6000 | NULL | NULL
DUCTED SPLIT SYSTEM | 770910 | AQUA | 5021IHR7BN | R410A | 1.2
FAN COIL UNIT - DUCTED | NOT VISIBLE | AQUATHERM | SMH040-0-00-2H-L | NA | 0
FAN COIL UNIT - DUCTED | NOT VISIBLE | AQUATHERM | SMH040-0-00-2H-R | NA | 0
FIELD CONTROLLER | NOT VISIBLE | ABB | NOT VISIBLE | NA | 0
FIELD CONTROLLER | NOT VISIBLE | ABB | NOT VISIBLE | NA | 0
AIR HANDLING UNIT | NOT VISIBLE | AIRCHANGE | ERV6000 | NULL | NULL
AIR HANDLING UNIT | 0806-3731 | AIRCHANGE | ERV6000-HTM-CR-HWC-HSF | NULL | NULL
0 - NOT SET | 0806-3738 | AIR CHANGE | ERV6000-HTM-CR-HWC-HSF | NA | 0
FIELD CONTROLLER | NOT VISIBLE | ABB | NOT VISIBLE | NA | 0
AIR HANDLING UNIT | NOT VISIBLE | ABB | NOT VISIBLE | NULL | NULL
AIR FAN - SUPPLY | 352135 | FEDERAL | JVWD6 | NA | 0
AIR FAN - SUPPLY | 352135 | FEDERAL | JVWD6 | NA | 0
AIR FAN - SUPPLY | 352136 | FEDERAL | JVWD6 | NA | 0
SWITCHBOARD MECHANICAL | NOT VISIBLE | A G COOMBS | NOT VISIBLE | NA | 0
FIELD CONTROLLER | NOT VISIBLE | TECO | XENTA | NA | 0
FAN COIL UNIT - DUCTED | NOT VISIBLE | A G COOMBS | SMH060-0-00-2H-L | NA | 0
AIR FAN - EXHAUST | NOT VISIBLE | FEDERAL | CD356V | NA | 0
AIR FAN - SUPPLY | NOT VISIBLE | A G COOMBS | MACRO | NA | 0
AIR FAN - SUPPLY | 352135 | FEDERAL | JVWD6 | NA | 0
WALL MOUNTED SPLIT SYSTEM | 82100075 | TRANE | RAS-10SKV-A | R410A | 1.3
WALL MOUNTED SPLIT SYSTEM | 82100015 | TRANE | RAS-10SAV-A | R410A | 1.3
WALL MOUNTED SPLIT SYSTEM | E007378 | DAKO | FTKS35KVMA | R410A | 2
UNDER CEILING SPLIT SYSTEM | 801P0648 | TRANE | RAV-SM802AT-E | R410A | 2.1
WALL MOUNTED SPLIT SYSTEM | E004431 | DAKO | RKS35KVMA | R410A | 1.6
UNDER CEILING SPLIT SYSTEM | 70930018 | TRANE | RAV-SM802CT-E | R410A | 1.3
COOL ROOM | 17150403002 | CAMEO | TO5A-025 | R404A | 3
WALL MOUNTED SPLIT SYSTEM | 3525 | MODULEX | MUZ-GE60VA | R410A | 2.4
DUCTED SPLIT SYSTEM | 62138 | AQUA | S006OHR7BN | R407C | 3.1
WALL MOUNTED SPLIT SYSTEM | 8083 | MODULEX | MSZ-GE60VA | R410A | 1.1
DUCTED SPLIT SYSTEM | 770911 | AQUA | SO12IHR7AN | R407C | 4.1
DUCTED SPLIT SYSTEM | 66270 | AQUA | S012OHR7BN | R407C | 4.2
COOL ROOM | NOT VISIBLE | LU-VE CONTARDO | NOT VISIBLE | R404A | 2.6
FREEZER ROOM | NOT VISIBLE | HI FLOW FANS | NOT VISIBLE | R404A | 2.6
DUCTED SPLIT SYSTEM | 62136 | ACPAC | S021IHR7BN | R407C | 5.3
DUCTED SPLIT SYSTEM | 62137 | ACPAC | S0215HR7BN | R407C | 5.3
DUCTED SPLIT SYSTEM | 767674 | AQUA | S021IHR7BN | R407C | 5.4
DUCTED SPLIT SYSTEM | 15609 | AQUA | S015OMR9BN | R407C | 4.9
FREEZER | 17243804004 | CAMEO | TO6A- 004 | R404A | 1.4
DUCTED SPLIT SYSTEM | NOT VISIBLE | AQUA | FO36IBR9BE | R407C | 3.9
DUCTED SPLIT SYSTEM | NOT VISIBLE | AQUA | NOT VISIBLE | R407C | 4.6
DUCTED SPLIT SYSTEM | 62612 | AQUA | S021OHR9BN | R22 | 6.3
DUCTED SPLIT SYSTEM | 62614 | AQUA | S021OHR9BN | R407C | 6.3
DUCTED SPLIT SYSTEM | 62611 | AQUA | S021OHR9BN | R407C | 6.3
DUCTED SPLIT SYSTEM | 62613 | AQUA | S021OHR9BN | R407C | 6.3
DUCTED SPLIT SYSTEM | 62131 | AQUA | S030VR9AE | R22 | 10.5
DUCTED SPLIT SYSTEM | 62587 | AQUA | S036OVR9BF | R407C | 11.4
WALL MOUNTED SPLIT SYSTEM | 425601442BE | MITSUBISHI | SRK35ZJ-S1 | NA | 0
ELECTRIC DUCT HEATER | NA | NULL | NA | NA | 0
AIR FAN - OUTSIDE | NA | NULL | NA | NA | 0
SWITCHBOARD MECHANICAL | NA | NULL | NA | NA | 0
WALL MOUNTED SPLIT SYSTEM | 465901079 RE | MITSUBISHI | SRC35ZJ-S1 | NA | 0
WALL MOUNTED SPLIT SYSTEM | 813900653RE | MITSUBISHI | SRK25ZGA-S | NA | 0
WALL MOUNTED SPLIT SYSTEM | 2903769 | DAKO | FTXD50JVEA | NA | 0
WALL MOUNTED SPLIT SYSTEM | NA | DAKO | FTXD60JVEA | NA | 0
WALL MOUNTED SPLIT SYSTEM | 020722668RE | MITSUBISHI | SRK35ZJ-S | NA | 0
WALL MOUNTED SPLIT SYSTEM | 833201523RE | MITSUBISHI | SRC25ZG-S | NA | 0
WALL MOUNTED SPLIT SYSTEM | 2005747 | DAKO | RXD60JVEA | NA | 0
WALL MOUNTED SPLIT SYSTEM | 2003090 | DAKO | RXD50JVEA9 | NA | 0
WALL MOUNTED SPLIT SYSTEM | 037918090RE | MITSUBISHI | SRC35ZJ-S | NA | 0
AIR FAN - EXHAUST | NA | SINKO | NA | NA | 0
ELECTRIC DUCT HEATER | NA | SULZER | NA | NA | 0
ELECTRIC DUCT HEATER | NA | SULZER | NA | NA | 0
ELECTRIC DUCT HEATER | NA | SULZER | NA | NA | 0
AIR FAN - SUPPLY | 03K 1330B | SINKO | TD-800 | NA | 0
AIR FAN - OUTSIDE | 1365 | NULL | SCD 400-4E | NA | 0
WALL MOUNTED SPLIT SYSTEM | E001972 | DAKO | FTXS25GVMA | NA | 0
WALL MOUNTED SPLIT SYSTEM | E002102 | DAKO | FTYN25GV1A | NA | 0
AIR FAN - RETURN | UNKNOWN | FEDERAL | UNKNOWN | NA | 0
AIR CURTAIN | UNKNOWN | NULL | APPLIMO | NA | 0
AIR FAN - EXHAUST | 368102 | FEDERAL | CE506D | NA | 0
ELECTRIC DUCT HEATER | UNKNOWN | SULZER | UNKNOWN | NA | 0
EXTRACTION SYSTEM - SMOKE | UNKNOWN | FEDERAL | UNKNOWN | NA | 0
EXTRACTION SYSTEM - SMOKE | UNKNOWN | FEDERAL | UNKNOWN | NA | 0
AIR FAN - EXHAUST | 367524 | FEDERAL | CE254D | NA | 0
ELECTRIC DUCT HEATER | UNKNOWN | SULZER | 12KW | NA | 0
AIR FAN - EXHAUST | UNKNOWN | FEDERAL | UNKNOWN | NA | 0
AIR FAN - EXHAUST | UNKNOWN | FEDERAL | UNKNOWN | NA | 0
AIR FAN - RETURN | UNKNOWN | NULL | UNKNOWN | NA | 0
SMOKE EXHAUST FAN | UNKNOWN | NULL | UNKNOWN | NA | 0
SMOKE EXHAUST FAN | UNKNOWN | NULL | UNKNOWN | NA | 0
SMOKE EXHAUST FAN | UNKNOWN | NULL | UNKNOWN | NA | 0
SMOKE EXHAUST FAN | UNKNOWN | NULL | UNKNOWN | NA | 0
ELECTRIC DUCT HEATER | UNKNOWN | NULL | UNKNOWN | NA | 0
FIELD CONTROLLER | UNKNOWN | TECO | XENTA 282 | NA | 0
0 - NOT SET | UNKNOWN | SULZER | 1.5KW | NA | 0
AIR FAN - SUPPLY | UNKNOWN | FEDERAL | UNKNOWN | NA | 0
ELECTRIC DUCT HEATER | UNKNOWN | NULL | UNKNOWN | NA | 0
ELECTRIC DUCT HEATER | UNKNOWN | NULL | UNKNOWN | NA | 0
PACKAGED AIR CONDITIONING UNIT | 78317 | THERMAL EQUP CO | OPA 430 RKT | NA | 0
EXTRACTION SYSTEM - SMOKE | NA | FEDERAL | NA | NA | 0
ELECTRIC DUCT HEATER | NA | SULZER | NA | NA | 0
SWITCHBOARD MECHANICAL | NA | SYSTEMAIR | NA | NA | 0
ELECTRIC DUCT HEATER | NA | NULL | NA | NA | 0
ELECTRIC DUCT HEATER | NA | NULL | NA | NA | 0
ELECTRIC DUCT HEATER | NA | NULL | NA | NA | 0
AIR FAN - OUTSIDE | NA | FEDERAL | NA | NA | 0
AIR FAN - OUTSIDE | NA | FEDERAL | NA | NA | 0
WALL MOUNTED SPLIT SYSTEM | UNKNOWN | DAKO | FTXS50GV1A | R410A | 1
WALL MOUNTED SPLIT SYSTEM | E007136 | DAKO | FTYN35DV1A | R410A | 1
WALL MOUNTED SPLIT SYSTEM | UNKNOWN | DAKO | FTYN35DV1A | R410A | 1
WALL MOUNTED SPLIT SYSTEM | E009304 | DAKO | RYN25DV1A | R410A | 1
WALL MOUNTED SPLIT SYSTEM | E007727 | DAKO | RYN35DV1A | R410A | 1
WALL MOUNTED SPLIT SYSTEM | E007270 | DAKO | RYN35DV1A | R410A | 1
WALL MOUNTED SPLIT SYSTEM | E009310 | DAKO | RYN25DV1A | R410A | 1
WALL MOUNTED SPLIT SYSTEM | UNKNOWN | DAKO | FTYN35DV1A | R410A | 1
WALL MOUNTED SPLIT SYSTEM | E007808 | DAKO | FTYN35DV1A | R410A | 1
HEATING WATER STORAGE VESSEL | NA | NULL | NA | NA | 0
0 - NOT SET | E000263 | DAKO | FTYN35GV1A | NA | 0
WALL MOUNTED SPLIT SYSTEM | E004031 | DAKO | FTYN50DV1A | R410A | 2
WALL MOUNTED SPLIT SYSTEM | E009117 | DAKO | RXS25EBVMA | R410A | 2
WALL MOUNTED SPLIT SYSTEM | E001904 | DAKO | RYN25DAV1 | R410A | 2
WALL MOUNTED SPLIT SYSTEM | E007152 | DAKO | RYN35DV1A | R410A | 2
HEATING WATER STORAGE VESSEL | C3300186 | NULL | GAU-A45HPA | OTHER | 2
WALL MOUNTED SPLIT SYSTEM | E003728 | DAKO | RYN50DV1A | R410A | 2
WALL MOUNTED SPLIT SYSTEM | E004269 | DAKO | RYN50DV1A | R410A | 2
WALL MOUNTED SPLIT SYSTEM | E006749 | DAKO | RYN35DV1A | R410A | 2
DUCTED SPLIT SYSTEM | 663565 | THERMAL EQUP CO | OSA 223RKTV | R410A | 5
DUCTED SPLIT SYSTEM | NA | THERMAL EQUP CO | ISD223K | R410A | 5
PACKAGED AIR CONDITIONING UNIT | 74191 | THERMAL EQUP CO | OPA410R | R22 | 6
PACKAGED AIR CONDITIONING UNIT | 74038 | THERMAL EQUP CO | OPA 410 R | R22 | 6
PACKAGED AIR CONDITIONING UNIT | 74139& | THERMAL EQUP CO | OPR410R | R22 | 6
PACKAGED AIR CONDITIONING UNIT | 74161 | THERMAL EQUP CO | OPA410R | R22 | 6
PACKAGED AIR CONDITIONING UNIT | 74190 | THERMAL EQUP CO | OPA410R | R22 | 7
PACKAGED AIR CONDITIONING UNIT | 78266 | THERMAL EQUP CO | OPA430RKT | R410A | 8
AIR FAN - EXHAUST | 531 | NULL | N24 | NA | 0
AIR FAN - EXHAUST | NA | FEDERAL | CD716D | NA | 0
AIR FAN - EXHAUST | 531 | NOIROT | N40 | NA | 0
AIR FAN - EXHAUST | NA | FEDERAL | CD636V | NA | 0
AIR FAN - EXHAUST | NA | FEDERAL | CE406V | NA | 0
AIR FAN - EXHAUST | NA | FEDERAL | CE406D | NA | 0
AIR FAN - EXHAUST | G1510 | NULL | NA | NA | 0
AIR FAN - EXHAUST | 531 | NOIROT | N40 | NA | 0
AIR FAN - EXHAUST | 531 | NOIROT | N40 | NA | 0
AIR FAN - EXHAUST | NA | FEDERAL | CE508D | NA | 0
AIR FAN - EXHAUST | NA | FEDERAL | CE504D | NA | 0
AIR FAN - EXHAUST | NA | FEDERAL | CE504D | NA | 0
AIR FAN - EXHAUST | NA | FEDERAL | CD404V | NA | 0
AIR FAN - EXHAUST | NA | FEDERAL | CD634D | NA | 0
AIR FAN - EXHAUST | NA | FEDERAL | CHD716EXE | NA | 0
AIR FAN - EXHAUST | NA | FEDERAL | NA | NA | 0
AIR FAN - EXHAUST | NA | FEDERAL | CE406D | NA | 0
AIR FAN - EXHAUST | NA | FEDERAL | NA | NA | 0
AIR FAN - EXHAUST | D19176 | NULL | CW90 | NA | 0
AIR FAN - EXHAUST | NA | FEDERAL | CE506VEX | NA | 0
AIR FAN - EXHAUST | NA | FEDERAL | CE354VEX | NA | 0
AIR FAN - EXHAUST | NA | FEDERAL | MV254E | NA | 0
AIR FAN - EXHAUST | C4711 | SINKO | HXM-300 | NA | 0
EXTRACTION SYSTEM - DUST | 8877-3 | NULL | UMA. 254.G5 | NA | 0
AIR FAN - EXHAUST | NA | FEDERAL | MV302 | NA | 0
AIR FAN - EXHAUST | NA | FEDERAL | CE314D | NA | 0
AIR FAN - EXHAUST | 8877-1 | NULL | UMA.104.V | NA | 0
AIR FAN - EXHAUST | 531 | NOIROT | N24 | NA | 0
AIR FAN - SUPPLY | NA | FEDERAL | AP1006EX | NA | 0
AIR FAN - SUPPLY | NA | FEDERAL | APO564EX | NA | 0
ELECTRIC DUCT HEATER | NA | SULZER | NA | NA | 0
ELECTRIC DUCT HEATER | NA | SULZER | NA | NA | 0
FIELD CONTROLLER | NA | HOVAL | NA | NA | 0
AIR FAN - EXHAUST | NA | FEDERAL | CHD716EXE | NA | 0
AIR FAN - SUPPLY | NA | FEDERAL | AP1006EX | NA | 0
ELECTRIC DUCT HEATER | NA | SULZER | NA | NA | 0
AIR FAN - EXHAUST | 531 | NOIROT | N40 | NA | 0
AIR FAN - EXHAUST | NA | FEDERAL | CD356VEX | NA | 0
AIR FAN - EXHAUST | NA | FEDERAL | CEG34D | NA | 0
HUMIDIFIER | UNKNOWN | CARRIER | UNKNOWN | NA | 0
HUMIDIFIER | NA | CARRIER | NA | NA | 0
BOILER - GAS FIRED | 2497 | HURRICAN VENTI | HNAR 600 | NA | 0
ELECTRIC DUCT HEATER | UNKNOWN | SULZER | UNKNOWN | NA | 0
HEATING HOT WATER PUMP | UNKNOWN | HARDLAND | B9689627P111120001 | NA | 0
HEATING HOT WATER PUMP | UNKNOWN | HARDLAND | B96770082P209370003 5 | NA | 0
CHILLED WATER PUMP | UNKNOWN | HARDLAND | B96877431P111140001 | NA | 0
CHILLED WATER PUMP | UNKNOWN | HARDLAND | B96603922P210490001. 5 | NA | 0
SWITCHBOARD MECHANICAL | UNKNOWN | NULL | UNKNOWN | NA | 0
VARIABLE SPEED DRIVE | 3R01113 | AGER | MSC-3R7 | NA | 0
VARIABLE SPEED DRIVE | 3R00713 | AGER | MSC-3R7 | NA | 0
VARIABLE SPEED DRIVE | 3R01118 | AGER | MSC-3R11 | NA | 0
VARIABLE SPEED DRIVE | 3R01113 | AGER | MSC-3R11 | NA | 0
VARIABLE SPEED DRIVE | 3R00513 | AGER | MSC-3R5 | NA | 0
VARIABLE SPEED DRIVE | UNKNOWN | AGER | MSC-3R7 | NA | 0
VARIABLE SPEED DRIVE | 3R02313 | AGER | MSC-3R23 | NA | 0
VARIABLE SPEED DRIVE | UNKNOWN | ABB | PSE25-600-70 | NA | 0
SWITCHBOARD MECHANICAL | UNKNOWN | NULL | UNKNOWN | NA | 0
ELECTRIC DUCT HEATER | UNKNOWN | SULZER | UNKNOWN | NA | 0
FAN COIL UNIT - DUCTED | 82785 | THERMAL EQUP CO | IND95-41 | NA | 0
FAN COIL UNIT - DUCTED | 83124 | THERMAL EQUP CO | IMD 420-41 | NA | 0
FAN COIL UNIT - DUCTED | 83125 | THERMAL EQUP CO | IMD 420-41 | NA | 0
FAN COIL UNIT - DUCTED | 82970 | THERMAL EQUP CO | IMD 95-41 | NA | 0
AIR FAN - EXHAUST | 409116 | FEDERAL | PTE456ER | NA | 0
VARIABLE SPEED DRIVE | 3R04013 | AGER | MSC-3R40 | NA | 0
VARIABLE SPEED DRIVE | UNKNOWN | ABB | PSE18-600-70 | NA | 0
FAN COIL UNIT - DUCTED | 84207 | THERMAL EQUP CO | IJD950 | NA | 0
FAN COIL UNIT - DUCTED | 84205 | THERMAL EQUP CO | IJD620 | NA | 0
FAN COIL UNIT - DUCTED | 83183 | THERMAL EQUP CO | IJD950 | NA | 0
FAN COIL UNIT - DUCTED | 84203 | THERMAL EQUP CO | IJD950 | NA | 0
0 - NOT SET | 84206 | THERMAL EQUP CO | IJD4750 | NA | 0
FAN COIL UNIT - DUCTED | 84210 | THERMAL EQUP CO | IJD950 | NA | 0
FAN COIL UNIT - DUCTED | 86192 | THERMAL EQUP CO | IMD420-41 | NA | 0
FAN COIL UNIT - DUCTED | 708947 | THERMAL EQUP CO | IMDL90 | NA | 0
FAN COIL UNIT - DUCTED | 84208 | THERMAL EQUP CO | IJD950 | NA | 0
FAN COIL UNIT - DUCTED | 83159 | THERMAL EQUP CO | IJD370 | NA | 0
AIR FAN - OUTSIDE | 410411 | FEDERAL | AP 0312AA5223 | NA | 0
FAN COIL UNIT - DUCTED | 82971 | THERMAL EQUP CO | IMD95-41 | NA | 0
AIR FAN - OUTSIDE | NA | NULL | BM303L4-24 | NA | 0
DUCTED SPLIT SYSTEM | 268279 | THERMAL EQUP CO | ISD181Q | R22 | 4
DUCTED SPLIT SYSTEM | NA | THERMAL EQUP CO | OSA180R | R22 | 4
PACKAGED AIR CONDITIONING UNIT | 51559 | ALFA LAVAL | HCPK26RT | R22 | 5
CASSETTE SPLIT SYSTEM | 17A02454 | MODULEX | PLA-RP140BA | R410A | 6
CASSETTE SPLIT SYSTEM | 24U00396 | MODULEX | PUHZ-RP140KVA2 | R410A | 6
CHILLER - RECIPROCATING | 2FWM006651 | ZEIL | YLAA0440HE50XCABXTXHTXBLXCXX45SXXXXXHXDX | R410A | 63
WALL MOUNTED SPLIT SYSTEM | E010201 | DAKO | FTXS71JVMA | NA | 0
0 - NOT SET | E010159 | DAKO | FTXS71JVMA | NA | 0
WALL MOUNTED SPLIT SYSTEM | E042496 | DAKO | FTXS35GVMA | NA | 0
WALL MOUNTED SPLIT SYSTEM | E009736 | DAKO | RXS71JVMA | NA | 0
WALL MOUNTED SPLIT SYSTEM | E009301 | DAKO | RXS71JVMA | NA | 0
WALL MOUNTED SPLIT SYSTEM | E053300 | DAKO | .FTXS35EVMA | NA | 0
WALL MOUNTED SPLIT SYSTEM | E022079 | DAKO | FTCS71FVMA | R410A | 0.9
CASSETTE SPLIT SYSTEM | E000483 | DAKO | FHYC60KEVE9 | R410A | 2.7
CASSETTE SPLIT SYSTEM | E000536 | DAKO | FHYC60KVE9 | R410A | 1.3
CASSETTE SPLIT SYSTEM | E000478 | DAKO | FHYC60KVE9 | R410A | 1.1
CASSETTE SPLIT SYSTEM | E000478 | DAKO | FHYC60KVE9 | R410A | 0
CASSETTE SPLIT SYSTEM | E001488 | DAKO | FHYC71KVE9 | R410A | 1.1
CASSETTE SPLIT SYSTEM | E001127 | DAKO | FHYC71KVE9 | R410A | 1.1
CASSETTE SPLIT SYSTEM | E001281 | DAKO | FHYC100KVE9 | R410A | 2.7
WALL MOUNTED SPLIT SYSTEM | 220700396RE | MITSUBISHI | SRK50ZJ-S1 | R410A | 1.3
CASSETTE SPLIT SYSTEM | A0540330 | MITSUBISHI | FDT71VF | R410A | 2.7
CASSETTE SPLIT SYSTEM | E000358 | DAKO | FHYC50KVE9 | R410A | 1.6
WALL MOUNTED SPLIT SYSTEM | E019340 | DAKO | FTXS71LVMA | R410A | 2.6
CASSETTE SPLIT SYSTEM | E4900162 | DAKO | FHYC35KVE9 | R410A | 0.7
WALL MOUNTED SPLIT SYSTEM | E004181 | DAKO | FTXS20LVMA | R410A | 0.9
WALL MOUNTED SPLIT SYSTEM | E006700 | DAKO | FTXD35BVMA | R410A | 1.4
WALL MOUNTED SPLIT SYSTEM | E028475 | DAKO | FTXS25EVMA | R410A | 2.1
WALL MOUNTED SPLIT SYSTEM | 212204470RE | MITSUBISHI | SRK63ZK-S | R410A | 0.7
WALL MOUNTED SPLIT SYSTEM | E023171 | DAKO | FTXS25EVMA | R410A | 1.8
WALL MOUNTED SPLIT SYSTEM | E016814 | DAKO | FTXS60LVMA | R410A | 1.7
WALL MOUNTED SPLIT SYSTEM | E028480 | DAKO | FTXS25EVMA | R410A | 1.6
WALL MOUNTED SPLIT SYSTEM | E018236 | DAKO | RXS71LVMA | R410A | 2.2
CASSETTE SPLIT SYSTEM | E000350 | DAKO | RY35FV1A | R410A | 1
CASSETTE SPLIT SYSTEM | 171303489SF | MITSUBISHI | FDC71VNX | R410A | 0.8
WALL MOUNTED SPLIT SYSTEM | E018236 | DAKO | RXS71LVMA | R410A | 2.1
WALL MOUNTED SPLIT SYSTEM | NOT VISIBLE | DAKO | FTXD35BVMA | R410A | 0.7
0 - NOT SET | E0012@09 | DAKO | RY125LUY1 | NA | 0
CASSETTE SPLIT SYSTEM | E002760 | DAKO | RY60GAV1A | R410A | 2.2
WALL MOUNTED SPLIT SYSTEM | E003550 | DAKO | RXS20LVMA | R410A | 0.8
CASSETTE SPLIT SYSTEM | E000676 | DAKO | RY140LUY1 | R410A | 3.5
CASSETTE SPLIT SYSTEM | E001542 | DAKO | RY100LUY1 | R410A | 2.8
0 - NOT SET | 252101068RE | MITSUBISHI | SRC50ZJ-S1 | NA | 0
WALL MOUNTED SPLIT SYSTEM | NOT VISIBLE | DAKO | FTXS25FVMA | R410A | 2.4
WALL MOUNTED SPLIT SYSTEM | NOT VISIBLE | DAKO | FTXS25FVMA | R410A | 0.9
0 - NOT SET | 342600242RE | MITSUBISHI | SRC63ZK-S | NA | 0
WALL MOUNTED SPLIT SYSTEM | NOT VISIBLE | DAKO | FTXS25FVMA | R410A | 2.9
WALL MOUNTED SPLIT SYSTEM | E021215 | DAKO | RXS71FVMA | R410A | 3.1
WALL MOUNTED SPLIT SYSTEM | E017085 | DAKO | RXS60LVMA | R410A | 2
STAND ALONE CONTROLS - ELEC | NOT VISIBLE | A G COOMBS | NOT VISIBLE | NA | 0
AIR FAN - EXHAUST | NOT VISIBLE | DUNN AIR | CVB250-4E | NA | 0
AIR FAN - EXHAUST | 109154 | DUNN AIR | CVB350-4E | NA | 0
AIR FAN - EXHAUST | 42015 | DUNN AIR | CVB250-4E | NA | 0
AIR FAN - EXHAUST | 42036 | DUNN AIR | CVB300-4E | NA | 0
AIR FAN - EXHAUST | 42015 | DUNN AIR | CVB250-4E | NA | 0
0 - NOT SET | 6231 | AIR NOISE | CE280-6 | NA | 0
WALL MOUNTED SPLIT SYSTEM | E029704 | DAKO | FTXS35EVMA | NA | 0
WALL MOUNTED SPLIT SYSTEM | NA | DAKO | NA | NA | 0
WALL MOUNTED SPLIT SYSTEM | E024208 | DAKO | FTXS35LVMA | NA | 0
WALL MOUNTED SPLIT SYSTEM | E024255 | DAKO | RXS35LVMA | NA | 0
WALL MOUNTED SPLIT SYSTEM | E013062 | GREGORY | ASTG30LFCC | NA | 0
WALL MOUNTED SPLIT SYSTEM | E012970 | GREGORY | ASTG30LFCC | NA | 0
WALL MOUNTED SPLIT SYSTEM | E013054 | GREGORY | ASTG30LFCC | NA | 0
WALL MOUNTED SPLIT SYSTEM | E013243 | GREGORY | ASTG30LFCC | NA | 0
WALL MOUNTED SPLIT SYSTEM | T013729 | GREGORY | AOTG30LFTC | NA | 0
WALL MOUNTED SPLIT SYSTEM | T013743 | GREGORY | AOTG30LFTC | NA | 0
WALL MOUNTED SPLIT SYSTEM | T013744 | GREGORY | APTG30LFTC | NA | 0
WALL MOUNTED SPLIT SYSTEM | T013742 | GREGORY | AOTG30LFTC | NA | 0
DUCTED SPLIT SYSTEM | NA | DAKO | NA | NA | 0
WALL MOUNTED SPLIT SYSTEM | 1234 | DAKO | SRK 71 | NA | 0
DUCTED SPLIT SYSTEM | E020179 | DAKO | RZQ160KV4A | NA | 0
FLOOR STANDING CONSOLE SPLIT | 213200832RE | MITSUBISHI | SRF50ZJX-S1 | NA | 0
AIR FAN - EXHAUST | NA | RICHARDSON | 19G6P | NA | 0
AIR FAN - EXHAUST | NA | RICHARDSON | 19G6P | NA | 0
PACKAGED AIR CONDITIONING UNIT | 10905-01-03 | AIRCHANGE | ACL125RCRTP-EC | R407C | 22
PACKAGED AIR CONDITIONING UNIT | 10905-01-01 | AIR CHANGE | ACL125RCRTP-EC | R407C | 22
PACKAGED AIR CONDITIONING UNIT | 10905-01-02 | AIRCHANGE | ACL125RCRTP-EC | R407C | 22
PACKAGED AIR CONDITIONING UNIT | 10905-01-04 | AIRCHANGE | ACL125RCRTP-EC | R407C | 22
PACKAGED AIR CONDITIONING UNIT | 10905-02-01 | AIRCHANGE | ACL60RCRTP-EC | R407C | 10
SMOKE EXHAUST FAN | 86910 | FANTECH | SS140-4-275 | NA | 0
SMOKE EXHAUST FAN | 86910 | FANTECH | SS140-4-275 | NA | 0
SMOKE EXHAUST FAN | 86910 | FANTECH | SS140-4-275 | NA | 0
SMOKE EXHAUST FAN | 86910 | FANTECH | SS140-4-275 | NA | 0
SWITCHBOARD MECHANICAL | NA | UNKNOWN | NA | NA | 0
WALL MOUNTED SPLIT SYSTEM | NA | DAIKIN | RX D50 BVMA | R410A | 2
AIR FAN - EXHAUST | 240V | SINKO | S AND P INLINE FAN | NA | 0
AIR FAN - EXHAUST | 240V | SINKO | SP INLINE FAN | NA | 0
AIR FAN - EXHAUST | 240V | NULL | SP INLINE FAN | NA | 0
PACKAGE AC - WATER SOURCED | 378154 | THERMAL EQUP CO | HWP 78R | NA | 0
AIR FAN - EXHAUST | 240V | SINKO | SP INLINE FAN | NA | 0
PACKAGE AC - WATER SOURCED | 775179 | THERMAL EQUP CO | HWP 58RKSYN | NA | 0
KITCHEN EXHAUST FAN | 240V | SINKO | SP INLINE FAN | NA | 0
AIR FAN - EXHAUST | 240V | SINKO | SP INLINE FAN | NA | 0
AIR FAN - EXHAUST | 240V | SINKO | SP INLINE FAN | NA | 0
AIR FAN - EXHAUST | .34A 47W 240V | MANEUROP | D78023 EN20 | NA | 0
PACKAGE AC - WATER SOURCED | 722920 | THERMAL EQUP CO | HWP 58CKSN | NA | 0
KITCHEN EXHAUST FAN | 240V | SINKO | SP INLINE FAN | NA | 0
AIR FAN - EXHAUST | 240V | SINKO | SP INLINE FAN | NA | 0
AIR FAN - EXHAUST | 240V | SINKO | SP INLINE FAN | NA | 0
AIR FAN - EXHAUST | .34A 47W 240V | MANEUROP | D78023 EN20 | NA | 0
PACKAGE AC - WATER SOURCED | 751671 | THERMAL EQUP CO | HWP 58RKSN | NA | 0
KITCHEN EXHAUST FAN | 240V | SINKO | SP INLINE FAN | NA | 0
AIR FAN - EXHAUST | 240V | SINKO | SP INLINE FAN | NA | 0
AIR FAN - EXHAUST | 240V | SINKO | SP INLINE FAN | NA | 0
AIR FAN - EXHAUST | 240V | MANEUROP | D78023 EN20 | NA | 0
AIR FAN - EXHAUST | 240V | SINKO | SP INLINE FAN | NA | 0
AIR FAN - EXHAUST | 240V | SINKO | SP INLINE FAN | NA | 0
PACKAGE AC - WATER SOURCED | 389763 | THERMAL EQUP CO | HWP 78C | NA | 0
AIR FAN - EXHAUST | 240V | SINKO | SP INLINE FAN | NA | 0
AIR FAN - EXHAUST | 240V | SINKO | SP INLINE FAN | NA | 0
AIR FAN - EXHAUST | 240V | SINKO | SP INLINE FAN | NA | 0
AIR FAN - OUTSIDE | 240V 70W | SINKO | SP INLINE FAN | NA | 0
AIR FAN - OUTSIDE | 240V | SINKO | SP INLINE FAN | NA | 0
PACKAGE AC - WATER SOURCED | 732752 | THERMAL EQUP CO | HWP 77CKSN | NA | 0
AIR FAN - OUTSIDE | 240V 63W | SINKO | SP INLINE FAN | NA | 0
AIR FAN - EXHAUST | 240V | SINKO | SP INLINE FAN | NA | 0
AIR FAN - EXHAUST | 240V | SINKO | SP INLINE FAN | NA | 0
AIR FAN - EXHAUST | .34A 47W 240V | MANEUROP | D78023 EN20 | NA | 0
AIR FAN - OUTSIDE | 240V | SINKO | SP INLINE FAN | NA | 0
AIR FAN - OUTSIDE | 240V | SINKO | SP INLINE FAN | NA | 0
AIR FAN - OUTSIDE | 240V | SINKO | SP INLINE FAN | NA | 0
PACKAGE AC - WATER SOURCED | 757886 | THERMAL EQUP CO | HWP 58RKSN | NA | 0
AIR FAN - EXHAUST | 240V | SINKO | SP INLINE FAN | NA | 0
AIR FAN - OUTSIDE | 240V | SINKO | SP INLINE FAN | NA | 0
AIR FAN - EXHAUST | 240V | SINKO | SP INLINE FAN | NA | 0
AIR FAN - EXHAUST | .34A 47W 240V | MANEUROP | D78023 EN20 | NA | 0
AIR FAN - EXHAUST | 240V | SINKO | SP INLINE FAN | NA | 0
AIR FAN - OUTSIDE | 240V | SINKO | SP INLINE FAN | NA | 0
PACKAGE AC - WATER SOURCED | COULD NOT ACCESS, OVER WORKSTATIONS. | THERMAL EQUP CO | HWP 77CKSN | NA | 0
PACKAGE AC - WATER SOURCED | NOT ACCESSIBLE, WORKSTATIONS BENEATH. | THERMAL EQUP CO | HWP 49C | NA | 0
AIR FAN - EXHAUST | 240V | SINKO | SP INLINE FAN | NA | 0
AIR FAN - OUTSIDE | 240V | SINKO | SP INLINE FAN | NA | 0
AIR FAN - OUTSIDE | 240V | SINKO | SP INLINE FAN | NA | 0
AIR FAN - OUTSIDE | 240V | SINKO | SP INLINE FAN | NA | 0
AIR FAN - EXHAUST | 240V | SINKO | SP INLINE FAN | NA | 0
AIR FAN - EXHAUST | 240V | SINKO | SP INLINE FAN | NA | 0
AIR FAN - EXHAUST | 240V | SINKO | SP INLINE FAN | NA | 0
AIR FAN - EXHAUST | 240V | SINKO | SP INLINE FAN | NA | 0
AIR FAN - EXHAUST | 240V | SINKO | SP INLINE FAN | NA | 0
AIR FAN - EXHAUST | 240V | SINKO | SP INLINE FAN | NA | 0
PACKAGE AC - WATER SOURCED | 387362 | THERMAL EQUP CO | HWP 78C | NA | 0
AIR FAN - OUTSIDE | 240V | SINKO | SP INLINE FAN | NA | 0
AIR FAN - EXHAUST | 240V | SINKO | SP INLINE FAN | NA | 0
AIR FAN - EXHAUST | 240V | SINKO | SP INLINE FAN | NA | 0
PACKAGE AC - WATER SOURCED | 732750 | THERMAL EQUP CO | HWP 77CKSN | NA | 0
AIR FAN - EXHAUST | 240V | SINKO | SP INLINE FAN | NA | 0
PACKAGE AC - WATER SOURCED | 728073 | THERMAL EQUP CO | HWP 77CKSN | NA | 0
AIR FAN - EXHAUST | 240V | SINKO | SP INLINE FAN | NA | 0
PACKAGE AC - WATER SOURCED | 112 | PUMP ENGINEERS | WCP3C11 | NA | 0
AIR FAN - OUTSIDE | 240V | SINKO | SP INLINE FAN | NA | 0
AIR FAN - OUTSIDE | 240V | SINKO | SP INLINE FAN | NA | 0
AIR FAN - EXHAUST | 240V | SINKO | SP INLINE FAN | NA | 0
AIR FAN - EXHAUST | 240V | SINKO | SP INLINE FAN | NA | 0
AIR FAN - EXHAUST | 240V | SINKO | SP INLINE FAN | NA | 0
PACKAGE AC - WATER SOURCED | 747084 | THERMAL EQUP CO | HWP 77RKSN | NA | 0
AIR FAN - EXHAUST | 240V | SINKO | SP INLINE FAN | NA | 0
PACKAGE AC - WATER SOURCED | 389742 | THERMAL EQUP CO | HWP 78C | NA | 0
AIR FAN - OUTSIDE | 240V | SINKO | SP INLINE FAN | NA | 0
AIR FAN - EXHAUST | 240V | SINKO | SP INLINE FAN | NA | 0
AIR FAN - EXHAUST | 240V | SINKO | SP INLINE FAN | NA | 0
AIR FAN - EXHAUST | 240V | SINKO | SP INLINE FAN | NA | 0
AIR FAN - EXHAUST | 240V | SINKO | SP INLINE FAN | NA | 0
AIR FAN - EXHAUST | 240V | SINKO | SP INLINE FAN | NA | 0
AIR FAN - EXHAUST | 240V | SINKO | SP INLINE FAN | NA | 0
AIR FAN - OUTSIDE | 240V | SINKO | SP INLINE FAN | NA | 0
PACKAGE AC - WATER SOURCED | 746171 | THERMAL EQUP CO | HWP 77RKSN | NA | 0
PACKAGE AC - WATER SOURCED | 314549 | THERMAL EQUP CO | HWP 78C | NA | 0
AIR FAN - EXHAUST | 240V | SINKO | SP INLINE FAN | NA | 0
PACKAGE AC - WATER SOURCED | 263445 | THERMAL EQUP CO | HW 153CE | NA | 0
AIR FAN - EXHAUST | 240V | SINKO | SP INLINE FAN | NA | 0
AIR FAN - EXHAUST | 240V | SINKO | SP INLINE FAN | NA | 0
AIR FAN - EXHAUST | NA | SINKO | 240V | NA | 0
PACKAGE AC - WATER SOURCED | 733787 | THERMAL EQUP CO | HWP 58CKSN | NA | 0
PACKAGE AC - WATER SOURCED | 733787 | THERMAL EQUP CO | HWP 58CKSN | NA | 0
PACKAGE AC - WATER SOURCED | 745583 | THERMAL EQUP CO | HWP 77CKSN | NA | 0
AIR FAN - OUTSIDE | 240V | SINKO | SP INLINE FAN | NA | 0
AIR FAN - EXHAUST | 240V | SINKO | SP INLINE FAN | NA | 0
PACKAGE AC - WATER SOURCED | 760271 | THERMAL EQUP CO | HWP 77RKSN | NA | 0
PACKAGE AC - WATER SOURCED | 760284 | THERMAL EQUP CO | HWP77RKSN | NA | 0
PACKAGE AC - WATER SOURCED |  | THERMAL EQUP CO | HWP 77RKSN | NA | 0
AIR FAN - OUTSIDE | 240V | SINKO | SP INLINE FAN | NA | 0
AIR FAN - OUTSIDE | 240V | SINKO | SP INLINE FAN | NA | 0
AIR FAN - EXHAUST | 240V | SINKO | SP INLINE FAN | NA | 0
AIR FAN - EXHAUST | 240V | SINKO | SP INLINE FAN | NA | 0
AIR FAN - EXHAUST | 240V | SINKO | SP INLINE FAN | NA | 0
AIR FAN - EXHAUST | 240V | SINKO | SP INLINE FAN | NA | 0
AIR FAN - EXHAUST | 240V | SINKO | SP INLINE FAN | NA | 0
PACKAGE AC - WATER SOURCED | 767285 | THERMAL EQUP CO | HWP 77RKSN | NA | 0
PACKAGE AC - WATER SOURCED | 767279 | THERMAL EQUP CO | HWP 77RKSN | NA | 0
AIR FAN - OUTSIDE | 240V | SINKO | SP INLINE FAN | NA | 0
AIR FAN - OUTSIDE | 240V | SINKO | SP INLINE FAN | NA | 0
PACKAGE AC - WATER SOURCED | 767300 | THERMAL EQUP CO | HWP 77RKSN | NA | 0
AIR FAN - EXHAUST | 240V | SINKO | SP INLINE FAN | NA | 0
AIR FAN - EXHAUST | 240V | SINKO | SP INLINE FAN | NA | 0
AIR FAN - EXHAUST | 240V | SINKO | SP INLINE FAN | NA | 0
AIR FAN - EXHAUST | 240V | SINKO | SP INLINE FAN | NA | 0
AIR FAN - EXHAUST | 240V | SINKO | SP INLINE FAN | NA | 0
AIR FAN - EXHAUST | 240V | SINKO | SP INLINE FAN | NA | 0
AIR FAN - EXHAUST |  | NULL |  | NA | 0
PACKAGE AC - WATER SOURCED | 767292 | THERMAL EQUP CO | HWP 77RKSN | NA | 0
PACKAGE AC - WATER SOURCED | 767287 | THERMAL EQUP CO | HWP 77RKSN | NA | 0
AIR FAN - EXHAUST | 240V | SINKO | SP INLINE FAN | NA | 0
PACKAGE AC - WATER SOURCED | 767288 | THERMAL EQUP CO | HWP 77RKSN | NA | 0
AIR FAN - OUTSIDE | 240V | SINKO | SP INLINE FAN | NA | 0
AIR FAN - EXHAUST | 240V | SINKO | SP INLINE FAN | NA | 0
AIR FAN - EXHAUST | 240V | SINKO | SP INLINE FAN | NA | 0
KITCHEN EXHAUST FAN | 240V | SINKO | SP INLINE FAN | NA | 0
AIR FAN - EXHAUST |  | NULL |  | NA | 0
AIR FAN - EXHAUST | 240V | SINKO | SP INLINE FAN | NA | 0
PACKAGE AC - WATER SOURCED | 729508 | THERMAL EQUP CO | HWP 77RKSN | NA | 0
PACKAGE AC - WATER SOURCED | 729510 | THERMAL EQUP CO | HWP 77 RKSN | NA | 0
AIR FAN - EXHAUST | 240V | SINKO | SP INLINE FAN | NA | 0
AIR FAN - OUTSIDE | 240V | SINKO | SP INLINE FAN | NA | 0
PACKAGE AC - WATER SOURCED | 743491 | THERMAL EQUP CO | HWP 58RKSN | NA | 0
AIR FAN - OUTSIDE | 240V | SINKO | SP INLINE FAN | NA | 0
AIR FAN - OUTSIDE | 240V | SINKO | SP INLINE FAN | NA | 0
AIR FAN - EXHAUST | 240V | SINKO | SP INLINE FAN | NA | 0
PACKAGE AC - WATER SOURCED | 744614 | THERMAL EQUP CO | HWP 35RKSN | NA | 0
KITCHEN EXHAUST FAN | 240V | SINKO | SP INLINE FAN | NA | 0
PACKAGE AC - WATER SOURCED | 747523 | THERMAL EQUP CO | HWP 77CKSN | NA | 0
PACKAGE AC - WATER SOURCED | 747536 | THERMAL EQUP CO | HWP 77CKSN | NA | 0
AIR FAN - EXHAUST | 240V | SINKO | SP INLINE FAN | NA | 0
AIR FAN - OUTSIDE | 240V | SINKO | SP INLINE FAN | NA | 0
PACKAGE AC - WATER SOURCED | 747530 | THERMAL EQUP CO | HWP 77CKSN | NA | 0
AIR HANDLING UNIT | NA | YORK | NA | NA | 0
AIR HANDLING UNIT | NA | YORK | NA | NA | 0
AIR HANDLING UNIT | NA | YORK | NA | NA | 0
SWITCHBOARD MECHANICAL | NA | NULL | NA | NA | 0
AIR HANDLING UNIT | NA | YORK | NA | NA | 0
AIR HANDLING UNIT | NA | YORK | NA | NA | 0
AIR HANDLING UNIT | NA | YORK | NA | NA | 0
AIR HANDLING UNIT | NA | YORK | NA | NA | 0
SWITCHBOARD MECHANICAL | NA | NULL | NA | NA | 0
SWITCHBOARD MECHANICAL | NO SERIAL ID | NULL | NO MODEL ID | NA | 0
AIR HANDLING UNIT | NA | NULL | NA | NA | 0
AIR HANDLING UNIT | NA | NULL | NA | NA | 0
AIR HANDLING UNIT | NA | NULL | NA | NA | 0
AIR HANDLING UNIT | NA | NULL | NA | NA | 0
AIR HANDLING UNIT | NA | NULL | NA | NA | 0
AIR FAN - OUTSIDE | 138028 | FEDERAL | AP0504A10S0031 | NA | 0
FAN COIL UNIT - DUCTED | F9840 | ZEIL | YAF900W1-4HL | NA | 0
AIR FAN - OUTSIDE | 128569 1 | FEDERAL | APO404A10B003 | NA | 0
AIR FAN - OUTSIDE | 509759 | FEDERAL | PCD506DD | NA | 0
VARIABLE SPEED DRIVE | V00000474718 | NULL | VACON0100-3L-0003-4- | NA | 0
VARIABLE SPEED DRIVE | V00000415341 | NULL | VACON0100-3L-0003-4- | NA | 0
VARIABLE SPEED DRIVE | V00000474714 | NULL | VACON0100-3L-0003-4- | NA | 0
VARIABLE SPEED DRIVE | 3R02016 | AGER | MSC-3R20 | NA | 0
VARIABLE SPEED DRIVE | 3R011D6 | AGER | MSC-3R11 | NA | 0
VARIABLE SPEED DRIVE | 1H01341 | AGER | MSC-R13 | NA | 0
VARIABLE AIR VOLUME UNITS | NO SERIAL ID | NULL | MAKE: CELMEC, MODEL: AN03 | NA | 0
VARIABLE AIR VOLUME UNITS | NO SERIAL ID | NULL | MAKE: CELMEC, MODEL: AN03 | NA | 0
VARIABLE AIR VOLUME UNITS | NO SERIAL ID | NULL | MAKE: CELMEC, MODEL: AN03 | NA | 0
FAN COIL UNIT - DUCTED | LDHM2347 | ZEIL | M33H1F313CWHW | NA | 0
FAN COIL UNIT - DUCTED | NO SERIAL ID | ZEIL | CHAMPION 2000 | NA | 0
FAN COIL UNIT - DUCTED | NO SERIAL ID | ZEIL | CHAMPION 2000 | NA | 0
FAN COIL UNIT - DUCTED | NO SERIAL ID | ZEIL | CHAMPION 2000 | NA | 0
FAN COIL UNIT - DUCTED | NO SERIAL ID | ZEIL | CHAMPION 2000 | NA | 0
FAN COIL UNIT - DUCTED | NO SERIAL ID | ZEIL | CHAMPION 2000 | NA | 0
FAN COIL UNIT - DUCTED | 9802016 | ZEIL | F450 W1 GF LM | NA | 0
FAN COIL UNIT - DUCTED | NO SERIAL ID | ZEIL | CHAMPION 2000 | NA | 0
FAN COIL UNIT - DUCTED | NO SERIAL ID | ZEIL | CHAMPION 2000 | NA | 0
AIR HANDLING UNIT | NA | YORK | NA | NA | 0
AIR HANDLING UNIT | NA | YORK | NA | NA | 0
AIR HANDLING UNIT | NA | YORK | NA | NA | 0
AIR HANDLING UNIT | NA | YORK | NA | NA | 0
FAN COIL UNIT - DUCTED | NO SERIAL ID | ZEIL | CHAMPION 2000 | NA | 0
AIR HANDLING UNIT | 4083 | NULL | MAKE: WALKER, MODEL: ALHS-10 | NA | 0
FAN COIL UNIT - DUCTED | 2083 | NULL | MAKE: WALKER, MODEL: ALHG-7 | NA | 0
FAN COIL UNIT - DUCTED | 72668 | THERMAL EQUP CO | IMD 135-41 | NA | 0
FAN COIL UNIT - DUCTED | 1988 | ZEIL | M7 | NA | 0
FAN COIL UNIT - DUCTED | NO SERIAL ID | ZEIL | NO MODEL ID | NA | 0
FAN COIL UNIT - DUCTED | NO SERIAL ID | NULL | MAKE: WALKER, MODEL: ALHS-10 | NA | 0
FAN COIL UNIT - DUCTED | NO SERIAL ID | ZEIL | NO MODEL ID | NA | 0
AIR FAN - OUTSIDE | 13130 | FEDERAL | TE2 | NA | 0
FAN COIL UNIT - DUCTED | ME-79470 | ZEIL | YAF450WI-6FLM | NA | 0
AIR FAN - EXHAUST | NO SERIAL ID | NULL | NO MODEL ID | NA | 0
AIR FAN - EXHAUST | NO SERIAL ID | NULL | NO MODEL ID | NA | 0
SWITCHBOARD MECHANICAL | NO SERIAL ID | NULL | NO MODEL ID | NA | 0
SWITCHBOARD MECHANICAL | NA | NULL | NA | NA | 0
SWITCHBOARD MECHANICAL | NO SERIAL ID | NULL | NO MODEL ID | NA | 0
AIR FAN - EXHAUST | NO SERIAL ID | NULL | NO MODEL ID | NA | 0
AIR FAN - EXHAUST | NO SERIAL ID | NULL | NO MODEL,ID | NA | 0
AIR FAN - EXHAUST | NO SERIAL ID | NULL | NO MODEL ID | NA | 0
FAN COIL UNIT - DUCTED | NA | YORK | NA | NA | 0
SWITCHBOARD MECHANICAL | NO SERIAL ID | NULL | NO MODEL ID | NA | 0
ICE MACHINE | NO SERIAL ID | NULL | MAKE: SCOTSMAN, MODEL: AC 56 | NA | 0
DUCTED SPLIT SYSTEM | NA | THERMAL EQUP CO | NA | NA | 0
FAN COIL UNIT - DUCTED | NA | WALKER | NA | NA | 0
FAN COIL UNIT - DUCTED | NA | WALKER | NA | NA | 0
SWITCHBOARD MECHANICAL | NA | NULL | NA | NA | 0
FAN COIL UNIT - DUCTED | NA | WALKER | NA | NA | 0
FAN COIL UNIT - DUCTED | NA | WALKER | NA | NA | 0
AIR HANDLING UNIT | NA | MUNTERS | NA | NA | 0
AIR HANDLING UNIT | NA | MUNTERS | NA | NA | 0
SWITCHBOARD MECHANICAL | NA | NULL | NA | NA | 0
FAN COIL UNIT - DUCTED | 99 018 | HERMETIQUE | 4501 3 11 | NA | 0
SWITCHBOARD MECHANICAL | NO SERIAL ID | NULL | NO MODEL ID | NA | 0
SWITCHBOARD MECHANICAL | NO SERIAL ID | NULL | NO MODEL ID | NA | 0
FAN COIL UNIT - DUCTED | 99 018 | HERMETIQUE | 4501 3 11 | NA | 0
FAN COIL UNIT - DUCTED | 99 018 | HERMETIQUE | 4501 3 11 | NA | 0
FAN COIL UNIT - DUCTED | 99 081 | HERMETIQUE | 4501 3 11 | NA | 0
FAN COIL UNIT - DUCTED | 99 018 | HERMETIQUE | 4501 3 11 | NA | 0
FAN COIL UNIT - DUCTED | 99 018 | HERMETIQUE | 4501 3 11 | NA | 0
DUCTED SPLIT SYSTEM | NA | TEMPERZONE | NA | R410A | 5
DUCTED SPLIT SYSTEM | NA | TEMPERZONE | NA | R410A | 5
DUCTED SPLIT SYSTEM | NA | TEMPERZONE | NA | R410A | 5
DUCTED SPLIT SYSTEM | NA | TEMPERZONE | NA | R410A | 5
DUCTED SPLIT SYSTEM | NA | TEMPERZONE | NA | R410A | 5
AIR HANDLING UNIT | NA | NULL | NA | NA | 0
SWITCHBOARD MECHANICAL | NA | NULL | NA | NA | 0
AIR FAN - RETURN | NA | NULL | NA | NA | 0
AIR HANDLING UNIT | NA | NULL | NA | NA | 0
FAN COIL UNIT - DUCTED | NA | CARRIER | NA | NA | 0
AIR FAN - RETURN | NA | NULL | NA | NA | 0
SWITCHBOARD MECHANICAL | NA | NULL | NA | NA | 0
FAN COIL UNIT - DUCTED | 3686MF | MUNTERS | MDF09H1BR61GD | NA | 0
SWITCHBOARD MECHANICAL | NO SERIAL ID | NULL | NO MODEL ID | NA | 0
AIR HANDLING UNIT | NA | NULL | NA | NA | 0
HEATING HOT WATER PUMP | NA | AJAX | NA | NA | 0
AIR HANDLING UNIT | NA | NULL | NA | NA | 0
AIR FAN - EXHAUST | NA | NULL | NA | NA | 0
AIR FAN - EXHAUST | NA | FANTECH | NA | NA | 0
FAN COIL UNIT - DUCTED | NA | NULL | NA | NA | 0
AIR HANDLING UNIT | NA | NULL | NA | NA | 0
FIRE DAMPER | NA | NULL | NA | NA | 0
FIRE DAMPER | NA | NULL | NA | NA | 0
FIRE DAMPER | NA | NULL | NA | NA | 0
FIRE DAMPER | NA | NULL | NA | NA | 0
FIRE DAMPER | NA | NULL | NA | NA | 0
FIRE DAMPER | NA | NULL | NA | NA | 0
SWITCHBOARD MECHANICAL | NA | NULL | NA | NA | 0
AIR FAN - RETURN | NA | FEDERAL | NA | NA | 0
AIR FAN - RETURN | 365CP | ROBERT SHAW | B1966 | NA | 0
SWITCHBOARD MECHANICAL | NA | NULL | NA | NA | 0
FAN COIL UNIT - DUCTED | NA | TEMPERZONE | NA | NA | 0
AIR FAN - SUPPLY | NA | FEDERAL | NA | NA | 0
AIR FAN - RETURN | NA | ROBERT SHAW | NA | NA | 0
AIR FAN - SUPPLY | NA | FEDERAL | NA | NA | 0
SWITCHBOARD MECHANICAL | NA | REGENT | NA | NA | 0
FIRE DAMPER | NA | NULL | NA | NA | 0
AIR FAN - RETURN | NA | FANTECH | NA | NA | 0
AIR FAN - SUPPLY | NA | PARAGON | NA | NA | 0
VARIABLE SPEED DRIVE | 3R00516 | ZENER | MSC-3R5 | NA | 0
FAN COIL UNIT - DUCTED | NA | TEMPERZONE | NA | NA | 0
SWITCHBOARD MECHANICAL | NA | NULL | NA | NA | 0
AIR FAN - EXHAUST | NA | FANTECH | NA | NA | 0
HEATING HOT WATER PUMP | NA | AJAX | NA | NA | 0
CRAC UNIT | NA | LOVELOCK LUKE | NA | R22 | 8
CRAC UNIT | NA | LOVELOCK LUKE | NA | R22 | 8
AIR FAN - OUTSIDE | NA | FANTECH | NA | NA | 0
FAN COIL UNIT - DUCTED | NA | YORK | NA | NA | 0
AIR FAN - EXHAUST | NA | FANTECH | NA | NA | 0
FAN COIL UNIT - DUCTED | NA | WALKER | NA | NA | 0
AIR FAN - EXHAUST | NA | FANTECH | NA | NA | 0
AIR FAN - EXHAUST | NA | NULL | NA | NA | 0
FAN COIL UNIT - DUCTED | NA | YORK | NA | NA | 0
AIR FAN - OUTSIDE | NA | FANTECH | NA | NA | 0
AIR FAN - EXHAUST | NA | NULL | NA | NA | 0
AIR FAN - EXHAUST | NA | NULL | NA | NA | 0
DUCT - FURNACE (GAS FIRED) | NA | CELMEC | NA | NATURAL GAS | 0
HUMIDIFIER | 702278 | NULL | SM-3 | NA | 0
ROOM AIR CONDITIONING UNIT | NA | CIEMANTS | NA | NA | 0
ROOM AIR CONDITIONING UNIT | NA | SCHNEIDER | NA | NA | 0
ROOM AIR CONDITIONING UNIT | NA | GREGORY | NA | NA | 0
AIR FAN - EXHAUST | MO C1200 | NULL | 314 HA | NA | 0
ROOM AIR CONDITIONING UNIT | NA | SCHNEIDER | NA | NA | 0
DUCTED SPLIT SYSTEM | NA | TEMPERZONE | LS3009YS | R22 | 0
HEATER - HYDRONIC (ROOM) | 89 | NULL | 8AW3R9X | NA | 0
HEATER - HYDRONIC (ROOM) | 89 | NULL | 8AW3R9X | NA | 0
HEATER - HYDRONIC (ROOM) | 89 | NULL | 8AW3R9X | NA | 0
HEATER - HYDRONIC (ROOM) | 89 | NULL | 8 AW3R9X | NA | 0
SWITCHBOARD MECHANICAL | NA | NULL | NA | NA | 0
SWITCHBOARD MECHANICAL | NA | NULL | NA | NA | 0
AIR FAN - EXHAUST | NA | NULL | NA | NA | 0
AIR FAN - EXHAUST | 132673 | DUCTLINE | 6921SBW | NA | 0
AIR COMPRESSOR | 30 T 626355 | JAVAC | H15T4 | NA | 0
AIR COMPRESSOR | 30 T 503843 | JAVAC | I 5T4 | NA | 0
SWITCHBOARD MECHANICAL | NA | NULL | CDT36M | NA | 0
SWITCHBOARD MECHANICAL | NA | NULL | CDT | NA | 0
SWITCHBOARD MECHANICAL | NA | NULL | NA | NA | 0
SWITCHBOARD MECHANICAL | NA | NULL | NA | NA | 0
SWITCHBOARD MECHANICAL | NA | NULL | NA | NA | 0
SWITCHBOARD MECHANICAL | NA | NULL | NA | NA | 0
HEATER - HYDRONIC (ROOM) | 89 | NULL | 8AW3R9X | NA | 0
HEATER - HYDRONIC (ROOM) | 89 | NULL | 8AW3R9X | NA | 0
HEATER - HYDRONIC (ROOM) | 89 | NULL | 8AW3R9X | NA | 0
HEATER - HYDRONIC (ROOM) | 89 | NULL | 8AW3R9X | NA | 0
HEATER - HYDRONIC (ROOM) | 89 | NULL | 8AW3R9X | NA | 0
HEATER - HYDRONIC (ROOM) | 89 | NULL | 8AW3R9X | NA | 0
HEATER - HYDRONIC (ROOM) | 89 | NULL | 8AW3R9X | NA | 0
HEATER - HYDRONIC (ROOM) | 89 | NULL | 8AW3R9X | NA | 0
HEATER - HYDRONIC (ROOM) | 89 | NULL | 8AW3R9X | NA | 0
DUCTED SPLIT SYSTEM | 384335 | ACTRON | SCA290C-300 | NA | 0
AIR FAN - EXHAUST | MO C OI98 | NULL | 3I2F.W.B | NA | 0
AIR FAN - EXHAUST | MO C OI98 | NULL | 3IOF3W.B. | NA | 0
AIR FAN - EXHAUST | MO C OI98 | NULL | 3ICF.W.B | NA | 0
AIR FAN - EXHAUST | NA | NULL | NA | NA | 0
AIR FAN - EXHAUST | MO C OI98 | NULL | 3I2F.W.B | NA | 0
DUCTED SPLIT SYSTEM | 392112 | ACTRON | SRA260C-0300 | NA | 0
CHILLER - AIR COOLED | 21E964899 | CIEMANTS | 30AE010920-21 | R22 | 40
AIR FAN - EXHAUST | NA | FEDERAL | MV254E | NA | 0
AIR FAN - EXHAUST | MO C OI98E | NULL | 3I4FCBDM | NA | 0
EXTRACTION SYSTEM - DUST | O708018 | NULL | MVZ 215 | NA | 0
DUCTED SPLIT SYSTEM | 359205456RE | MODULEX | SRC63ZK-S | NA | 0
DUCTED SPLIT SYSTEM | A18504131NF | MODULEX | FDC100VN | NA | 0
AIR FAN - EXHAUST | NA | ROBERT SHAW | NA | NA | 0
AIR FAN - SUPPLY | NA | ROBERT SHAW | NA | NA | 0
AIR FAN - SUPPLY | NA | ROBERT SHAW | NA | NA | 0
AIR FAN - EXHAUST | 2810. 79 | ROBERT SHAW | NA | NA | 0
AIR FAN - EXHAUST | NA | NULL | TT66AB | NA | 0
SWITCHBOARD MECHANICAL | NA | NULL | NA | NA | 0
CIRCULATING PUMP | NA | NULL | NA | NA | 0
AIR FAN - SUPPLY | 40147 | PIFAN | NA | NA | 0
CIRCULATING PUMP | A10 C | ALCAIR | 80 X 50-250 | NA | 0
CIRCULATING PUMP | A10C | ALCAIR | E50-16 | NA | 0
AIR FAN - SUPPLY | 730CPD | ROBERT SHAW | E2873 | NA | 0
CONDENSER WATER PUMP | A1002 | ALCAIR | 040-250 | NA | 0
AIR FAN - EXHAUST | 40148 | PIFAN | NA | NA | 0
AIR COMPRESSOR | NA | JAVAC | T30 | NA | 0
SWITCHBOARD MECHANICAL | NA | NULL | NA | NA | 0
CONDENSER WATER PUMP | A1002 | ALCAIR | 040-050 | NA | 0
CIRCULATING PUMP | A10C | ALCAIR | 80 X 50-250 | NA | 0
SWITCHBOARD MECHANICAL | NA | NULL | NA | NA | 0
AIR FAN - EXHAUST | 980 CP | ROBERT SHAW | E2 874 | NA | 0
COOLING TOWER | 09J0900 | BARREL FAN | VXT 55 | NA | 0
FIRE DAMPER | NA | NULL | NA | NA | 0
FIRE DAMPER | NA | NULL | NA | NA | 0
FIRE DAMPER | NA | NULL | NA | NA | 0
FIRE DAMPER | NA | NULL | NA | NA | 0
FIRE DAMPER | NA | NULL | NA | NA | 0
FIRE DAMPER | NA | NULL | NA | NA | 0
FIRE DAMPER | NA | NULL | NA | NA | 0
AIR COMPRESSOR | NA | NULL | 95 T2 | NA | 0
SWITCHBOARD MECHANICAL | NA | NULL | NA | NA | 0
HEATING HOT WATER PUMP | CB46 SERIS 6 | KELVINATOR | 50 | NA | 0
HEATING HOT WATER PUMP | CB46 SERIS 6 | KELVINATOR | 50 | NA | 0
AIR FAN - EXHAUST | NO SERIAL ID | NULL | NO MODEL ID | NA | 0
AIR FAN - EXHAUST | NO SERIAL ID | NULL | NO MODEL ID | NA | 0
AIR FAN - EXHAUST | NO SERIAL ID | NULL | NO MODEL ID | NA | 0
AIR FAN - EXHAUST | NO SERIAL ID | NULL | NO MODEL IS | NA | 0
SWITCHBOARD MECHANICAL | NO SERIAL ID | NULL | NO MODEL ID | NA | 0
HEATING HOT WATER PUMP | NO SERIAL ID | GRUNDFOS | A47060030 97053 11 | NA | 0
FAN COIL UNIT - DUCTED | NA | MARKAIR | NA | NA | 0
FAN COIL UNIT - DUCTED | NA | MARKAIR | 35179 | NA | 0
BOILER - GAS FIRED | 1568 | HUNT | TNAR232 | NATURAL GAS | 0
ROOM AIR CONDITIONING UNIT | NA | TECO | NA | R410A | 2
PACKAGED AIR CONDITIONING UNIT | 394484 | ACTRON | PCA23OU | R410A | 7
WALL MOUNTED SPLIT SYSTEM | D201495220312A24130006 | TECO | TSO41HVBMHBC | R410A | 2
WALL MOUNTED SPLIT SYSTEM | NO SERIAL ID | TECO | TSO41HVBMHBC | R410A | 2
WALL MOUNTED SPLIT SYSTEM | D201495220312A24130212 | TECO | TSO41HVBMHBC | R410A | 2
HEATING HOT WATER PUMP | NO SERIAL ID | AJAX | CFRAS 3L | NA | 0
HEATING HOT WATER PUMP | SPA71341T | AJAX | 80-247-T412 | NA | 0
HEATING HOT WATER PUMP | NO SERIAL ID | AJAX | CFRAS 3K | NA | 0
HEATING HOT WATER PUMP | NO SERIAL ID | AJAX | CFRAS 3K | NA | 0
BOILER - GAS ATMOSPHERIC | 20110210015663 | RAYPAK | B2634NCMID | NATURAL GAS | 0
BOILER - GAS ATMOSPHERIC | 20110210015664 | RAYPAK | B2634NCMID | NA | 0
SWITCHBOARD MECHANICAL | NO SERIAL ID | NULL | NO MODEL ID | NA | 0
AIR HANDLING UNIT | 81D0982 | TRANE | 41LPV | NA | 0
AIR FAN - EXHAUST | NA | NULL | NA | NA | 0
AIR HANDLING UNIT | 164866 | AQUA | SO46IRB009600 | NA | 0
SWITCHBOARD MECHANICAL | NA | NULL | NA | NA | 0
AIR FAN - RETURN | NA | NULL | NA | NA | 0
HEATING HOT WATER PUMP | 147 | HARDLAND | 59736500 | NA | 0
HEATING HOT WATER PUMP | 147 | HARDLAND | 59736500 | NA | 0
FAN COIL UNIT - DUCTED | 164871 | AQUA | NA | NA | 0
AIR FAN - OUTSIDE | NA | NULL | NA | NA | 0
AIR FAN - EXHAUST | NA | NULL | NA | NA | 0
AIR FAN - RETURN | NA | NULL | NA | NA | 0
AIR FAN - OUTSIDE | NA | FEDERAL | RP356 | NA | 0
AIR FAN - OUTSIDE | NA | FEDERAL | NA | NA | 0
AIR FAN - OUTSIDE | NA | NULL | NA | NA | 0
SWITCHBOARD MECHANICAL | NA | NULL | NA | NA | 0
SWITCHBOARD MECHANICAL | NA | NULL | NA | NA | 0
AIR FAN - OUTSIDE | NA | NULL | NA | NA | 0
AIR FAN - OUTSIDE | NA | NULL | NA | NA | 0
DOMESTIC HW UNIT (GAS) | 1301568 | NULL | 111315 | NA | 0
FAN COIL UNIT - DUCTED | 172961 | AQUA | S3080 | NA | 0
AIR FAN - EXHAUST | NA | NULL | NA | NA | 0
AIR FAN - EXHAUST | NA | NULL | NA | NA | 0
AIR FAN - RETURN | NA | NULL | NA | NA | 0
AIR FAN - EXHAUST | NA | NULL | NA | NA | 0
AIR FAN - OUTSIDE | NA | NULL | NA | NA | 0
AIR FAN - RETURN | NA | NULL | NA | NA | 0
AIR FAN - RETURN | NA | NULL | NA | NA | 0
AIR FAN - OUTSIDE | NA | NULL | NA | NA | 0
FAN COIL UNIT - DUCTED | 172960 | AQUA | S3080 | NA | 0
SWITCHBOARD MECHANICAL | NA | NULL | NA | NA | 0
FAN COIL UNIT - DUCTED | 172852 | AQUA | H1780 | NA | 0
DUCTED SPLIT SYSTEM | NA | NULL | GWHN18B5NK1NBO | NA | 0
ROOM AIR CONDITIONING UNIT | NONE | TRANE | NONE | NA | 0
FRIDGE | 31089 | WOODS | HP2SDSS-000 | NA | 0
CHILLER - WATER COOLED | 6013132050 | NULL | ZIP HYDROTAP | NA | 0
CHILLER - WATER COOLED | 6022436703 | NULL | MAKE: ZIP, MODEL: BC 100125 | NA | 0
WALL MOUNTED SPLIT SYSTEM | 52800090 | TRANE | OUTDOOR: RAS-24NA-A | NA | 0
WALL MOUNTED SPLIT SYSTEM | C005644 | DAKO | FVXS 5OFV1A | NA | 0
WALL MOUNTED SPLIT SYSTEM |  | DAKO |  | NA | 0
WALL MOUNTED SPLIT SYSTEM | E016689 | DAKO | FTXS80FVMA | NA | 0
WALL MOUNTED SPLIT SYSTEM | 695 | HITACHI | RAS25 YHA | NA | 1
CASSETTE SPLIT SYSTEM | R000675 | GREGORY | AUTA18LAL | NA | 0
PACKAGED AIR CONDITIONING UNIT | NO SERIAL ID | NULL | MAKE: LASERCHILL, MODEL: RCSD | NA | 0
PACKAGED AIR CONDITIONING UNIT | NO SERIAL ID | THERMAL EQUP CO | BD 501 | NA | 0
EVAPORATIVE COOLER | 2472 | AIRA | HCV50 1102N | NA | 0
DUCTED SPLIT SYSTEM | 853393 | CIEMANTS | SO18OHR9AN | NA | 0
DUCTED SPLIT SYSTEM | 702478 | ACPAC | CANT READ | NA | 0
AIR FAN - EXHAUST | NONE | FEDERAL | NONE | NA | 0
COOL ROOM | TSK 07P52357 | NULL | PATTON PAK PZB 600 | NA | 0
AIR FAN - EXHAUST | NO SERIAL ID | NULL | 12GV4P | NA | 0
SWITCHBOARD MECHANICAL | NO SERIAL ID | NULL | NO MODEL ID | NA | 0
AIR FAN - EXHAUST | NO SERIAL ID | NULL | 12GV4P | NA | 0
SWITCHBOARD MECHANICAL | NONE | NULL | NONE | NA | 0
FREEZER ROOM | TSK07P52262 | NULL | MAKE: PATTON PAK, MODEL: PZB600 | NA | 0
COOL ROOM | 8090261914 | KLOCHNER MOLLER | PPMTZ100X177 | NA | 0
COOL ROOM | 8090261912 | KLOCHNER MOLLER | PPMTZ125X244 | NA | 0
COOL ROOM | 8090262339 | KLOCHNER MOLLER | PPMTZ100X177 | NA | 0
DUCTED SPLIT SYSTEM | NONE | THERMAL EQUP CO | OSA 430RKTBV | NA | 0
DUCTED SPLIT SYSTEM | 700896 | THERMAL EQUP CO | OSA 155RKTV | NA | 0
HEATER - GAS (ROOM) | 2471 | AIRA | HCV12-072N | NA | 0
HEATER - GAS (ROOM) | 2472 | AIRA | HCV50-1102N | NA | 0
HEATER - GAS (ROOM) | 2474 | AIRA | HCV50-1120N | NA | 0
HEATER - GAS (ROOM) | 2475 | AIRA | HCV50-1102N | NA | 0
AIR FAN - EXHAUST | 287130 | FEDERAL | CD506V | NA | 0
HEATER - GAS (ROOM) | 2513 | AIRA | HCV50-1102N | NA | 0
HEATER - GAS (ROOM) | 2478 | AIRA | HCV50-1102N | NA | 0
HEATER - GAS (ROOM) | 2478 | AIRA | HCV50-1102N | NA | 0
COOL ROOM | 8100267120 | KLOCHNER MOLLER | PPMTZ 81X161 | NA | 0
FREEZER | 8090262197 | KLOCHNER MOLLER | PPZF 48X310 | NA | 0
COOL ROOM | 8090261911 | KLOCHNER MOLLER | PPMTZ 125X244 | NA | 0
EVAPORATIVE COOLER | 2473 | AIRA | HO 150 1102 N | NA | 0
DUCTED SPLIT SYSTEM | 64398 | AQUA | SOO91HR7A | NA | 0
CHILLER - WATER COOLED |  | NULL | ZIP | NA | 0
AIR FAN - EXHAUST | NONE | FEDERAL | NONE | NA | 0
PACKAGED AIR CONDITIONING UNIT | NO SERIAL ID | NULL | MAKE: LASERCHILL, MODEL: RCSD | NA | 0
PACKAGED AIR CONDITIONING UNIT | NO SERIAL ID | THERMAL EQUP CO | BD 501 | NA | 0
AIR FAN - EXHAUST | NO SERIAL ID | NULL | 12GV4P | NA | 0
AIR FAN - EXHAUST | NO SERIAL ID | NULL | 12GV4P | NA | 0
SWITCHBOARD MECHANICAL | NO SERIAL ID | NULL | NO MODEL ID | NA | 0
DUCTED SPLIT SYSTEM | NONE | THERMAL EQUP CO | OSA 430RKTBV | NA | 0
WALL MOUNTED SPLIT SYSTEM | NA | CARRIER | NA | NA | 0
WALL MOUNTED SPLIT SYSTEM | NA | CARRIER | NA | R22 | 0
CONDENSER UNIT | NA | NULL | NA | R134A | 2
CONDENSER UNIT | NA | NULL | NA | R134A | 2
WALL MOUNTED SPLIT SYSTEM | 22056303 RE | MITSUBISHI | SRK25ZJ-S1 | R410A | 3
WALL MOUNTED SPLIT SYSTEM | 220506300 RE | MITSUBISHI | SRK25ZJ-S1 | R410A | 3
DUCTED SPLIT SYSTEM | 18798 | BRADWAY | SER 2/225 | R22 | 5
WALL MOUNTED SPLIT SYSTEM | NA | FUJITSU | NA | R22 | 3
COOL ROOM | 049292UY | MULLER | MND32 | R22 | 3
WALL MOUNTED SPLIT SYSTEM | N/A | MITSUBISHI | N/A | R410A | 2
DUCTED SPLIT SYSTEM | 26222 | BRADWAY | SCR 2/250 | R22 | 5
WALL MOUNTED SPLIT SYSTEM | NA | FUJITSU | NA | R22 | 2
COOL ROOM | 133708 | MANEUROP | GM22-5YM | R22 | 3
COOL ROOM | 1504020019 | KIRBY | PCH059MHA1-2 | R404A | 4
FREEZER | RYF240474 | NULL | E388 | R134A | 0
FRIDGE | NA | NULL | NA | R134A | 2
FRIDGE | EUB145441 | NULL | E450RXD | R134A | 0
PACKAGED AIR CONDITIONING UNIT | 19074 | BRADWAY | BD1200 | R22 | 7
TOILET EXHAUST FAN | NA | FANTECH | NA | NA | 0
COOL ROOM | 1501041543 | KIRBY | KMT060W | R404A | 3
FRIDGE | CK1211001701 | NULL | GM1000L | R134A | 1
NON DUCTED SPLIT SYSTEM |  | MODULEX |  | R22 | 2
BMS | NA | OTHER | SPHERE | NA | 0
DUCTED SPLIT SYSTEM | 7080134 | DAIKIN | FDYQ180MV1R | R410A | 9
DUCTED SPLIT SYSTEM | 7080135 | DAIKIN | FDYQ180MV1R | R410A | 9
NON DUCTED SPLIT SYSTEM | E004781 | DAIKIN | FTKS25EVMA | R410A | 3
NON DUCTED SPLIT SYSTEM | E004808 | DAIKIN | FTKS25EVMA | R410A | 3
NON DUCTED SPLIT SYSTEM | E004765 | DAIKIN | FTKS25EEVMA | R410A | 3
NON DUCTED SPLIT SYSTEM | 4766 | DAIKIN | FTKS25EVMA | R410A | 3
UNDER CEILING SPLIT SYSTEM | E006746 | DAIKIN | FHQ100BVV1B | R410A | 4
UNDER CEILING SPLIT SYSTEM | E007408 | DAIKIN | FHQ100BVV1B | R410A | 4
UNDER CEILING SPLIT SYSTEM | E006751 | DAIKIN | FHQ100BVV1B | R410A | 4
ROOM AIR CONDITIONING UNIT | NA | PUMP ENGINEERS | NA | NA | 0
PACKAGED AIR CONDITIONING UNIT | NA | CIEMANTS | NA | NA | 0
ROOM AIR CONDITIONING UNIT | NA | ENGLISH ELECT | NA | NA | 0
ROOM AIR CONDITIONING UNIT | NA | ENGLISH ELECT | NA | NA | 0
ROOM AIR CONDITIONING UNIT | NA | CIEMANTS | NA | NA | 0
ROOM AIR CONDITIONING UNIT | NA | GREGORY | NA | NA | 0
ROOM AIR CONDITIONING UNIT | NA | MODULEX | NA | NA | 0
HUMIDIFIER | 4803 | CARRIER | COMPACTSTEAM | NA | 0
COOL ROOM | NO SERIAL ID | NULL | NO MODEL ID | NA | 0
WALL MOUNTED SPLIT SYSTEM | E 032773 | GREGORY | AOTR24LCC | NA | 0
WALL MOUNTED SPLIT SYSTEM | E 032766 | FEDERAL | AOTR24LCC | NA | 0
FRIDGE | NA | SCHNEIDER | NA | NA | 0
FRIDGE | NA | ORFORD | NA | R134A | 3
CHILLER - WATER COOLED | NA | BILLI | NA | NA | 0
BOILING WATER UNIT | NA | BILLI | NA | NA | 0
DUCTED SPLIT SYSTEM | NONE | GREGORY | NONE | NA | 0
FREEZER ROOM | 579400124G2006 | ACPAC | 4811630555 | NA | 0
COOL ROOM | 794700509E2007 | ACPAC | 4836230565 | NA | 0
COOL ROOM | 794700409E2007 | ACPAC | 4836230565 | NA | 0
DUCTED SPLIT SYSTEM | T000549 | GREGORY | AR 60HFCFM | NA | 0
DUCTED SPLIT SYSTEM | T000482 | GREGORY | AR 60HFCMF | NA | 0
DUCTED SPLIT SYSTEM | NO ACCESS | GREGORY | NO ACCESS | NA | 0
DUCTED SPLIT SYSTEM | NO ACCESS | GREGORY | NO ACCESS | NA | 0
DUCTED SPLIT SYSTEM | NO ACCESS | GREGORY | NO ACCESS | NA | 0
SWITCHBOARD MECHANICAL | NO SERIAL ID | NULL | NO MODEL ID | NA | 0
DUCTED SPLIT SYSTEM | NO ACCESS | GREGORY | NO ACCESS | NA | 0
DUCTED SPLIT SYSTEM | NO ACCESS | GREGORY | NO ACCESS | NA | 0
DUCTED SPLIT SYSTEM | NA | FUJITSU | NA | R22 | 6
AIR FAN - OUTSIDE | NA | FANTECH | NA | NA | 0
AIR FAN - EXHAUST | NA | FANTECH | NA | NA | 0
AIR FAN - EXHAUST | NA | FANTECH | NA | NA | 0
AIR FAN - EXHAUST | NA | FANTECH | NA | NA | 0
AIR FAN - EXHAUST | NA | FANTECH | NA | NA | 0
AIR FAN - EXHAUST | NA | FANTECH | NA | NA | 0
EVAPORATIVE COOLER | 1026745 | BRADWAY | 2570010 | NA | 0
EVAPORATIVE COOLER | 21216603 | BRADWAY | 1400A | NA | 0
EVAPORATIVE COOLER | 21216602 | BRADWAY | 1400A | NA | 0
CASSETTE SPLIT SYSTEM | UNKNOWN | BRADWAY | SCR 151 | R22 | 2
CASSETTE SPLIT SYSTEM | UNKNOWN | BRADWAY | SCR 151 | R22 | 2
AIR FAN - EXHAUST | 2489 | FEDERAL | DRAUGHTFORCE A31256 | NA | 0
FRIDGE | 30820 | WILLIAMS | HD2GDSS-000 | R134A | 1
FREEZER | 31746 | WILLIAMS | LD1GDSS-000 | R404A | 1.2
PACKAGED AIR CONDITIONING UNIT | 588866 | TEMPERZONE | OPA101R | R407C | 2
PACKAGED AIR CONDITIONING UNIT | 590363 | TEMPERZONE | OPA150R | R407C | 3.52
PACKAGED AIR CONDITIONING UNIT | 588870 | TEMPERZONE | OPA101R | R407C | 2
PACKAGED AIR CONDITIONING UNIT | 66685 | TEMPERZONE | OPA 260R | R407C | 7
PACKAGED AIR CONDITIONING UNIT | 590358 | TEMPERZONE | OPA150R | R407C | 4
AIR FAN - EXHAUST | 304097 | FANTECH | CE284D | NA | 0
AIR FAN - EXHAUST | NA | FANTECH | MV304E | NA | 0
PACKAGED AIR CONDITIONING UNIT | 66684 | TEMPERZONE | OPA260R | R407C | 7
AIR FAN - EXHAUST | 466908 | FANTECH | CE284D | NA | 0
EVAPORATIVE COOLER | 202006 CO306250019 | BRAEMAR | LCB250B | NA | 0
PACKAGED AIR CONDITIONING UNIT | 66583 | TEMPERZONE | OPA210R | R407C | 7
BMS |  | NULL |  | NA | 0
AIR FAN - EXHAUST | NA | FANTECH | MV304E | NA | 0
AIR FAN - EXHAUST | 304089 | FANTECH | CE224D | NA | 0
AIR FAN - EXHAUST | 476770 | FANTECH | CE224D | NA | 0
AIR FAN - EXHAUST | NA | FANTECH | MV304E | NA | 0
AIR FAN - EXHAUST | NA | FANTECH | MV304E | NA | 0
AIR FAN - EXHAUST | 304097 | FANTECH | CE284D | NA | 0
AIR FAN - EXHAUST | 550567 | FANTECH | CE284D | NA | 0
AIR FAN - SUPPLY | 01K 64320 | NULL | TFCB4-355H | NA | 0
FAN COIL UNIT - DUCTED | NO SERIAL ID | ZEIL | NO MODEL ID | NA | 0
VARIABLE SPEED DRIVE | 1H00441 | AGER | MSC-M4 (IP30) | NA | 0
FRIDGE | NO SERIAL ID | NULL | MAKE: ELECTROLUX, NO MODEL ID | NA | 0
BLAST CHILLER | 000 211 05964 | NULL | MAKE: TECNOMAC, MODEL: E5-20 A G" USB" | NA | 0
FRIDGE | NO SERIAL ID | NULL | MAKE: ELECTROLUX, NO MODEL ID | NA | 0
ICE MACHINE | NO SERIAL ID | NULL | MAKE: BREMA, NO MODEL ID | NA | 0
COOL ROOM | NO SERIAL ID | NULL | MAKE: CELLI, MODEL: AQUA TAP10 18 | NA | 0
FRIDGE | NO SERIAL ID | NULL | MAKE: ELECTROLUX, NO MODEL ID | NA | 0
UNDER CEILING SPLIT SYSTEM | 2900314 | DAKO | FHY125BVE | NA | 0
UNDER CEILING SPLIT SYSTEM | 41240001 | TRANE | RAV-1253CHE8 | NA | 0
UNDER CEILING SPLIT SYSTEM | 40540059 | TRANE | RAV-1253CHE8 | NA | 0
UNDER CEILING SPLIT SYSTEM | 1901129 | DAKO | FHY125BVE | NA | 0
UNDER CEILING SPLIT SYSTEM | 211 | DAKO | FHY125FVE | NA | 0
UNDER CEILING SPLIT SYSTEM | 9000389 | DAKO | FHY125FVE | NA | 0
FREEZER | NO SERIAL ID | NULL | MAKE: ELECTROLUX, NO MODEL ID | NA | 0
FREEZER | 11900003 | NULL | MAKE: ZANUSSI, MODEL: STF1103 | NA | 0
FRIDGE | R039088 | NULL | MAKERS: MELBOURNE REFRIGERATION & CATERI | NA | 0
FREEZER | S 16696 | NULL | MAKE: ZANUSSI, MODEL: ALF220 | NA | 0
ICE MACHINE | NO SERIAL ID | NULL | MAKE: BREMA, MODEL: NO MODEL ID | NA | 0
FRIDGE | CUSTOM | NULL | MAKERS: ALBANY REFRIGERATION, MODEL: CUS | NA | 0
FRIDGE | HA080511292 | NULL | MAKE: SKOPE, MODEL: TME1000-H | NA | 0
FRIDGE | 9902021301 | KLOCHNER MOLLER | CONDENSOR: AW43MHGB1 | NA | 0
FRIDGE | 9902021302 | KLOCHNER MOLLER | AW43MHGB1 | NA | 0
COOL ROOM | 55B141101082116A | NULL | FHT4524ZHR-2 | NA | 0
COOL ROOM | 9901020567 | KLOCHNER MOLLER | KTH277-2 | NA | 0
WALL MOUNTED SPLIT SYSTEM | 4902829 | DAKO | FTXE25BVMA | NA | 0
WALL MOUNTED SPLIT SYSTEM | 4902958 | DAKO | FTXE25BVMA | NA | 0
WALL MOUNTED SPLIT SYSTEM | 4902816 | DAKO | FTXE25BVMA | NA | 0
WALL MOUNTED SPLIT SYSTEM | 508000471RE | GREGORY | SRK25ZDA-S | NA | 0
FRIDGE | NO SERIAL ID | NULL | NO MODEL ID | NA | 0
FRIDGE | NO SERIAL ID | NULL | NO MODEL ID | NA | 0
FRIDGE | A120919502 | NULL | MAKE: SKOPE, MODEL: B1100-2-C | NA | 0
FRIDGE | A120817944 | NULL | MAKE: SKOPE, MODEL: B1100-2-C | NA | 0
FRIDGE | A091017755 | NULL | MAKE: SKOPE, MODEL: B1100-2-C | NA | 0
CHILLED WATER UNIT | 62430685 | BILLI | ACE 120SA | NA | 0
FRIDGE | 207027411 | KLOCHNER MOLLER | WJ26MHGB1 | NA | 0
FRIDGE | 201028631 | KLOCHNER MOLLER | WJ22MHGB1 | NA | 0
FRIDGE | 207026986 | KLOCHNER MOLLER | AE14MGB2 | NA | 0
CHILLED WATER UNIT | E01431140 | BILLI | ALPINE 120 | NA | 0
FRIDGE | 8060254428 | NULL | MAKE: HEATCRAFT, MODEL: H075CX035-2 | NA | 0
FRIDGE | 8060254427 | NULL | MAKE: HEATCRAFT, MODEL: H100CX039-2 | NA | 0
FRIDGE | 8060254429 | NULL | MAKE: HEATCRAFT, MODEL: H075CX035-2 | NA | 0
ICE MACHINE | AU 6470 11 W | NULL | MAKE: SCOTSMAN, MODEL: ACS 176 AS | NA | 0
FRIDGE | HB80-H080205462 | NULL | MAKE: SKOPE, MODEL: HB80 | NA | 0
DUCTED SPLIT SYSTEM | E014022 | DAKO | RXS50KVMA | NA | 0
SWITCHBOARD MECHANICAL | NA | NULL | NA | NA | 0
SWITCHBOARD MECHANICAL | NA | NULL | NA | NA | 0
SWITCHBOARD MECHANICAL | NA | NULL | NA | NA | 0
SWITCHBOARD MECHANICAL | NA | NULL | NA | NA | 0
BOILING/CHILLED WATER UNIT | 2009062330002 | NULL | MAKE: ZIP, MODEL: HYDROTAP 30271 | NA | 0
FRIDGE | 58824 | WOODS | HDS2GDCB-000 | NA | 0
BOILING/CHILLED WATER UNIT | E04621000 | BILLI | Q420 | NA | 0
BOILING/CHILLED WATER UNIT | H 09 31 1053 | BILLI | 901000 | NA | 0
FAN COIL UNIT - DUCTED | 1987 | ZEIL | M4 | NA | 0
AIR FAN - SUPPLY | NO SERIAL ID | NULL | NO MODEL ID | NA | 0
HEATING HOT WATER PUMP | NA | AJAX | NA | NA | 0
HEATING HOT WATER PUMP | NA | AJAX | NA | NA | 0
AIR FAN - EXHAUST | 120826 1 | FEDERAL | WCE406E | NA | 0
BOILING/CHILLED WATER UNIT | 2008011699439 | NULL | MAKE: ZIP, MODEL: BC 150175 | NA | 0
ICE MACHINE | 2007050359000 | NULL | MAKE: BREMA, MODEL: CB416A-Q | NA | 0
FRIDGE | 44380 | WOODS | LP2SDSS-000 | NA | 0
FREEZER | 43785 | WOODS | LD1SDSS-000 | NA | 0
FRIDGE | 44382 | WOODS | HP3GDSS-0A0 | NA | 0
SWITCHBOARD MECHANICAL | NO SERIAL ID | NULL | NO MODEL ID | NA | 0
DUCTED SPLIT SYSTEM | NA | TEMPERZONE | NA | R22 | 6
WALL MOUNTED SPLIT SYSTEM | NA | CARRIER | NA | R22 | 3
UNDER CEILING SPLIT SYSTEM | 1905562 | DAKO | OUTDOOR: RY125KUY1 | NA | 0
UNDER CEILING SPLIT SYSTEM | 1905560 | DAKO | RY125KUY1 | NA | 0
CASSETTE SPLIT SYSTEM | R003746 | GREGORY | OUTDOOR: AOTA18LALL | NA | 0
WALL MOUNTED SPLIT SYSTEM | E007260 | GREGORY | OUTDOOR: AOTG18LVCC | NA | 0
BOILING/CHILLED WATER UNIT | NO SERIAL ID | BILLI | MAKE: ZIP, MODEL: ALPINE | NA | 0
DUCTED SPLIT SYSTEM | NA | EMAIL | NA | R22 | 6
AIR FAN - EXHAUST | 214750 | FEDERAL | PCE356ER | NA | 0
WALL MOUNTED SPLIT SYSTEM | NA | CARRIER | NA | R22 | 2
CASSETTE SPLIT SYSTEM | NA | DAIKIN | NA | R22 | 2
AIR FAN - OUTSIDE | NA | ZENER | NA | NA | 0
HEAT EXCHANGER - WATER TO WAT | NONE | NULL | NONE | NA | 0
DOMESTIC HW UNIT (ELECTRIC) | NA | RHEEM | NA | NULL | NULL
DOMESTIC HW UNIT (ELECTRIC) | NA | RHEEM | NA | NULL | NULL
ROOM AIR CONDITIONING UNIT | NA | TECO | NA | R22 | 2
ROOM AIR CONDITIONING UNIT | NA | TECO | NA | R22 | 2
DUCTED HYDRONIC HEATING COIL | NA | NULL | NA | NA | 0
HEAT EXCHANGER - WATER TO WAT | 6830 | NULL | C&C METALS BEU 12 D4 | NA | 0
BOILING/CHILLED WATER UNIT | 2011040830025 | NULL | MAKE: ZIP, MODEL: BCD 150175 | NA | 0
FRIDGE | NA | WILLIAMS | NA | R404A | 1
FREEZER | NA | TECO | NA | R404A | 1
FRIDGE | NA | WILLIAMS | NA | R404A | 1
SWITCHBOARD MECHANICAL | NA | NULL | NA | NA | 0
DUCTED HYDRONIC HEATING COIL | NA | NULL | NA | NA | 0
AIR FAN - EXHAUST | NO SERIAL ID | SMOG HOG | TD800200 | NA | 0
WALL MOUNTED SPLIT SYSTEM | NA | MITSUBISHI | NA | R410A | 4
WALL MOUNTED SPLIT SYSTEM | NA | FUJITSU | NA | R410A | 2
ROOM AIR CONDITIONING UNIT | NA | TECO | NA | R22 | 1
ROOM AIR CONDITIONING UNIT | NA | FUJITSU | NA | R22 | 1
ROOM AIR CONDITIONING UNIT | NA | TECO | NA | R22 | 0
ROOM AIR CONDITIONING UNIT | NA | ELECTROLUX | NA | NA | 0
UNDER CEILING SPLIT SYSTEM | NA | FUJITSU | NA | NA | 0
AIR FAN - EXHAUST | NA | FANTECH | NA | NA | 0
BOILING/CHILLED WATER UNIT | 2009121030070 | NULL | MAKE: ZIP, MODEL: BC 6085 | NA | 0
SWITCHBOARD MECHANICAL | NA | NULL | NA | NA | 0
HEATING HOT WATER PUMP | NA | AJAX | NA | NA | 0
MAKE UP TANK | NA | NULL | NA | NA | 0
HEATING HOT WATER PUMP | NA | AJAX | NA | NA | 0
WALL MOUNTED SPLIT SYSTEM | NA | FUJITSU | NA | R410A | 3
UNDER CEILING SPLIT SYSTEM | NA | HITACHI | NA | NA | 0
CASSETTE SPLIT SYSTEM | NA | FUJITSU | NA | R22 | 6
SWITCHBOARD MECHANICAL | NO SERIAL ID | NULL | NO MODEL ID | NA | 0
WALL MOUNTED SPLIT SYSTEM | 7009602 | MODULEX | MSZ GA80VA | NA | 0
DUCTED SPLIT SYSTEM | 900143 | DAKO | R125KUY1 | NA | 0
DUCTED SPLIT SYSTEM | 900134 | DAKO | R125KUY1 | NA | 0
WALL MOUNTED SPLIT SYSTEM | 7009123 | MODULEX | MUZ-GA80VA | NA | 0
UNDER CEILING SPLIT SYSTEM | 6803152 | DAKO | RY125KY1 | NA | 0
DUCTED SPLIT SYSTEM | XH9969 | ENGLISH ELECT | DN100H | NA | 0
WALL MOUNTED SPLIT SYSTEM | NA | DAIKIN | NA | R22 | 4
BOILING/CHILLED WATER UNIT | 2010020930037 | NULL | ZIP 30271 | NA | 0
DUCTED SPLIT SYSTEM | INDOOR: 2900246, OUTDOOR: 2900344 | DAKO | INDOOR: FDY10KAY1, OUTDOOR: RY250KUY1 | NA | 0
WALL MOUNTED SPLIT SYSTEM | INDOOR: 2912902, OUTDOOR: 2908652 | DAKO | INDOOR: FTX25JVEA 9, OUTDOOR: RX25JVEA 9 | NA | 0
DUCTED SPLIT SYSTEM | INDOOR: 3012255, OUTDOOR: 2900896 | DAKO | INDOOR: FDY71V1, OUTDOOR: RY71KUY1 | NA | 0
DUCTED SPLIT SYSTEM | OUTDOOR: 2901068 | DAKO | INDOOR: FDY08KAY1, OUTDOOR: RY200KUY1 | NA | 0
DUCTED SPLIT SYSTEM | OUTDOOR: 2901126 | DAKO | OUTDOOR: RY200KUY1 | NA | 0
DUCTED SPLIT SYSTEM | OUTDOOR: 2901080 | DAKO | OUTDOOR: RY200KUY1 | NA | 0
UNDER CEILING SPLIT SYSTEM | NA | DAIKIN | NA | R22 | 8
UNDER CEILING SPLIT SYSTEM | NA | DAIKIN | NA | R22 | 8
COOL ROOM | 55H261301143135A | NULL | MAKE: TECUMSEH, MODEL: CAJT4519ZHR-2 | NA | 0
FRIDGE | SERIAL ID COVERED BY OIL SEPARATOR | NULL | MAKE: TECUMSEH, MODEL: MODEL ID COVERED | NA | 0
WALL MOUNTED SPLIT SYSTEM | 1006456T | MODULEX | MUZ-GE71VA | NA | 0
AIR FAN - EXHAUST | NO SERIAL ID | FEDERAL | NO MODEL ID | NA | 0
AIR FAN - EXHAUST | NO SERIAL ID | FEDERAL | NO MODEL ID | NA | 0
KITCHEN EXHAUST FAN | NA | FANTECH | NA | NA | 0
AIR FAN - EXHAUST | NA | FANTECH | NA | NA | 0
DUCTED SPLIT SYSTEM | NA | MARKAIR | NA | R22 | 6
DUCTED SPLIT SYSTEM | NA | AIRTEMP | NA | R22 | 6
DUCTED HYDRONIC HEATING COIL | NA | NULL | NA | NA | 0
ICE MACHINE | NA | NULL | NA | NA | 0
DUCTED SPLIT SYSTEM | 900105 | DAKO | R125KUY1 | NA | 0
DUCTED SPLIT SYSTEM | 900147 | DAKO | R125KUY1 | NA | 0
WALL MOUNTED SPLIT SYSTEM | ? | ZEIL | ? | NA | 0
CASSETTE SPLIT SYSTEM | ? | DAKO | RY125KY1 | NA | 0
AIR HANDLING UNIT | NA | YORK | NA | NA | 0
AIR HANDLING UNIT | NA | YORK | NA | NA | 0
AIR HANDLING UNIT | NA | YORK | NA | NA | 0
AIR HANDLING UNIT | NA | YORK | NA | NA | 0
SWITCHBOARD MECHANICAL | NA | NULL | NA | NA | 0
AIR FAN - OUTSIDE | NO SERIAL ID | FEDERAL | NO MODEL ID | NA | 0
AIR HANDLING UNIT | FM 1031 LD 08585 | ZEIL | M24-H1-F28-E-CW-HW | NA | 0
AIR HANDLING UNIT | NA | YORK | NA | NA | 0
AIR HANDLING UNIT | NA | YORK | NA | NA | 0
FAN COIL UNIT - DUCTED | NA | YORK | NA | NA | 0
AIR FAN - OUTSIDE | NA | FANTECH | NA | NA | 0
FAN COIL UNIT - DUCTED | NO SERIAL ID | ZEIL | NO MODEL ID | NA | 0
FAN COIL UNIT - DUCTED | NA | WALKER | NA | NA | 0
FAN COIL UNIT - DUCTED | NA | YORK | NA | NA | 0
SWITCHBOARD MECHANICAL | NO SERIAL ID | NULL | NO MODEL ID | NA | 0
SWITCHBOARD MECHANICAL | NO SERIAL ID | NULL | NO MODEL ID | NA | 0
SWITCHBOARD MECHANICAL | NA | NULL | NA | NA | 0
HEATING HOT WATER PUMP | NA | AJAX | NA | NA | 0
AIR HANDLING UNIT | NA | NULL | NA | NA | 0
FIRE DAMPER | NA | NULL | NA | NA | 0
SWITCHBOARD MECHANICAL | NO SERIAL ID | NULL | NO MODEL ID | NA | 0
FAN COIL UNIT - DUCTED | NA | YORK | NA | NA | 0
FAN COIL UNIT - DUCTED | NA | YORK | NA | NA | 0
FAN COIL UNIT - DUCTED | NA | YORK | NA | NA | 0
FAN COIL UNIT - DUCTED | NA | YORK | NA | NA | 0
SWITCHBOARD MECHANICAL | NA | NULL | NA | NA | 0
HEATING HOT WATER PUMP | NA | AJAX | NA | NA | 0
AIR FAN - EXHAUST | NA | NULL | NA | NA | 0
AIR HANDLING UNIT | NA | NULL | NA | NA | 0
AIR FAN - EXHAUST | NA | NULL | NA | NA | 0
SWITCHBOARD MECHANICAL | NA | NULL | NA | NA | 0
AIR HANDLING UNIT | NA | NULL | NA | NA | 0
AIR FAN - RETURN | NA | NULL | NA | NA | 0
AIR FAN - RETURN | NA | NULL | NA | NA | 0
SWITCHBOARD MECHANICAL | NA | NULL | NA | NA | 0
AIR FAN - OUTSIDE | NA | NULL | NA | NA | 0
AIR FAN - EXHAUST | NA | NULL | NA | NA | 0
AIR FAN - EXHAUST | NA | NULL | NA | NA | 0
KITCHEN EXHAUST FAN | NA | NULL | NA | NA | 0
SWITCHBOARD MECHANICAL | NA | NULL | NA | NA | 0
AIR HANDLING UNIT | NA | NULL | NA | NA | 0
AIR HANDLING UNIT | NA | NULL | NA | NA | 0
AIR HANDLING UNIT | NA | NULL | NA | NA | 0
FAN COIL UNIT - DUCTED |  | NULL |  | NA | 0
AIR FAN - EXHAUST | 125268 | FEDERAL | ILD 566 | NA | 0
AIR FAN - EXHAUST | NO SERIAL ID | FEDERAL | NO MODEL ID | NA | 0
KITCHEN EXHAUST FAN | 379138 | FEDERAL | RVE1004GA613 | NA | 0
AIR FAN - EXHAUST | 123966 | FEDERAL | RVE0714A10B0403 | NA | 0
AIR FAN - EXHAUST | NO SERIAL ID | FEDERAL | NO MODEL ID | NA | 0
AIR FAN - EXHAUST | NO SERIAL ID | FEDERAL | NO MODEL ID | NA | 0
AIR FAN - EXHAUST | NO SERIAL ID | FEDERAL | NO MODEL ID | NA | 0
AIR FAN - EXHAUST | NO SERIAL ID | FEDERAL | NO MODEL ID | NA | 0
KITCHEN EXHAUST FAN | NO SERIAL ID | FEDERAL | NO MODEL ID | NA | 0
AIR FAN - EXHAUST | 514044 | FEDERAL | CHE504 | NA | 0
AIR FAN - EXHAUST | NO SERIAL ID | FEDERAL | NO MODEL ID | NA | 0
AIR FAN - EXHAUST | NO SERIAL ID | FEDERAL | NO MODEL ID | NA | 0
KITCHEN EXHAUST FAN | NO SERIAL ID | FEDERAL | NO MODEL ID | NA | 0
AIR FAN - EXHAUST | NO SERIAL ID | FEDERAL | NO MODEL ID | NA | 0
AIR FAN - EXHAUST | NO SERIAL ID | FEDERAL | NO MODEL ID | NA | 0
AIR FAN - EXHAUST | NO SERIAL ID | FEDERAL | NO MODEL ID | NA | 0
AIR FAN - EXHAUST | 509758 | FEDERAL | CHD718 | NA | 0
AIR FAN - EXHAUST | 508105 | FEDERAL | CE248D | NA | 0
KITCHEN EXHAUST FAN | 509758 | FEDERAL | CHD718 | NA | 0
AIR FAN - EXHAUST | 243402 | FEDERAL | CE356V | NA | 0
AIR FAN - EXHAUST | NO SERIAL ID | FEDERAL | NO MODEL ID | NA | 0
AIR FAN - OUTSIDE | 243400 | FEDERAL | CD716S | NA | 0
AIR FAN - EXHAUST | 208333 | FEDERAL | CD 454 V | NA | 0
AIR FAN - EXHAUST | NO SERIAL ID | FEDERAL | NO MODEL ID | NA | 0
AIR FAN - EXHAUST | NO SERIAL ID | FEDERAL | NO MODEL ID | NA | 0
AIR FAN - EXHAUST | NO SERIAL ID | FEDERAL | NO MODEL ID | NA | 0
AIR FAN - EXHAUST | NO SERIAL ID | FEDERAL | NO MODEL ID | NA | 0
AIR FAN - EXHAUST | NO SERIAL ID | FEDERAL | NO MODEL ID | NA | 0
AIR FAN - EXHAUST | NO SERIAL ID | FEDERAL | NO MODEL ID | NA | 0
AIR HANDLING UNIT | 13244 | NULL | MAKE: PARAGON, MODEL: DBAH250 | NA | 0
VARIABLE SPEED DRIVE | NO SERIAL ID | DB INDUSTRIES | NO MODEL ID | NA | 0
AIR HANDLING UNIT | NO SERIAL ID | NULL | MAKE: PARAGON, MODEL: DBAH250 | NA | 0
VARIABLE SPEED DRIVE | NO SERIAL ID | DB INDUSTRIES | NO MODEL ID | NA | 0
AIR HANDLING UNIT | NO SERIAL ID | NULL | MAKE: PARAGON, MODEL: EBAH250 | NA | 0
VARIABLE SPEED DRIVE | NO SERIAL ID | DB INDUSTRIES | NO MODEL ID | NA | 0
AIR HANDLING UNIT | NO SERIAL ID | NULL | MAKE: PARAGON, MODEL EBAH250 | NA | 0
VARIABLE SPEED DRIVE | NO SERIAL ID | DB INDUSTRIES | NO MODEL ID | NA | 0
PACKAGED AIR CONDITIONING UNIT | NA | TEMPERZONE | NA | R410A | 12
KITCHEN EXHAUST FAN | 348782 | FEDERAL | CE406V | NA | 0
AIR FAN - EXHAUST | 18780 | FEDERAL | CD 404V | NA | 0
SMOKE SPILL FAN | NA | FANTECH | NA | NA | 0
AIR FAN - EXHAUST | NA | FEDERAL | NA | NA | 0
AIR FAN - EXHAUST | NA | FANTECH | NA | NA | 0
PACKAGED AIR CONDITIONING UNIT | NA | BRADWAY | NA | R22 | 8
AIR FAN - EXHAUST | NA | NULL | NA | NA | 0
FIRE DAMPER | NO SERIAL ID | NULL | NO MODEL ID | NA | 0
FIRE DAMPER | NO SERIAL ID | NULL | NO MODEL ID | NA | 0
FIRE DAMPER | NO SERIAL ID | NULL | NO MODEL ID | NA | 0
FIRE DAMPER | NO SERIAL ID | NULL | NO MODEL ID | NA | 0
FIRE DAMPER | NO SERIAL ID | NULL | NO MODEL ID | NA | 0
FIRE DAMPER | NO SERIAL ID | NULL | NO MODEL ID | NA | 0
FIRE DAMPER | NO SERIAL ID | NULL | NO MODEL ID | NA | 0
FIRE DAMPER | NO SERIAL ID | NULL | NO MODEL ID | NA | 0
FIRE DAMPER | NO SERIAL ID | NULL | NO MODEL ID | NA | 0
SWITCHBOARD MECHANICAL | NA | NULL | NA | NA | 0
FIRE DAMPER | NO SERIAL ID | NULL | NO MODEL ID | NA | 0
FIRE DAMPER | NO SERIAL ID | NULL | NO MODEL ID | NA | 0
FIRE DAMPER | NO SERIAL ID | NULL | NO MODEL ID | NA | 0
FIRE DAMPER | NO SERIAL ID | NULL | NO MODEL ID | NA | 0
FIRE DAMPER | NO SERIAL ID | NULL | NO MODEL ID | NA | 0
FIRE DAMPER | NO SERIAL ID | NULL | NO MODEL ID | NA | 0
FIRE DAMPER | NO SERIAL ID | NULL | NO MODEL ID | NA | 0
FIRE DAMPER | NO SERIAL ID | NULL | NO MODEL ID | NA | 0
FIRE DAMPER | NO SERIAL ID | NULL | NO MODEL ID | NA | 0
FIRE DAMPER | NO SERIAL ID | NULL | NO MODEL ID | NA | 0
FIRE DAMPER | NO SERIAL ID | NULL | NO MODEL ID | NA | 0
FIRE DAMPER | NO SERIAL ID | NULL | NO MODEL ID | NA | 0
FIRE DAMPER | NO SERIAL ID | NULL | NO MODEL ID | NA | 0
FIRE DAMPER | NO SERIAL ID | NULL | NO MODEL ID | NA | 0
FIRE DAMPER | NO SERIAL ID | NULL | NO MODEL ID | NA | 0
FIRE DAMPER | NO SERIAL ID | NULL | NO MODEL ID | NA | 0
FIRE DAMPER | NO SERIAL ID | NULL | NO MODEL ID | NA | 0
FIRE DAMPER | NO SERIAL ID | NULL | NO MODEL ID | NA | 0
FIRE DAMPER | NO SERIAL ID | NULL | NO MODEL ID | NA | 0
FIRE DAMPER | NO SERIAL ID | NULL | NO MODEL ID | NA | 0
FIRE DAMPER | NO SERIAL ID | NULL | NO MODEL ID | NA | 0
FIRE DAMPER | NO SERIAL ID | NULL | NO MODEL ID | NA | 0
FIRE DAMPER | NO SERIAL ID | NULL | NO MODEL ID | NA | 0
FIRE DAMPER | NO SERIAL ID | NULL | NO MODEL ID | NA | 0
FIRE DAMPER | NO SERIAL ID | NULL | NO MODEL ID | NA | 0
FIRE DAMPER | NO SERIAL ID | ZEIL | NO MODEL ID | NA | 0
FIRE DAMPER | NO SERIAL ID | NULL | NO MODEL ID | NA | 0
FIRE DAMPER | NO SERIAL ID | NULL | NO MODEL ID | NA | 0
FIRE DAMPER | NO SERIAL ID | NULL | NO MODEL ID | NA | 0
FIRE DAMPER | NO SERIAL ID | NULL | NO MODEL ID | NA | 0
FIRE DAMPER | NO SERIAL ID | NULL | NO MODEL ID | NA | 0
FIRE DAMPER | NO SERIAL ID | NULL | NO MODEL ID | NA | 0
FIRE DAMPER | NO SERIAL ID | NULL | NO MODEL ID | NA | 0
FIRE DAMPER | NO SERIAL ID | NULL | NO MODEL ID | NA | 0
FIRE DAMPER | NO SERIAL ID | NULL | NO MODEL ID | NA | 0
FIRE DAMPER | NO SERIAL ID | NULL | NO MODEL ID | NA | 0
FIRE DAMPER | NO SERIAL ID | NULL | NO MODEL ID | NA | 0
FIRE DAMPER | NO SERIAL ID | NULL | NO MODEL ID | NA | 0
FIRE DAMPER | NO SERIAL ID | NULL | NO MODEL ID | NA | 0
FIRE DAMPER | NO SERIAL ID | NULL | NO MODEL ID | NA | 0
FIRE DAMPER | NO SERIAL ID | NULL | NO MODEL ID | NA | 0
FIRE DAMPER | NO SERIAL ID | NULL | NO MODEL ID | NA | 0
FIRE DAMPER | NO SERIAL ID | NULL | NO MODEL ID | NA | 0
FIRE DAMPER | NO SERIAL ID | NULL | NO MODEL ID | NA | 0
FIRE DAMPER | NO SERIAL ID | NULL | NO MODEL ID | NA | 0
FIRE DAMPER | NO SERIAL ID | NULL | NO MODEL ID | NA | 0
FIRE DAMPER | NO SERIAL ID | NULL | NO MODEL ID | NA | 0
FIRE DAMPER | NO SERIAL ID | NULL | NO MODEL ID | NA | 0
FIRE DAMPER | NO SERIAL ID | NULL | NO MODEL ID | NA | 0
VARIABLE SPEED DRIVE | 383015G051 | DB INDUSTRIES | 131B1277 | NA | 0
VARIABLE SPEED DRIVE | 022402G122 | DB INDUSTRIES | 131U2228 | NA | 0
VARIABLE SPEED DRIVE | 014510G321 | DB INDUSTRIES | 131H9189 | NA | 0
VARIABLE SPEED DRIVE | 161415G052 | DB INDUSTRIES | 131B4061 | NA | 0
VARIABLE SPEED DRIVE | 162815G072 | DB INDUSTRIES | 131B4061 | NA | 0
VARIABLE SPEED DRIVE | 012610G321 | DB INDUSTRIES | 131H9187 | NA | 0
VARIABLE SPEED DRIVE | 020210G271 | DB INDUSTRIES | 131F9780 | NA | 0
VARIABLE SPEED DRIVE | 161515G062 | DB INDUSTRIES | 131B4061 | NA | 0
VARIABLE SPEED DRIVE | 028210G341 | DB INDUSTRIES | 131B9307 | NA | 0
VARIABLE SPEED DRIVE | 027615G461 | DB INDUSTRIES | 131B4794 | NA | 0
VARIABLE SPEED DRIVE | 162615G072 | DB INDUSTRIES | 131B4061 | NA | 0
VARIABLE SPEED DRIVE | 028110G341 | DB INDUSTRIES | 131B9307 | NA | 0
FIRE DAMPER | NO SERIAL ID | NULL | NO MODEL ID | NA | 0
VARIABLE SPEED DRIVE | 019002G012 | DB INDUSTRIES | 131U2236 | NA | 0
FIRE DAMPER | NO SERIAL ID | NULL | NO MODEL ID | NA | 0
FIRE DAMPER | NO SERIAL ID | NULL | NO MODEL ID | NA | 0
FIRE DAMPER | NO SERIAL ID | NULL | NO MODEL ID | NA | 0
FIRE DAMPER | NO SERIAL ID | NULL | NO MODEL ID | NA | 0
FIRE DAMPER | NO SERIAL ID | NULL | NO MODEL ID | NA | 0
VARIABLE SPEED DRIVE | 023902G122 | DB INDUSTRIES | 131U2236 | NA | 0
VARIABLE SPEED DRIVE | 017102G341 | DB INDUSTRIES | 131Z7150 | NA | 0
FIRE DAMPER | NA | NULL | NA | NA | 0
FIRE DAMPER | NA | NULL | NA | NA | 0
FIRE DAMPER | NA | NULL | NA | NA | 0
FIRE DAMPER | NA | NULL | NA | NA | 0
FIRE DAMPER | NA | NULL | CRAC 1, SUPPLY AIR FIRE DAMPER 2 | NA | 0
FIRE DAMPER | NA | NULL | NA | NA | 0
FIRE DAMPER | NA | NULL | NA | NA | 0
FIRE DAMPER | NA | NULL | NA | NA | 0
FIRE DAMPER | NA | NULL | NA | NA | 0
FIRE DAMPER | NA | NULL | NA | NA | 0
FIRE DAMPER | NA | NULL | NA | NA | 0
FIRE DAMPER | NA | NULL | NA | NA | 0
FIRE DAMPER | NA | NULL | NA | NA | 0
FIRE DAMPER | NA | NULL | NA | NA | 0
FIRE DAMPER | NA | NULL | NA | NA | 0
FIRE DAMPER | NA | NULL | NA | NA | 0
FIRE DAMPER | NA | NULL | NA | NA | 0
FIRE DAMPER | NA | NULL | NA | NA | 0
FIRE DAMPER | N\A | NULL | NA | NA | 0
FIRE DAMPER | NA | NULL | NA | NA | 0
FIRE DAMPER | NA | NULL | NA | NA | 0
FIRE DAMPER | NA | NULL | NA | NA | 0
FIRE DAMPER | NA | NULL | NA | NA | 0
FIRE DAMPER | NA | NULL | NA, | NA | 0
FIRE DAMPER | NA | NULL | NA | NA | 0
WALL MOUNTED SPLIT SYSTEM | NA | MITSUBISHI | NA | R410A | 5
WALL MOUNTED SPLIT SYSTEM | NO SERIAL ID | PANASONIC | CU-1270TR | R22 | 5
DUCTED SPLIT SYSTEM | 77149 | SANYO | SWP-C362GH8 | R22 | 5
DUCTED SPLIT SYSTEM | none available | ALCAIR | none available | R22 | 5
DUCTED SPLIT SYSTEM | NO SERIAL ID | APAC | NO MODEL ID | R22 | 5
SWITCHBOARD MECHANICAL | NA | R.G.LADD | NA | NA | 0
SWITCHBOARD MECHANICAL | NA | R.G.LADD | NA | NA | 0
COOL ROOM | UNKOWN | WILLIAMS | UNKOWN | R134A | 5
AIR FAN - EXHAUST | UNREADABLE | FANTECH | UNREADABLE | NA | 0
AIR FAN - EXHAUST | NO SERIAL ID | FANTECH | NO MODEL ID | NA | 0
AIR FAN - EXHAUST | NO SERIAL ID | FANTECH | NO MODEL ID | NA | 0
AIR FAN - EXHAUST | NONE PRESENT | FANTECH | NONE PRESENT | NA | 0
DUCTED SPLIT SYSTEM | NONE | APAC | SO11 | R22 | 5
PACKAGED AIR CONDITIONING UNIT | NO SERIAL ID | ALCAIR | NO MODEL ID | R22 | 8
DUCTED SPLIT SYSTEM | NONE | APAC | SO11 | R22 | 5
AIR FAN - EXHAUST | NO SERIAL ID | FANTECH | NO MODEL ID | NA | 0
DUCTED SPLIT SYSTEM | NONE | APAC | SO11 | R22 | 5
DUCTED SPLIT SYSTEM | NONE | APAC | NONE | R22 | 6
SWITCHBOARD MECHANICAL | NA | R.G.LADD | NA | NA | 0
AIR HANDLING UNIT | 1487 | WALKER | AM-32 | NA | 0
AIR FAN - EXHAUST | NONE | FANTECH | MV254 | NA | 0
PACKAGED AIR CONDITIONING UNIT | 20822 | ALCAIR | HCPK40RT | R22 | 10
AIR FAN - RETURN | 180471A | FANS DIRECT | FANSDIRECT VD80DD25A 6ESF | NA | 0
VARIABLE SPEED DRIVE | G0852130 | AGER | MSC-3R11 | NA | 0
VARIABLE SPEED DRIVE | UNREADABLE | ZENER | MSC-3R11 | NA | 0
SWITCHBOARD LIGHT/POWER | NA | NHP | NA | NA | 0
SWITCHBOARD MECHANICAL | NO SERIAL ID | NULL | NO MODEL ID | NA | 0
HEAT EXCHANGER - WATER TO WAT | 110322 | NULL | SWEP GL - 13 PI | NA | 0
CIRCULATING PUMP | 2242.5 | GRUNDFOS | 2RMFD47C | NA | 0
CIRCULATING PUMP | 2495.5 | GRUNDFOS | 2RMFD47C | NA | 0
SWITCHBOARD MECHANICAL | NA | NULL | CDS ELECTRICAL SERVICES | NA | 0
DOMESTIC HW UNIT (GAS) | NA | RHEEM | NA | NA | 0
DOMESTIC HW UNIT (GAS) | NA | RHEEM | NA | NA | 0
DOMESTIC HW UNIT (GAS) | NA | RHEEM | NA | NA | 0
AIR HANDLING UNIT | NA | NULL | 603869 | NA | 0
AIR HANDLING UNIT | 8227 | DB INDUSTRIES | DBAH 4700 | NA | 0
SWITCHBOARD MECHANICAL | NA | NULL | NA | NA | 0
AIR FAN - EXHAUST | 196463 | FANTECH | SQB0714AP10B03025O | NA | 0
CIRCULATING PUMP | 2234 | GRUNDFOS | 2RMEA1C | NA | 0
AIR FAN - EXHAUST | UNREADABLE | FANTECH | UNREADABLE | NA | 0
AIR HANDLING UNIT | NA | DB INDUSTRIES | NA | NA | 0
AIR HANDLING UNIT | NA | DB INDUSTRIES | NA | NA | 0
AIR FAN - SUPPLY | NA | DB INDUSTRIES | NA | NA | 0
AIR HANDLING UNIT | NA | DB INDUSTRIES | NA | NA | 0
AIR HANDLING UNIT | NA | DB INDUSTRIES | NA | NA | 0
AIR FAN - RETURN | NA | FANTECH | NA | NA | 0
AIR FAN - RETURN | NA | FANTECH | NA | NA | 0
AIR FAN - RETURN | NA | FANTECH | NA | NA | 0
AIR FAN - RETURN | NA | FANTECH | NA | NA | 0
CRAC AIR COOLED | NA | ATLAS | NA | R22 | 10
FAN COIL UNIT - DUCTED | UNKOWN | NULL | CAEMORRISON AC 10 TON | NA | 0
FAN COIL UNIT - DUCTED | UNKOWN | NULL | EDENAIRE 200B | NA | 0
FAN COIL UNIT - DUCTED | 7753-01 | NULL | CAEMORRISON | NA | 0
EXTRACTION SYSTEM - SMOKE | PS429308.01.5.832 | NULL | CAEMORRISON SMOKE GENERATOR | NA | 0
FAN COIL UNIT - DUCTED | 1008678 | NULL | CAEMORRISON | NA | 0
NON DUCTED SPLIT SYSTEM | 0732 001 805 | PARKER | CU-AI82KR | NA | 0
SWITCHBOARD MECHANICAL | NA | NULL | NA | NA | 0
CONDENSER WATER PUMP | NA | AJAX | NA | NA | 0
BMS | NA | NULL | NA | NA | 0
CRAC WATER COOLED | NA | NULL | NA | NA | 0
EXTRACTION SYSTEM - DUST | NA | NEDERMAN | NA | NA | 0
AIR FAN - EXHAUST | NA | FANTECH | NA | NA | 0
COOLING TOWER | NA | BAC | NA | NA | 0
AIR COOLED SPLIT SYSTEM | 2767 0890 6663 | ATLAS | 900370 E21 CC2 | NA | 0
COOLING TOWER | NA | BAC | NA | NA | 0
SWITCHBOARD MECHANICAL | NA | NULL | NA | NA | 0
SWITCHBOARD MECHANICAL | NA | NULL | NA | NA | 0
AIR HANDLING UNIT | NA | NULL | NA | NA | 0
AIR FAN - EXHAUST | NA | FANTECH | NA | NA | 0
HEATING HOT WATER PUMP | NA | NULL | NA | NA | 0
MAKE UP TANK | NA | AUTOHEAT | NA | NA | 0
HEATING HOT WATER PUMP | NA | NULL | NA | NA | 0
CHILLED WATER PUMP | NA | NULL | NA | NA | 0
CHILLED WATER PUMP | NA | NULL | NA | NA | 0
AIR FAN - EXHAUST | NA | FANTECH | NA | NA | 0
VARIABLE SPEED DRIVE | 3R01116 | ZENER | MSC -3R11 | NA | 0
MAKE UP TANK | NA | NULL | NA | NA | 0
AIR FAN - EXHAUST | NA | FANTECH | NA | NA | 0
AIR HANDLING UNIT | NA | DB INDUSTRIES | NA | NA | 0
AIR HANDLING UNIT | NA | DB INDUSTRIES | NA | NA | 0
AIR HANDLING UNIT | NA | DB INDUSTRIES | NA | NA | 0
AIR HANDLING UNIT | NA | DB INDUSTRIES | NA | NA | 0
SWITCHBOARD MECHANICAL | NA | NULL | NA | NA | 0
BOILER - GAS ATMOSPHERIC | NA | RAYPAK | NA | NA | 0
CHILLER - AIR COOLED | NA | CARRIER | NA | R134A | 310
AIR FAN - EXHAUST | NA | FANTECH | NA | NA | 0
AIR FAN - EXHAUST | NA | FANTECH | NA | NA | 0
EXTRACTION SYSTEM - SMOKE | UNKNOWN | NULL | CAE | NA | 0
UNDER CEILING SPLIT SYSTEM | 0507-11968 | ZEIL | MOH46N36BDFJLK | NA | 0
BMS | NA | NULL | NA | NA | 0
CRAC WATER COOLED | NA | NULL | NA | NA | 0
AIR HANDLING UNIT | NA | WALKER | NA | NA | 0
CRAC CHILLED WATER | NA | ATLAS | NA | NA | 0
AIR FAN - EXHAUST | NA | FANTECH | NA | NA | 0
AIR HANDLING UNIT | NA | NULL | NA | NA | 0
FIRE DAMPER | NA | NULL | NA | NA | 0
CRAC CHILLED WATER |  | NULL |  | NA | 0
CRAC CHILLED WATER | AIRB016844 | NULL | AIRBLUE UFC 300 HH | NA | 0
CRAC CHILLED WATER | AIRB016846 | NULL | AIRBLUE UFC 300 HH | NA | 0
CRAC CHILLED WATER | AIRB016847 | NULL | AIRBLUE UFC 300 HH | NA | 0
AIR FAN - EXHAUST | UNREADABLE | FEDERAL | UNREADABLE | NA | 0
SWITCHBOARD MECHANICAL | NA | NULL | NA | NA | 0
EXPANSION TANK (CLOSED LOOPS) | NA | NULL | NA | NA | 0
VARIABLE SPEED DRIVE | NA | ZENNER | NA | NA | 0
AIR FAN - RETURN | NA | FANTECH | NA | NA | 0
EXPANSION TANK (CLOSED LOOPS) | NA | NULL | NA | NA | 0
VARIABLE SPEED DRIVE | UNREADABLE | AGER | MCR | NA | 0
WALL MOUNTED SPLIT SYSTEM |  | TECO |  | R22 | 2
WALL MOUNTED SPLIT SYSTEM | 7010976 | MITSUBISHI | MUZ-GA71VA | R410A | 2
AIR DRYER (REFRIG) | 3536 | HITACHI | HEUNCH - DENCO M2A CAD | R22 | 5
AIR FAN - RETURN | 22675 | FEDERAL | APA 760.4 | NA | 0
AIR HANDLING UNIT | NO ID | WALKER | NO ID | NA | 0
AIR FAN - RETURN | NO SERIAL | FANTECH | APA 9656 | NA | 0
AIR HANDLING UNIT | NO ID | WALKER | NO ID | NA | 0
AIR FAN - RETURN | NO SERIAL | FANTECH | APA 9656 | NA | 0
CRAC UNIT | 2457 | KELVINATOR | CDXA-44EC | R22 | 40
SWITCHBOARD MECHANICAL | NO ID | RIMEC | NO ID | NA | 0
AIR FAN - EXHAUST | F4420 | RICHARDSON | 365CP | NA | 0
AIR FAN - EXHAUST | F4436 | RICHARDSON | 245CP | NA | 0
SWITCHBOARD MECHANICAL | 0 | NULL | RIMEC ELECTRICAL SERVICES | NA | 0
AIR HANDLING UNIT | NONE | WALKER | NO IDENTIFICATION DETAILS | NA | 0
CHILLER - WATER COOLED | VJ5515 | CARRIER | HRWC 300 TD | R22 | 80
AIR FAN - EXHAUST | 708018 | FEDERAL | APA 400 . 45X | NA | 0
BOILER - GAS FIRED | 1573 | HUNT | TNAR 290 | NATURAL GAS | 0
HEATING HOT WATER PUMP | M 1.5 CM1 IMP DIA 244 | AJAX | 65 X 40 250 | NA | 0
COOLING TOWER | 08J0446 | BAC | VTX 55 | NA | 0
WALL MOUNTED SPLIT SYSTEM | NA | GREGORY | NA | NA | 0
WALL MOUNTED SPLIT SYSTEM | NA | GREGORY | NA | NA | 0
WALL MOUNTED SPLIT SYSTEM | C101051920408628130022 | LENNOX | LNC062C1-1 | R22 | 2
DUCTED SPLIT SYSTEM | NA | ATLANTIC | NA | NA | 0
HEATING HOT WATER PUMP | NO SERIAL ID | AJAX | NO MODEL ID | NA | 0
AIR FAN - EXHAUST | NO SERIAL ID | NULL | NO MODEL ID | NA | 0
AIR FAN - EXHAUST | NO SERIAL ID | NULL | NO MODEL ID | NA | 0
BOILER - GAS FIRED | 1572 | HUNT | TNAR 290 | NATURAL GAS | 0
AIR FAN - EXHAUST | 106603 1 | FANTECH | AP031-10-28O | NA | 0
SWITCHBOARD MECHANICAL | NO SERIAL ID | NULL | NO MODEL ID | NA | 0
CHILLED WATER PUMP | NO SERIAL ID | AJAX | A10C | NA | 0
AIR HANDLING UNIT | NO SERIAL ID | MUNTERS | NO MODEL ID | NA | 0
CHILLER - AIR COOLED | VJ 5011 | LUKE | HRACS M18T | R22 | 62
AIR HANDLING UNIT | NO SERIAL ID | MUNTERS | NO MODEL ID | NA | 0
AIR HANDLING UNIT | NO SERIAL ID | MUNTERS | NO MODEL ID | NA | 0
AIR FAN - EXHAUST | 5342 | AIR NOISE | ECTLL315-4 | NA | 0
AIR FAN - EXHAUST | NO SERIAL ID | NULL | NO MODEL ID | NA | 0
AIR FAN - EXHAUST | UNKNOWN | NULL | UNKNOWN | NA | 0
PACKAGED AIR CONDITIONING UNIT | YD-4740 | AIRTEMP | 700 252 0128 | R22 | 9
PACKAGED AIR CONDITIONING UNIT | YD 4745 | AIRTEMP | NA | R22 | 9
AIR FAN - EXHAUST | NA | FANTECH | UNKNOWN | NA | 0
EVAPORATIVE COOLER | NA | BRAEMAR | NA | NA | 0
EXPANSION TANK (CLOSED LOOPS) | NONE | AIRA | NO DETAIL LEFT | NA | 0
SWITCHBOARD MECHANICAL | NA | NULL | NA | NA | 0
CHILLER - WATER COOLED | 9892 | TRITEC ELECT | LE06 | NA | 0
HEATING HOT WATER PUMP | NO SERIAL ID | ALCAIR | AXOC | NA | 0
AIR HANDLING UNIT | NO SERIAL ID | NULL | NO MODEL ID | NA | 0
BOILER - GAS ATMOSPHERIC | 2012071002489 | NULL | RAYPCK BO430NCM | NA | 0
AIR FAN - EXHAUST | NONE | ROBERT SHAW | NONE | NA | 0
COOLING TOWER | 09J0896 | BARREL FAN | VXCS 45 | NA | 0
AIR FAN - EXHAUST | NONE | ROBERT SHAW | NONE | NA | 0
HEATING HOT WATER PUMP | AXOO FF 222MM DIA | ALCAIR | 80X50 -250 | NA | 0
SMOKE EXHAUST FAN | NO SERIAL ID | FEDERAL | RDE056-5-2T | NA | 0
MAKE UP TANK | NONE | NULL | NONE | NA | 0
WALL MOUNTED SPLIT SYSTEM | 6010012 | MITSUBISHI | MUZ-GA35VA | R410A | 1
PACKAGED AIR CONDITIONING UNIT | 861910 | APAC | P055AHR9BE | R407C | 13
0 - NOT SET |  | NULL |  | NA | 0
0 - NOT SET | 0 | NULL | 0 | NA | 0
WALL MOUNTED SPLIT SYSTEM | T 004175 | FUJITSU | AOT17RNA | R22 | 1.5
WALL MOUNTED SPLIT SYSTEM | E001599 | FUJITSU | AOT12RSHC | R22 | 1100
DUCTED SPLIT SYSTEM | 62504 | ALCAIR | HCS18T | R22 | 8
CASSETTE SPLIT SYSTEM | 356300357 | PANASONIC | CS A1BB 4P | R22 | 3
CASSETTE SPLIT SYSTEM | 356300353 | PANASONIC | CS A18BB4P | R22 | 3
ROOM AIR CONDITIONING UNIT | NONE | KIRBY | NONE | NA | 0
CIRCULATING PUMP | 2 -AH | KELLY & LEWIS | 50 | NA | 0
CIRCULATING PUMP | NO ID PLATE FITTED | KELVINATOR | NO ID PLATE FITTED | NA | 0
ROOM AIR CONDITIONING UNIT | NONE | TEMPERZONE | NONE | NA | 0
MAKE UP TANK | NONE | NULL | NO ID PLATE | NA | 0
AIR FAN - EXHAUST | NO ID | RICHARDSON | NO ID | NA | 0
ROOM AIR CONDITIONING UNIT | NO ID | TEMPERZONE | NO ID | R410A | 2
VRF DUCTED SPLIT | E000150 | DAKO | RZYQ10PY1 | NA | 0
FIRE DAMPER | NA | NULL | NA | NA | 0
FIRE DAMPER | NA | NULL | NA | NA | 0
FIRE DAMPER | NA | NULL | NA | NA | 0
SWITCHBOARD MECHANICAL | NO ID | NULL | NO ID | NA | 0
BOILER - GAS FIRED | 1571 | HUNT | TNAR 290 | NATURAL GAS | 0
CHILLER - WATER COOLED | M42250 | CARRIER | 30DA46-190 | R22 | 80
COOLING TOWER | 10J0064 | BAC | RCT2066 | NA | 0
AIR FAN - EXHAUST | NO SERIAL | NULL | NO MODEL | NA | 0
AIR FAN - EXHAUST | NO SERIAL | NULL | NO MODEL | NA | 0
COMBINED FUSE SWITCH | B5565 | ROBERT SHAW | 730 CPD | NA | 0
SWITCHBOARD MECHANICAL | NO ID | NULL | NO ID | NA | 0
CHILLER - WATER COOLED | 74720 | CARRIER | 10FX16084 | R22 | 80
CONDENSER WATER PUMP | CC409 SERIES 6 SIZE 34 | KELLY & LEWIS | 50 | NA | 0
CHILLED WATER PUMP | CC407 34 SERIES2 REF 0803 4276 | KELLY & LEWIS | 50 | NA | 0
CIRCULATING PUMP | CB45 SERIES 6 | KELLY & LEWIS | 50 | NA | 0
BOILER - GAS FIRED | 1569 | HURRICAN VENTI | TNAR 465 | NA | 0
TOILET EXHAUST FAN | 5568 | RICHARDSON | 365DP | NA | 0
TOILET EXHAUST FAN | B5568 | RICHARDSON | 365 CP | NA | 0
AIR HANDLING UNIT | NO ID | RICHARDSON | NO ID | NA | 0
TOILET EXHAUST FAN | NO ID | RICHARDSON | NO ID | NA | 0
AIR FAN - EXHAUST | NO ID | RICHARDSON | NO ID | NA | 0
AIR HANDLING UNIT | NO ID | RICHARDSON | NO ID | NA | 0
HEAT & VENT FAN | NO ID | RICHARDSON | NO ID | NA | 0
BOILER - GAS FIRED | 1507 | HUNT | TNAR 407 | NATURAL GAS | 0
CALORIFIER (DOMESTIC HW) | D34452 | NULL | NO ID PLATE | NA | 0
HEAT & VENT FAN | NO ID | RICHARDSON | NO ID | NA | 0
GAS DUCT HEATER | D4195 | AIRA | SD30 | NATURAL GAS | 0
GAS DUCT HEATER | D4207 | AIRA | SD30 | NATURAL GAS | 0
GAS DUCT HEATER | D4213 | AIRA | SD30 | NATURAL GAS | 0
GAS DUCT HEATER | D4203 | AIRA | SD30 | NATURAL GAS | 0
GAS DUCT HEATER | D4215 | AIRA | SD30 | NATURAL GAS | 0
GAS DUCT HEATER | D4189 | AIRA | SD30 | NATURAL GAS | 0
GAS DUCT HEATER | D4211 | AIRA | SD30 | NATURAL GAS | 0
GAS DUCT HEATER | D4193 | AIRA | SD30 | NATURAL GAS | 0
GAS DUCT HEATER | D4197 | AIRA | SD30 | NATURAL GAS | 0
SWITCHBOARD MECHANICAL | 97112 - 4 | NULL | SINELEC AUSTRALIA | NA | 0
GAS DUCT HEATER | D4205 | AIRA | SD30 | NATURAL GAS | 0
GAS DUCT HEATER | D4209 | AIRA | SD30 | NATURAL GAS | 0
GAS DUCT HEATER | D4199 | AIRA | SD30 | NATURAL GAS | 0
GAS DUCT HEATER | D4201 | AIRA | SD30 | NATURAL GAS | 0
AIR FAN - EXHAUST | NO SERIAL | NULL | NO MODEL | NA | 0
TOILET EXHAUST FAN | NO ID | RICHARDSON | NO ID | NA | 0
ROOM AIR CONDITIONING UNIT | NONE | CIEMANTS | NONE | NA | 0
FAN COIL UNIT - DUCTED | NA | SANYO | AW-07036 | NA | 0
ROOM AIR CONDITIONING UNIT | NONE | CIEMANTS | NONE | NA | 0
ROOM AIR CONDITIONING UNIT | NONE | GREGORY | NONE | NA | 0
WALL MOUNTED SPLIT SYSTEM | T001926 | GREGORY | AST30RBA-W | NA | 0
DUCTED SPLIT SYSTEM | E000150 | DAKO | RZYQ20PY1 | NA | 0
PACKAGED AIR CONDITIONING UNIT | DC 5632 | ENGLISH ELECT | XA 000B5 | NA | 0
SWITCHBOARD MECHANICAL | NO ID | NULL | NO ID | NA | 0
CONDENSER WATER PUMP | CF115 | KELLY & LEWIS | 50 | NA | 0
CHILLED WATER PUMP | CF93 | KELLY & LEWIS | 50 | CHILLED WATER | 0
TOILET EXHAUST FAN | NO ID | RICHARDSON | NO ID | NA | 0
DUCTED SPLIT SYSTEM | 20419 | ALCAIR | HCS9SL | R438A | 5
PACKAGED AIR CONDITIONING UNIT | PD01067 | EMAIL | R30H | R22 | 6
AIR FAN - EXHAUST | NO ID | FANTECH | MV302E | NA | 0
COOL ROOM | NA | NULL | NA | R22 | 8
FREEZER ROOM | AVA2490ZXG | KLOCHNER MOLLER | AV182TT-066-A4 | NA | 0
CALORIFIER (DOMESTIC HW) | 5926 | NULL | 1700 LITRE | NA | 0
DUCTED SPLIT SYSTEM | NA | EMAIL | NA | R22 | 8
AIR FAN - EXHAUST | NA | FANTECH | NA | NA | 0
BOILER - GAS FIRED | 1574 | HUNT | TNAR 290 | NATURAL GAS | 0
SWITCHBOARD MECHANICAL | NA | NULL | NA | NA | 0
DUCTED SPLIT SYSTEM | NA | EMAIL | NA | R22 | 8
KITCHEN EXHAUST FAN | NA | FANTECH | NA | NA | 0
ROOM AIR CONDITIONING UNIT | NO SERIAL ID | OTHER | NO MODEL ID | R22 | 2
ROOM AIR CONDITIONING UNIT | NO SERIAL ID | CARRIER | NO MODEL ID | R22 | 2
EXPANSION TANK (CLOSED LOOPS) | 151601 | NULL | PNEUMATIEX PND 80 LITRES | NA | 0
EVAPORATIVE COOLER | 21216600 | BRADWAY | 1400A | NA | 0
EVAPORATIVE COOLER | NO SERIAL ID | BRADWAY | 1400A | NA | 0
AIR FAN - EXHAUST | NO SERIAL ID | FEDERAL | RVE056-10-17 | NA | 0
AIR FAN - EXHAUST | NO SERIAL ID | FEDERAL | RDE056-10-17 | NA | 0
AIR FAN - EXHAUST | NO SERIAL ID | FEDERAL | RVE056-10-17 | NA | 0
AIR FAN - EXHAUST | 2489 | FEDERAL | DRAUGHT FORCE A3125 B | NA | 0
EXPANSION TANK (CLOSED LOOPS) | 157364 | NULL | PNEUMATEX PND 35 LITRE | NA | 0
GAS DUCT HEATER | UNKNOWN | CELMEC | CELMEC DUCTED HEATER | NATURAL GAS | 0
ROOM AIR CONDITIONING UNIT | NO SERIAL ID | CIEMANTS | NO MODEL ID | NA | 0
ROOM AIR CONDITIONING UNIT | NO SERIAL ID | KIRBY | 1512 | NA | 0
ROOM AIR CONDITIONING UNIT | NO SERIAL ID | GREGORY | NO MODEL ID | NA | 0
ROOM AIR CONDITIONING UNIT | NO SERIAL ID | TRANE | RAC-45NHE3A | NA | 0
ROOM AIR CONDITIONING UNIT | NO SERIAL ID | CIEMANTS | NO MODEL ID | NA | 0
ROOM AIR CONDITIONING UNIT | NO SERIAL ID | ENGLISH ELECT | NO MODEL ID | NA | 0
ROOM AIR CONDITIONING UNIT | NO SERIAL ID | KIRBY | NO MODEL ID | NA | 0
ROOM AIR CONDITIONING UNIT | NO SERIAL ID | GREGORY | NO MODEL ID | NA | 0
ROOM AIR CONDITIONING UNIT | NO SERIAL ID | NULL | NO MODEL ID | NA | 0
ROOM AIR CONDITIONING UNIT | NO SERIAL ID | BRITANNIA THERM | RAR100 | NA | 0
DUCTED SPLIT SYSTEM | NO SERIAL ID | BRADWAY | SCR401 | R22 | 5
WALL MOUNTED SPLIT SYSTEM | NO SERIAL ID | KIRBY | KSR20C | NA | 0
WALL MOUNTED SPLIT SYSTEM | NO SERIAL ID | KIRBY | KSR20C | NA | 0
PACKAGED AIR CONDITIONING UNIT | 861910 | AQUA | P055AHR9BE | NA | 0
WALL MOUNTED SPLIT SYSTEM | 6010012 | MODULEX | MUZ-GA35VA | NA | 0
AIR FAN - EXHAUST | C17287 | DUCTLINE | 8361 PR | NA | 0
AIR FAN - EXHAUST | NO SERIAL ID | NULL | 450 HAB | NA | 0
AIR HANDLING UNIT | C81484J | NULL | 06DA8180AC0900 | NA | 0
EVAPORATIVE COOLER | 805 CPD | NULL | E1291 | NA | 0
AIR FAN - EXHAUST | NO SERIAL ID | NULL | 450 HAB | NA | 0
AIR FAN - EXHAUST | NO SERIAL ID | RICHARDSON | 1085CP | NA | 0
CIRCULATING PUMP | A100 | AJAX | 80X65-160 | NA | 0
TOILET EXHAUST FAN | NO SERIAL ID | RICHARDSON | 15G2P | NA | 0
AIR FAN - EXHAUST |  | NULL | 450 HAB | NA | 0
EVAPORATIVE COOLER | NO SERIAL ID | NULL | NO MODEL ID | NA | 0
CONDENSER WATER PUMP | M13446 | AJAX | 80X50-315 | NA | 0
CIRCULATING PUMP | M13447 | AJAX | 65X40-250 | NA | 0
CIRCULATING PUMP | M13448 | ALCAIR | 80X65-160 | NA | 0
PACKAGED AIR CONDITIONING UNIT | ZA-1472 | EMAIL | RM 750H | R22 | 15
GAS DUCT HEATER | E3338 | NULL | NO MODEL ID | NA | 0
PACKAGED AIR CONDITIONING UNIT | 5688G01110 | NULL | CHA16-1353-3M | NA | 0
DUCTED SPLIT SYSTEM | 23239 | BRADWAY | SCR1401 | R22 | 10
DUCTED SPLIT SYSTEM | 384843 | ACTRON | SRD151C-0500 | NA | 0
DUCTED SPLIT SYSTEM | 385635 | ACTRON | SRD151C-0500 | NA | 0
AIR HANDLING UNIT | NO SERIAL ID | NULL | NO MODEL ID | NA | 0
AIR FAN - EXHAUST | NO SERIAL ID | NULL | NO MODEL ID | NA | 0
AIR FAN - EXHAUST | 940221 | NULL | NO MODEL ID | NA | 0
EXTRACTION SYSTEM - SMOKE | NO SERIAL ID | FORDAIRE | NO MODEL ID | NA | 0
EXTRACTION SYSTEM - SMOKE | CW90 | FORDAIRE | ARRGT9 | NA | 0
EXTRACTION SYSTEM - SMOKE | ACW90 | FORDAIRE | ARRGT9 | NA | 0
EVAPORATIVE COOLER | NO SERIAL ID | NULL | NO MODEL ID | NA | 0
AIR FAN - EXHAUST | NO SERIAL ID | RICHARDSON | 1085CP | NA | 0
AIR FAN - EXHAUST | NO SERIAL ID | RICHARDSON | 1085CP | NA | 0
AIR FAN - EXHAUST | NO SERIAL ID | NULL | 430HAB | NA | 0
EXTRACTION SYSTEM - DUST | NO SERIAL ID | RICHARDSON | 20-5FM | NA | 0
SWITCHBOARD MECHANICAL | NO SERIAL ID | APC | NO MODEL ID | NA | 0
CIRCULATING PUMP | NO SERIAL ID | INDENG | CCB2-2 | NA | 0
EVAPORATIVE COOLER | NO SERIAL ID | NULL | NO MODEL ID | NA | 0
EXTRACTION SYSTEM - SMOKE | NO SERIAL ID | RICHARDSON | E1299 | NA | 0
CIRCULATING PUMP | 49877 | INDENG | CCB2-2 | NA | 0
CIRCULATING PUMP | NO SERIAL ID | AJAX | A10C | NA | 0
AIR FAN - EXHAUST | NO SERIAL ID | NULL | 450HBA | NA | 0
AIR FAN - EXHAUST | NO SERIAL ID | NULL | 450HBA | NA | 0
AIR FAN - EXHAUST | NO SERIAL ID | NULL | 450HBA | NA | 0
COOLING TOWER | 09J0902 | BAC | VXT40 | NA | 0
COOLING TOWER | 09J0901 | BAC | VXT30 | NA | 0
COOLING TOWER | 09J0899 | BAC | VXT20 | NA | 0
AIR FAN - EXHAUST | 2601 | NULL | AR3614 | NA | 0
AIR FAN - RETURN | NO SERIAL ID | ROBERT SHAW | 17988 | NA | 0
CIRCULATING PUMP | NO SERIAL ID | ALCAIR | M40 | NA | 0
AIR HANDLING UNIT | NO SERIAL ID | ROBERT SHAW | NO MODEL ID | NA | 0
CIRCULATING PUMP | NO ID | AJAX | A100 | NA | 0
SWITCHBOARD MECHANICAL | NO ID | NULL | NO ID | NA | 0
BOILER - GAS FIRED | 1567A | HUNT | TNAR 1744 | NATURAL GAS | 0
HEATING HOT WATER PUMP | A100 LMP.DIA. 326MM | AJAX | 150 X 125 - 315 | NA | 0
HEATING HOT WATER PUMP | A100 IMP DIA 326 MM | ALCAIR | 150 X 125 - 315 | NA | 0
AIR FAN - EXHAUST | NO SERIAL ID | RICHARDSON | 1085CP | NA | 0
AIR FAN - EXHAUST | E1293 | RICHARDSON | 1085 CP | NA | 0
AIR FAN - EXHAUST | NO SRIAL ID | RICHARDSON | 1085CP | NA | 0
EVAPORATIVE COOLER | NO SERIAL ID | NULL | NO MODEL ID | NA | 0
EVAPORATIVE COOLER | NO SERIAL ID | NULL | NO MODEL ID | NA | 0
CIRCULATING PUMP | A100 IMP.DIA. 155MM | AJAX | 80 X 65 160 | NA | 0
AIR FAN - EXHAUST | NO ID | RICHARDSON | 24F M55T | NA | 0
ROOM AIR CONDITIONING UNIT | NO SERIAL ID | CIEMANTS | 51D6 | NA | 0
ROOM AIR CONDITIONING UNIT | NO SERIAL ID | ATLANTIC | NO MODEL ID | NA | 0
AIR FAN - EXHAUST | NONE | FORD-SWINTON | ARRGT 9 ACW | NA | 0
AIR FAN - EXHAUST | 734 | WORMALD | 300 | NA | 0
PNEUMATICS CONTROL BOARD | NO SERIAL ID | NULL | NO MODEL ID | NA | 0
PNEUMATICS CONTROL BOARD | NO SERIAL ID | NULL | NO MODEL ID | NA | 0
PNEUMATICS CONTROL BOARD | NO SERIAL ID | NULL | NO MODEL ID | NA | 0
PNEUMATICS CONTROL BOARD | NO SERIAL ID | NULL | NO MODEL ID | NA | 0
SWITCHBOARD MECHANICAL | NO SERIAL ID | NULL | NO MODEL ID | NA | 0
ROOM AIR CONDITIONING UNIT | NO SERIAL ID | TECO | NO MODEL ID | NA | 0
BOILER - GAS FIRED | 1567B | HUNT | TNAR 1744 | NATURAL GAS | 0
CIRCULATING PUMP | 49878 | INDENG | CCB2-2 | NA | 0
CIRCULATING PUMP | 49874 | INDENG | CCB2 F43Z | NA | 0
CIRCULATING PUMP | M13442 | AJAX | 80X65-160 | NA | 0
CIRCULATING PUMP | 49875 | INDENG | CCB2-2 F43Z | NA | 0
CHILLER - WATER COOLED | NO DETAIL | CARRIER | NO DETAIL | R22 | 10
AIR FAN - EXHAUST | NO ID | RICHARDSON | TR15-11-4 | NA | 0
SMOKE SPILL FAN | 11130 | DB INDUSTRIES | DRAUGHT FORCE A3634 BF | NA | 0
TOILET EXHAUST FAN | C17287 | DIRECTAIRE | 8261PR | NA | 0
SWITCHBOARD MECHANICAL | NO SERIAL ID | NULL | NO MODEL ID | NA | 0
UNDER CEILING SPLIT SYSTEM | E020770 | DAKO | FHQ100BVV1B | R410A | 0
UNDER CEILING SPLIT SYSTEM | E020872 | DAKO | FHQ100BVV1B | NA | 0
UNDER CEILING SPLIT SYSTEM | E020872 | DAKO | FHQ100BVV1B | NA | 0
FRIDGE | 65389 | WOODS | AMBER-HA135-ILE | R134A | 1
FRIDGE | 66616 | WOODS | QUARTZ STAR-HQS2GDSS-000 | R134A | 1
SWITCHBOARD MECHANICAL | NA | NULL | NA | NA | 0
DUCTED SPLIT SYSTEM | NA | CARRIER | NA | R22 | 8
SWITCHBOARD MECHANICAL | NA | NULL | NA | NA | 0
PACKAGED AIR CONDITIONING UNIT | 108.10340.10343 | AIRTEMP | 3.1104.2 | NA | 0
PACKAGED AIR CONDITIONING UNIT | 105.0746 | AIRTEMP | 3.1104.2 | NA | 0
DUCTED SPLIT SYSTEM | E078633 | GREGORY | AOTR09LCC | NA | 0
DUCTED SPLIT SYSTEM | C101267370510B08130038 | ATLANTIC | OUTDOOR- LNC067V | NA | 0
CASSETTE SPLIT SYSTEM | 89P00096 | MITSUBISHI | PUH 2AKA | R22 | 2
AIR FAN - EXHAUST | 17310 | DUCTLINE | 8241 PREM | NA | 0
BOILER - GAS FIRED | 1706052015 | MODULEX | MERIDIAN 150 TM | NATURAL GAS | 0
HEATING HOT WATER PUMP | A10 C2X. 232 MM DIAMETER | AJAX | 50 - 250 | NA | 0
CHILLED WATER PUMP | A1002 250 MM DIAMETER | AJAX | 100- 250 | NA | 0
CONDENSER WATER PUMP | A1002 242 MM DIAMETER | AJAX | 100- 250 | NA | 0
CHILLER - WATER COOLED | 12C002507 | CARRIER | 30XW--0652-0002PEE-- | R134A | 145
AIR FAN - RETURN | NO SERIAL ID | DIRECTAIRE | NO MODEL ID | NA | 0
AIR FAN - EXHAUST | C 161265 | DUCTLINE | SAN 364 | NA | 0
AIR FAN - OUTSIDE | NONE | FEDERAL | NONE | NA | 0
FAN COIL UNIT - DUCTED | NO SERIAL ID | WALKER | MAKE: WALKER, MODEL: ALHS-5 | NA | 0
COOLING TOWER | 09JO897 | BAC | VXT 150 | NA | 0
AIR FAN - SUPPLY | A90B6410 | TRITEC ELECT | CLCH-63MPBT | NA | 0
AIR FAN - SUPPLY | NONE | CARRIER APAC | NONE | NA | 0
FIRE DAMPER | NO SERIAL ID | NULL | NO MODEL ID | NA | 0
FIRE DAMPER | NO SERIAL ID | NULL | NO MODEL ID | NA | 0
FIRE DAMPER | NO SERIAL ID | NULL | NO MODEL ID | NA | 0
FIRE DAMPER | NO SERIAL ID | NULL | NO MODEL ID | NA | 0
FIRE DAMPER | NO SERIAL ID | NULL | NO MODEL ID | NA | 0
FIRE DAMPER | NO SERIAL ID | NULL | NO MODEL ID | NA | 0
FIRE DAMPER | NO SERIAL ID | NULL | NO MODEL ID | NA | 0
FIRE DAMPER | NO SERIAL ID | NULL | NO MODEL ID | NA | 0
FIRE DAMPER | NO SERIAL ID | NULL | NO MODEL ID | NA | 0
FIRE DAMPER | NO SERIAL ID | NULL | NO MODEL ID | NA | 0
FIRE DAMPER | NO SERIAL ID | NULL | NO MODEL ID | NA | 0
FIRE DAMPER | NO SERIAL ID | NULL | NO MODEL ID | NA | 0
FIRE DAMPER | NO SERIAL ID | NULL | NO MODEL ID | NA | 0
FIRE DAMPER | NO SERIAL ID | NULL | NO MODEL ID | NA | 0
FIRE DAMPER | NO SERIAL ID | NULL | NO MODEL ID | NA | 0
FIRE DAMPER | NO SERIAL ID | NULL | NO MODEL ID | NA | 0
ROOM AIR CONDITIONING UNIT | NA | ATLANTIC | NA | R410A | 2
AIR FAN - EXHAUST | NA | ZEIL | NA | NA | 0
SWITCHBOARD MECHANICAL | NA | NULL | NA | NA | 0
DUCTED SPLIT SYSTEM | 4093X42367 | CIEMANTS | 380CA065-903 | R22 | 5
DUCT - FURNACE (GAS FIRED) | NA | CELMEC | NA | NATURAL GAS | 0
DUCT - FURNACE (GAS FIRED) | NA | CELMEC | NA | NATURAL GAS | 0
DUCT - FURNACE (GAS FIRED) | NA | CELMEC | NA | NATURAL GAS | 0
DUCT - FURNACE (GAS FIRED) | NA | CELMEC | NA | NATURAL GAS | 0
FIRE DAMPER | NO SERIAL ID | NULL | NO MODEL ID | NA | 0
FIRE DAMPER | NO SERIAL ID | NULL | NO MODEL ID | NA | 0
FIRE DAMPER | NO SERIAL ID | NULL | NO MODEL ID | NA | 0
VARIABLE SPEED DRIVE | 017202G341 | DB INDUSTRIES | 131Z7150 | NA | 0
FIRE DAMPER | NO SERIAL ID | NULL | NO MODEL ID | NA | 0
FIRE DAMPER | NO SERIAL ID | NULL | NO MODEL ID | NA | 0
FIRE DAMPER | NO SERIAL ID | NULL | NO MODEL ID | NA | 0
SWITCHBOARD MECHANICAL | NA | NULL | NA | NA | 0
FIRE DAMPER | NO SERIAL ID | NULL | NO MODEL ID | NA | 0
FIRE DAMPER | NO SERIAL ID | NULL | NO MODEL ID | NA | 0
FIRE DAMPER | NO SERIAL ID | NULL | NO MODEL ID | NA | 0
FIRE DAMPER | NO SERIAL ID | NULL | NO MODEL ID | NA | 0
FIRE DAMPER | NO SERIAL ID | NULL | NO MODEL ID | NA | 0
AIR FAN - SUPPLY | NA | RICHARDSON | NA | NA | 0
AIR FAN - RETURN | NA | RICHARDSON | NA | NA | 0
FIRE DAMPER | NO SERIAL ID | NULL | NO MODEL ID | NA | 0
FIRE DAMPER | NO SERIAL ID | NULL | NO MODEL ID | NA | 0
AIR FAN - RETURN | NA | NULL | NA | NA | 0
FIRE DAMPER | NO SERIAL ID | NULL | NO MODEL ID | NA | 0
SWITCHBOARD MECHANICAL | NA | NULL | NA | NA | 0
FIRE DAMPER | NO SERIAL ID | NULL | NO MODEL ID | NA | 0
FIRE DAMPER | NO SERIAL ID | NULL | NO MODEL ID | NA | 0
FIRE DAMPER | NO SERIAL ID | NULL | NO MODEL ID | NA | 0
SWITCHBOARD MECHANICAL | NA | NULL | NA | NA | 0
FIRE DAMPER | NO SERIAL ID | NULL | NO MODEL ID | NA | 0
AIR FAN - RETURN | NA | ROBERT SHAW | NA | NA | 0
AIR FAN - SUPPLY | NA | ROBERT SHAW | NA | NA | 0
FIRE DAMPER | NO SERIAL ID | NULL | NO MODEL ID | NA | 0
SWITCHBOARD MECHANICAL | NA | NULL | NA | NA | 0
FIRE DAMPER | NO SERIAL ID | NULL | NO MODEL ID | NA | 0
FIRE DAMPER | NO SERIAL ID | NULL | NO MODEL ID | NA | 0
AIR FAN - RETURN | NA | RICHARDSON | NA | NA | 0
FIRE DAMPER | NO SERIAL ID | NULL | NO MODEL ID | NA | 0
FIRE DAMPER | NA | BELIMO | NA | NA | 0
FIRE DAMPER | NA | NULL | NA | NA | 0
FIRE DAMPER | NA | NULL | NA | NA | 0
FAN COIL UNIT - DUCTED | NA | NULL | NA | NA | 0
AIR FAN - SUPPLY | NA | RICHARDSON | NA | NA | 0
VARIABLE SPEED DRIVE | NA | ZENNER | NA | NA | 0
DUCTED HYDRONIC HEATING COIL | NA | NULL | NA | NA | 0
SWITCHBOARD MECHANICAL | NA | NULL | NA | NA | 0
FAN COIL UNIT - DUCTED | NA | TEMPERZONE | NA | NA | 0
HEATING HOT WATER PUMP | NA | AJAX | NA | NA | 0
FAN COIL UNIT - DUCTED | NONE | ZEIL | NONE | NA | 0
FAN COIL UNIT - DUCTED | NA | YORK | NA | NA | 0
FIRE DAMPER | NA | NULL | NA | NA | 0
FIRE DAMPER | NA | NULL | NA | NA | 0
FIRE DAMPER | NA | NULL | NA | NA | 0
SWITCHBOARD MECHANICAL | NO SERIAL ID | NULL | NO MODEL ID | NA | 0
FIRE DAMPER | NA | NULL | NA | NA | 0
FIRE DAMPER | NA | NULL | NA | NA | 0
FIRE DAMPER | NA | NULL | NA | NA | 0
FIRE DAMPER | NA | NULL | NA | NA | 0
FIRE DAMPER | NA | NULL | NA | NA | 0
FIRE DAMPER | NA | NULL | NA | NA | 0
FIRE DAMPER | NA | NULL | NA | NA | 0
FIRE DAMPER | NA | NULL | NA | NA | 0
FIRE DAMPER | NA | NULL | NA | NA | 0
FIRE DAMPER | NA | NULL | NA | NA | 0
FIRE DAMPER | NA | NULL | NA | NA | 0
FIRE DAMPER | NA | NULL | NA | NA | 0
FIRE DAMPER | NA | NULL | NA | NA | 0
FIRE DAMPER | NA | NULL | NA | NA | 0
FIRE DAMPER | NA | NULL | NA | NA | 0
FIRE DAMPER | NA | NULL | NA | NA | 0
FIRE DAMPER | NA | NULL | NA | NA | 0
FIRE DAMPER | NA | NULL | NA | NA | 0
FIRE DAMPER | NA | NULL | NA | NA | 0
FIRE DAMPER | NA | NULL | NA | NA | 0
FIRE DAMPER | NA | NULL | NA | NA | 0
FIRE DAMPER | NA | NULL | NA | NA | 0
FIRE DAMPER | NA | NULL | NA | NA | 0
FIRE DAMPER | NA | NULL | NA | NA | 0
FIRE DAMPER | NA | NULL | NA | NA | 0
FIRE DAMPER | NA | NULL | NA | NA | 0
FIRE DAMPER | NA | NULL | NA | NA | 0
FIRE DAMPER | NA | NULL | NA | NA | 0
FIRE DAMPER | NA | NULL | NA | NA | 0
FIRE DAMPER | NA | NULL | NA | NA | 0
FIRE DAMPER | NA | NULL | NA | NA | 0
FIRE DAMPER | NA | NULL | NA | NA | 0
FIRE DAMPER | NA | NULL | NA | NA | 0
FIRE DAMPER | NA | NULL | NA | NA | 0
FIRE DAMPER | NA | NULL | NA | NA | 0
FIRE DAMPER | NA | NULL | NA | NA | 0
FAN COIL UNIT - DUCTED | NONE | ZEIL | NONE | NA | 0
SMOKE EXHAUST FAN | 126560 | FEDERAL | RSS1004T8F11023O | NA | 0
SMOKE EXHAUST FAN | 126561 | FEDERAL | RSS1004A9F07517 | NA | 0
SMOKE EXHAUST FAN | NO SERIAL ID | FEDERAL | NO MODEL ID | NA | 0
SMOKE EXHAUST FAN | NO SERIAL ID | FEDERAL | NO MODEL ID | NA | 0
SMOKE EXHAUST FAN | NO SERIAL ID | FEDERAL | NO MODEL ID | NA | 0
SMOKE EXHAUST FAN | NO SERIAL ID | FEDERAL | NO MODEL ID | NA | 0
SMOKE EXHAUST FAN | NO SERIAL ID | FEDERAL | NO MODEL ID | NA | 0
SMOKE EXHAUST FAN | NO SERIAL ID | FEDERAL | NO MODEL ID | NA | 0
SMOKE EXHAUST FAN | NO SERIAL ID | FEDERAL | NO MODEL ID | NA | 0
SMOKE EXHAUST FAN | NO SERIAL ID | FEDERAL | NO MODEL ID | NA | 0
SMOKE EXHAUST FAN | 126564 | FEDERAL | RSS1004A9F07519 | NA | 0
SMOKE EXHAUST FAN | NO SERIAL ID | FEDERAL | NO MODEL ID | NA | 0
SMOKE EXHAUST FAN | NO SERIAL ID | FEDERAL | NO MODEL ID | NA | 0
SMOKE EXHAUST FAN | NO SERIAL ID | FEDERAL | NO MODEL ID | NA | 0
SMOKE EXHAUST FAN | NO SERIAL ID | FEDERAL | NO MODEL ID | NA | 0
SMOKE EXHAUST FAN | NO SERIAL ID | FEDERAL | NO MODEL ID | NA | 0
SMOKE EXHAUST FAN | NO SERIAL ID | FEDERAL | NO MODEL ID | NA | 0
SMOKE EXHAUST FAN | 119313 | FEDERAL | RSS0634A10F0222 | NA | 0
SMOKE EXHAUST FAN | NO SERIAL ID | FEDERAL | RSS0804AA5H022 | NA | 0
SMOKE EXHAUST FAN | NO SERIAL ID | FEDERAL | NO MODEL ID | NA | 0
SMOKE EXHAUST FAN | NO SERIAL ID | FEDERAL | NO MODEL ID | NA | 0
SMOKE EXHAUST FAN | NO SERIAL ID | FEDERAL | NO MODEL ID | NA | 0
SMOKE EXHAUST FAN | NO SERIAL ID | FEDERAL | NO MODEL ID | NA | 0
SMOKE EXHAUST FAN | 381071 | FEDERAL | APS0634AA521 | NA | 0
VARIABLE SPEED DRIVE | NO SERIAL ID | DB INDUSTRIES | NO MODEL ID | NA | 0
VARIABLE SPEED DRIVE | NO SERIAL ID | DB INDUSTRIES | NO MODEL ID | NA | 0
SMOKE EXHAUST FAN | 381071 | FEDERAL | APS0634AA521 | NA | 0
VARIABLE SPEED DRIVE | NO SERIAL ID | DB INDUSTRIES | NO MODEL ID | NA | 0
SMOKE EXHAUST FAN | 381071 | FEDERAL | APS0634AA521 | NA | 0
VARIABLE SPEED DRIVE | NO SERIAL ID | DB INDUSTRIES | NO MODEL ID | NA | 0
SMOKE EXHAUST FAN | 381071 | FEDERAL | APS0634AA521 | NA | 0
SMOKE EXHAUST FAN | NO SERIAL ID | FEDERAL | NO MODEL ID | NA | 0
SMOKE SPILL FAN | NA | FANTECH | NA | NA | 0
FIRE DAMPER | NO SERIAL ID | NULL | NO MODEL ID | NA | 0
FIRE DAMPER | NO SERIAL ID | NULL | NO MODEL ID | NA | 0
FIRE DAMPER | NO SERIAL ID | NULL | NO MODEL ID | NA | 0
FIRE DAMPER | NO SERIAL ID | NULL | NO MODEL ID | NA | 0
FIRE DAMPER | NO SERIAL ID | NULL | NO MODEL ID | NA | 0
FRIDGE | HB80-HA130813519 | NULL | MAKE: SKOPE, MODEL: HB80 | NA | 0
SWITCHBOARD MECHANICAL | NA | NULL | NA | NA | 0
FIRE DAMPER | NONE | NULL | NONE | NA | 0
WALL MOUNTED SPLIT SYSTEM | 4011224T | MITSUBISHI | MUZ-GE50VAD | R410A | 2
AIR FAN - EXHAUST | 240V | SINKO | SP INLINE FAN | NA | 0
AIR FAN - EXHAUST | 240V | SINKO | SP INLINE FAN | NA | 0
COOLING TOWER | 13J 0053 | BARREL FAN | VXIS 18 2 | NA | 0
COOLING TOWER | 13J 0052 | BARREL FAN | VXIS 18 2 | NA | 0
CONDENSER WATER PUMP | 14.1AMPS | TEMPERZONE | D132M 7.5KW | NA | 0
CONDENSER WATER PUMP | 14.1 AMPS | TEMPERZONE | D132M 7.5KW | NA | 0
COOLING TOWER | 99 0839? | BARREL FAN | SXV 128? | NA | 0
COOLING TOWER | 99 0591 ? | BARREL FAN | SXV 128 ? | NA | 0
CONDENSER WATER PUMP | 20313 8HJ 20.7AMPS | TEMPERZONE | D160M 11KW | NA | 0
CONDENSER WATER PUMP | 204108JJ 20.7AMPS | TEMPERZONE | D160M 11KW | NA | 0
CRAC WATER COOLED |  | BKB GROUP |  | NA | 0
PACKAGE AC - WATER SOURCED |  | NULL |  | NA | 0
PACKAGE AC - WATER SOURCED |  | NULL |  | NA | 0
0 - NOT SET |  | THERMAL EQUP CO |  | NA | 0
PACKAGE AC - WATER SOURCED |  | NULL |  | NA | 0
0 - NOT SET |  | NULL |  | NA | 0
0 - NOT SET |  | NULL |  | NA | 0
AIR FAN - OUTSIDE |  | NULL |  | NA | 0
CASSETTE SPLIT SYSTEM | 110372 | PARKER | CS-2TUHV4SNP | NA | 0
CASSETTE SPLIT SYSTEM | 110390 | PARKER | CS-2TUHV4SNP | NA | 0
CASSETTE SPLIT SYSTEM | 1248 | SCHNEIDER | SPW-XR363GH56 | NA | 0
DUCTED SPLIT SYSTEM | 73738 | SCHNEIDER | SPW-UR253GHN56 | NA | 0
0 - NOT SET | NA | NO | NA | NA | 0
CASSETTE SPLIT SYSTEM | R001076 | GREGORY | AUTA54LCLW | NA | 0
DUCTED SPLIT SYSTEM | 17819 | SCHNEIDER | SWP-D253GH56 | NA | 0
DUCTED SPLIT SYSTEM | 18319 | SCHNEIDER | SPW-D253GH56 | NA | 0
DUCTED SPLIT SYSTEM | 15119 | SCHNEIDER | SPW-D253GH56 | NA | 0
DUCTED SPLIT SYSTEM | NA | SCHNEIDER | SPW-D253GH56 | NA | 0
DUCTED SPLIT SYSTEM | 17719 | SCHNEIDER | SPW-D253GH56 | NA | 0
DUCTED SPLIT SYSTEM | 23919 | SCHNEIDER | SPW-D36GH56 | NA | 0
DUCTED SPLIT SYSTEM | 21019 | SCHNEIDER | SPW-D253GH56 | NA | 0
CRAC AIR COOLED | 3964-1291-9938 | BKB GROUP | COP U 40 CA1 60 00 SX | NA | 0
CRAC AIR COOLED | 3964-1291-9939 | AUSSIE BLUESTAR | COP U 40 CA 1 60 00 SX | NA | 0
DUCTED SPLIT SYSTEM | 20819 | SCHNEIDER | SPW-D253GH56 | NA | 0
DUCTED SPLIT SYSTEM | 18519 | SCHNEIDER | SPW-D253GH56 | NA | 0
DUCTED SPLIT SYSTEM | NA | SCHNEIDER | SPW-D253GH56 | NA | 0
DUCTED SPLIT SYSTEM | 18019 | SCHNEIDER | SPW-D253GH56 | NA | 0
DUCTED SPLIT SYSTEM | 6517 092-014 | BONAIRE | FC17(S) | NA | 0
DUCTED SPLIT SYSTEM | UNACCESSABLE. | SCHNEIDER | UNACCESSABLE | NA | 0
CASSETTE SPLIT SYSTEM | 200367-E12 | PARKER | CU-2CHV3SNP | NA | 0
CASSETTE SPLIT SYSTEM | 200372-E12 | PARKER | CU-2CHV3SNP | NA | 0
CASSETTE SPLIT SYSTEM | 35539 | SCHNEIDER | SPW-C363GH8 | NA | 0
DUCTED SPLIT SYSTEM | 30338 | SCHNEIDER | SPW-C253GH5 | NA | 0
DUCTED SPLIT SYSTEM | C2K0651AC | SCHNEIDER | SPW-C601GH8TU | NA | 0
DUCTED SPLIT SYSTEM | C2J0370AC | SCHNEIDER | SPW-C601GH8TU | NA | 0
CASSETTE SPLIT SYSTEM | T002901 | GREGORY | AOTD54LBTT | NA | 0
DUCTED SPLIT SYSTEM | 579CL | ELSTEEL | DSH-18 | NA | 0
AIR COOLED SPLIT SYSTEM | UNKNOWN | BKB GROUP | UNKNOWN | NA | 0
DUCTED SPLIT SYSTEM | 49619 | SCHNEIDER | SPW-C253GH5 | NA | 0
DUCTED SPLIT SYSTEM | 46519 | SCHNEIDER | SPW-C253GH5 | NA | 0
DUCTED SPLIT SYSTEM | 33119 | SCHNEIDER | SPW-C253GH5 | NA | 0
DUCTED SPLIT SYSTEM | 49419 | SCHNEIDER | SPW-C253GH5 | NA | 0
AIR FAN - SUPPLY | NA | FEDERAL | NA | NA | 0
AIR FAN - SUPPLY | NA | FEDERAL | NA | NA | 0
AIR FAN - SUPPLY | NA | FEDERAL | NA | NA | 0
AIR FAN - SUPPLY | NA | FEDERAL | NA | NA | 0
DUCTED SPLIT SYSTEM | 33219 | SCHNEIDER | SPW-C253GH5 | NA | 0
DUCTED SPLIT SYSTEM | 65219 | SCHNEIDER | SPW-C363GH8 | NA | 0
DUCTED SPLIT SYSTEM | 33319 | SCHNEIDER | SPW-C253GH5 | NA | 0
AIR COOLED SPLIT SYSTEM | NA | BKB GROUP | NA | NA | 0
AIR COOLED SPLIT SYSTEM | NA | BKB GROUP | NA | NA | 0
AIR COOLED SPLIT SYSTEM | NA | BKB GROUP | NA | NA | 0
AIR COOLED SPLIT SYSTEM | NA | BKB GROUP | NA | NA | 0
DUCTED SPLIT SYSTEM | 49519 | SCHNEIDER | SPW-C253GH5 | NA | 0
DUCTED SPLIT SYSTEM | 33019 | SCHNEIDER | SPW-C253GH5 | NA | 0
DUCTED SPLIT SYSTEM | 39619 | SCHNEIDER | SPW-C253GH5 | NA | 0
DUCTED SPLIT SYSTEM | 39419 | SCHNEIDER | SPW-C253GH5 | NA | 0
DUCTED SPLIT SYSTEM | AGH540-026 | BONAIRE | AGH5402 | NA | 0
AIR FAN - EXHAUST | NA | FEDERAL | FANTECH PLUS | NA | 0
AIR FAN - EXHAUST | NA | FEDERAL | NA | NA | 0
AIR FAN - EXHAUST | NA | SINKO | TD-800 | NA | 0
AIR FAN - EXHAUST | NA | SINKO | TD-800 | NA | 0
AIR FAN - EXHAUST | NA | SINKO | TD-800 | NA | 0
AIR FAN - EXHAUST | NA | SINKO | TD-800 | NA | 0
AIR FAN - EXHAUST | NA | SINKO | TD-800 | NA | 0
AIR FAN - EXHAUST | NA | SINKO | TD-800200N | NA | 0
AIR FAN - EXHAUST | NA | SINKO | TD800200N | NA | 0
AIR FAN - EXHAUST | NA | SINKO | TD-800200N | NA | 0
AIR FAN - EXHAUST | NA | SINKO | TD-800200N | NA | 0
AIR FAN - EXHAUST | NA | SINKO | TD-800200N | NA | 0
AIR FAN - EXHAUST | NA | SINKO | TD-800200N | NA | 0
AIR FAN - EXHAUST | NA | SINKO | TD-800200N | NA | 0
CRAC AIR COOLED | 4169-0392-0367 | BKB GROUP | 010CA120000 | NA | 0
PACKAGE AC - WATER SOURCED | NA | THERMAL EQUP CO | IMOL90 | NA | 0
CRAC AIR COOLED | 4133-0392-0290 | BKB GROUP | 010CA120000 | NA | 0
CASSETTE SPLIT SYSTEM | 110376 | PARKER | CS-2TUHV4SNP | NA | 0
AIR COMPRESSOR |  | NULL | 650 KVN | NA | 0
AIR COOLED SPLIT SYSTEM | NA | BKB GROUP | NA | NA | 0
AIR COOLED SPLIT SYSTEM | NA | BKB GROUP | NA | NA | 0
AIR FAN - EXHAUST | 76519 | FEDERAL | AD632-6D | NA | 0
AIR FAN - EXHAUST | NA | FEDERAL | AD-562-6D | NA | 0
AIR FAN - EXHAUST | NA | FEDERAL | MV132 | NA | 0
NON DUCTED SPLIT SYSTEM | SEE PHOTO | GREGORY |  | NA | 0
VARIABLE AIR VOLUME UNITS |  | FEDERAL |  | NA | 0
VARIABLE AIR VOLUME UNITS |  | FEDERAL |  | NA | 0
CRAC AIR COOLED | SEE PHOTO | BKB GROUP |  | NA | 0
CRAC AIR COOLED | SEE PHOTO | BKB GROUP |  | NA | 0
VARIABLE AIR VOLUME UNITS |  | FEDERAL |  | NA | 0
VARIABLE AIR VOLUME UNITS |  | FEDERAL |  | NA | 0
VARIABLE AIR VOLUME UNITS |  | FEDERAL |  | NA | 0
VARIABLE AIR VOLUME UNITS |  | FEDERAL |  | NA | 0
VARIABLE AIR VOLUME UNITS |  | FEDERAL |  | NA | 0
VARIABLE AIR VOLUME UNITS |  | FEDERAL |  | NA | 0
VARIABLE AIR VOLUME UNITS |  | FEDERAL |  | NA | 0
VARIABLE AIR VOLUME UNITS |  | NULL |  | NA | 0
VARIABLE AIR VOLUME UNITS |  | NULL |  | NA | 0
FRIDGE | A011247262 | ASEA | TME1500-C | NA | 0
AIR FAN - EXHAUST | NA | SINKO | TD-800200N | NA | 0
AIR FAN - EXHAUST | NA | SINKO | TD-800200N | NA | 0
NON DUCTED SPLIT SYSTEM | 314000123 RE | MODULEX | DXK21Z4-S | NA | 0
NON DUCTED SPLIT SYSTEM | 3321-0391-8458 | BKB GROUP | MINI AIR O 05 CA1 20 00 | NA | 0
NON DUCTED SPLIT SYSTEM | 014205925 RE | MODULEX | SRK71ZEA-1 | NA | 0
NON DUCTED SPLIT SYSTEM | 014205875 RE | MODULEX | SRK71ZEA-S1 | NA | 0
NON DUCTED SPLIT SYSTEM | 014205861 RE | MODULEX | SRK71ZEA-S1 | NA | 0
AIR COOLED SPLIT SYSTEM | 033806955 RE | MODULEX | SRC71ZE-S1 | NA | 0
AIR COOLED SPLIT SYSTEM | 0338806986 RE | MODULEX | SRC71ZE-S1 | NA | 0
AIR COOLED SPLIT SYSTEM | 033806975 RE | MODULEX | SRC71ZE-S1 | NA | 0
AIR COOLED SPLIT SYSTEM | NA ISOLATOR IN WAY | MODULEX | DXC21Z4-S | NA | 0
AIR COOLED SPLIT SYSTEM | NA | BKB GROUP | NA | NA | 0
AIR FAN - EXHAUST | NA | FEDERAL | NA | NA | 0
AIR FAN - EXHAUST | NA | FEDERAL | NA | NA | 0
AIR FAN - EXHAUST | NA | FEDERAL | NA | NA | 0
AIR FAN - EXHAUST | .3AMP DRAW | FEDERAL | NA | NA | 0
AIR FAN - EXHAUST | .5AMP DRAW | FEDERAL | NA | NA | 0
AIR FAN - EXHAUST | .26AMP DRAW | FEDERAL | NA | NA | 0
AIR FAN - EXHAUST | 1.9AMP DRAW | FEDERAL | NA | NA | 0
AIR FAN - EXHAUST | 1.9AMP DRAW | FEDERAL | NA | NA | 0
AIR FAN - EXHAUST | 1.9AMP DRAW | FEDERAL | NA | NA | 0
AIR FAN - EXHAUST | .25KW 1.19AMPS | FEDERAL | RH35M OR EX703X | NA | 0
AIR FAN - EXHAUST | .45AMPS | FEDERAL | 250-4 | NA | 0
AIR FAN - EXHAUST | NA | FEDERAL | NA | NA | 0
NON DUCTED SPLIT SYSTEM | E020416 | GREGORY | AOTR09JEL | NA | 0
NON DUCTED SPLIT SYSTEM | 3900115 | DAKO | R140LUY1 | NA | 0
FAN COIL UNIT - DUCTED | 78821 | THERMAL EQUP CO | IMD135-41 | NA | 0
AIR FAN - EXHAUST | NA | MANEUROP | MAICO SN-26 | NA | 0
AIR FAN - EXHAUST | NA | MANEUROP | MAICO EN-26 | NA | 0
PACKAGE AC - WATER SOURCED | NA | ECO AIR | NOT AVAILIABLE | R22 | 4
CRAC WATER COOLED | 501200-0696-01 | BKB GROUP | PEC113 RW | R22 | 4
PACKAGE AC - WATER SOURCED | NA | THERMAL EQUP CO | HW301C | R22 | 4
CASSETTE SPLIT SYSTEM | 4901888 | DAKO | FHYC125KVEA9 | NA | 0
CASSETTE SPLIT SYSTEM | 4901892 | DAKO | FHYC125KVEA9 | NA | 0
CASSETTE SPLIT SYSTEM | 4901932 | DAKO | FHYC125KVEA9 | NA | 0
CASSETTE SPLIT SYSTEM | 4901887 | DAKO | FHYC125KVEA9 | NA | 0
CASSETTE SPLIT SYSTEM | 49033401 | DAKO | RY125LUYI | NA | 0
CASSETTE SPLIT SYSTEM | 4903305 | DAKO | RY125LUYI | NA | 0
CASSETTE SPLIT SYSTEM | 3901349 | DAKO | RY125LUYI | NA | 0
CASSETTE SPLIT SYSTEM | 4903351 | DAKO | RY125LUYI | NA | 0
AIR FAN - EXHAUST | NA | FEDERAL | NA | NA | 0
AIR FAN - EXHAUST | NA | FEDERAL | NA | NA | 0
AIR FAN - EXHAUST | NA | FEDERAL | NA | NA | 0
DUCTED SPLIT SYSTEM | 645403 | AQUA | S016IHR7AD | NA | 0
DUCTED SPLIT SYSTEM | 165877 | AQUA | H000771 | NA | 0
CASSETTE SPLIT SYSTEM | T001749 | GREGORY | AVT18RGA | NA | 0
DUCTED SPLIT SYSTEM | 16944 | AQUA | S011IHR7AH | NA | 0
CRAC UNIT | 2101301034212AO10003 | STIEBEL | P1020DA13CH51251D000C2000 | NA | 0
CRAC UNIT | 2.1013e+19 | STIEBEL | P1020DA13CH51251D000C2000 | NA | 0
DUCTED SPLIT SYSTEM | 649430 | AQUA | S0160VR9AD | NA | 0
DUCTED SPLIT SYSTEM | 163336 | AQUA | H00741 | NA | 0
CASSETTE SPLIT SYSTEM | T001687 | GREGORY | AVT18R2C2 | NA | 0
DUCTED SPLIT SYSTEM | 170372 | AQUA | S0110HR9AH | NA | 0
PACKAGED AIR CONDITIONING UNIT | 5699J02609 | MALL AIR | LGA1025 | NA | 0
PACKAGED AIR CONDITIONING UNIT | 5601MO2342 | ATLANTIC | LGA240552M | NA | 0
PACKAGED AIR CONDITIONING UNIT | 5698CO3740 | ATLANTIC | LGA1025HIM | NA | 0
PACKAGED AIR CONDITIONING UNIT | 5601MO2344 | ATLANTIC | LGA2405 | NA | 0
CRAC UNIT | 2.1013e+19 | STIEBEL | L5F32 | NA | 0
CRAC UNIT | 2.1013e+19 | STIEBEL | L5F32 | NA | 0
NON DUCTED SPLIT SYSTEM |  | NULL |  | NA | 0
NON DUCTED SPLIT SYSTEM |  | DAKO |  | NA | 0
PACKAGED AIR CONDITIONING UNIT | 5601M02344 | MURRAYCRAFT | LGA240 SS2M | NA | 0
PACKAGED AIR CONDITIONING UNIT | 5698C03740 | MURRAYCRAFT | LGA102SH1M | NA | 0
PACKAGED AIR CONDITIONING UNIT | 0954501-002 | CAMEO | RC023C | NA | 0
PACKAGED AIR CONDITIONING UNIT | 5601M02342 | MURRAYCRAFT | LGA240882M | NA | 0
PACKAGED AIR CONDITIONING UNIT | 5699502609 | MURRAYCRAFT | LGA102551M | NA | 0
PACKAGE AC - WATER SOURCED | 259880 | ACTRON | PCAU47SG | NA | 0
DUCTED SPLIT SYSTEM |  | GREGORY | AOT18RZCL | NA | 0
DUCTED SPLIT SYSTEM | 170372 | AQUA | S0140HR9AH | NA | 0
DUCTED SPLIT SYSTEM | 153336 | AQUA | H0D741 | NA | 0
NON DUCTED SPLIT SYSTEM | R000283 | GREGORY | AOTR18LCL | NA | 0
NON DUCTED SPLIT SYSTEM |  | PARKER |  | NA | 0
VARIABLE AIR VOLUME UNITS |  | FEDERAL |  | NA | 0
VARIABLE AIR VOLUME UNITS |  | FEDERAL |  | NA | 0
VARIABLE AIR VOLUME UNITS |  | NULL |  | NA | 0
CRAC UNIT |  | NULL |  | NA | 0
CRAC UNIT |  | NULL |  | NA | 0
NON DUCTED SPLIT SYSTEM |  | KIRBY |  | NA | 0
NON DUCTED SPLIT SYSTEM |  | KIRBY |  | NA | 0
NON DUCTED SPLIT SYSTEM |  | KIRBY |  | NA | 0
NON DUCTED SPLIT SYSTEM |  | KIRBY |  | NA | 0
NON DUCTED SPLIT SYSTEM |  | KIRBY |  | NA | 0
NON DUCTED SPLIT SYSTEM |  | KIRBY |  | NA | 0
NON DUCTED SPLIT SYSTEM |  | KIRBY |  | NA | 0
NON DUCTED SPLIT SYSTEM |  | KIRBY |  | NA | 0
NON DUCTED SPLIT SYSTEM |  | KIRBY |  | NA | 0
NON DUCTED SPLIT SYSTEM |  | TEMPERZONE |  | NA | 0
NON DUCTED SPLIT SYSTEM |  | TEMPERZONE |  | NA | 0
PACKAGED AIR CONDITIONING UNIT | 09154501-001 | CAMEO | RC023C | NA | 0
PACKAGED AIR CONDITIONING UNIT | 09154501-001 | CAMEO | RC023C | NA | 0
PACKAGED AIR CONDITIONING UNIT | 09154501-001 | CAMEO | RC023C | NA | 0
PACKAGED AIR CONDITIONING UNIT | 09154501-001 | CAMEO | RC023C | NA | 0
PACKAGED AIR CONDITIONING UNIT |  | INLINE | UPRIGHT | NA | 0
PACKAGED AIR CONDITIONING UNIT |  | INLINE | UPRIGHT | NA | 0
NON DUCTED SPLIT SYSTEM |  | DAKO | CASETTE | NA | 0
NON DUCTED SPLIT SYSTEM |  | DAKO | CASETTE | NA | 0
NON DUCTED SPLIT SYSTEM |  | DAKO | CASETTE | NA | 0
NON DUCTED SPLIT SYSTEM |  | DAKO | CASETTE | NA | 0
CRAC WATER COOLED | 2.1013e+19 | LOVELOCK LUKE | P2050FC2MS1RZ00 | NA | 0
CRAC WATER COOLED | 2.1013e+19 | LOVELOCK LUKE | P2050FC2MS1RZ00 | NA | 0
CRAC WATER COOLED | 2.1013e+19 | LOVELOCK LUKE | P2050FC2MS1RZ00 | NA | 0
CRAC WATER COOLED | 6407-1194-6406 | LOVELOCK LUKE | PEC248FC | NA | 0
CRAC WATER COOLED | 6407-1194-6407 | LOVELOCK LUKE | PEC248FC | NA | 0
CRAC WATER COOLED | 31573301 | LOVELOCK LUKE | 720040KVA | NA | 0
CRAC WATER COOLED | 517514-0903-01 | LOVELOCK LUKE | 233RC-100 | NA | 0
CRAC WATER COOLED | 517514-0903-02 | LOVELOCK LUKE | 233RC-100 | NA | 0
CRAC WATER COOLED | 517515-0903-02 | LOVELOCK LUKE | 128RC-100-M-AUS | NA | 0
CRAC WATER COOLED | 2951730003 | STIEBEL | HINET20KVA | NA | 0
FAN COIL UNIT - DUCTED | NA | THERMAL EQUP CO | IMD135-41 | NA | 0
AIR FAN - EXHAUST | 05HE5081 | SINKO | TD800 | NA | 0
AIR FAN - EXHAUST | 00M16152 | SINKO | TD800 | NA | 0
AIR FAN - EXHAUST | 051C0141 | SINKO | TD800 | NA | 0
AIR FAN - EXHAUST | 051C0150 | SINKO | TD800 | NA | 0
AIR FAN - EXHAUST | 051E0822 | SINKO | TD800 | NA | 0
AIR FAN - EXHAUST | 051C0143 | SINKO | TD800 | NA | 0
VARIABLE AIR VOLUME UNITS |  | THERMAL EQUP CO | IMD135-41 | NA | 0
AIR HANDLING UNIT | 110251 | FANS DIRECT | FCH100 | NA | 0
FAN COIL UNIT - DUCTED | J66608 | THERMAL EQUP CO | IMDL60 | NA | 0
CRAC CHILLED WATER | 517515-0902-01 | LOVELOCK LUKE | 128RC-100 | NA | 0
FAN COIL UNIT - DUCTED |  | ASEA |  | NA | 0
FAN COIL UNIT - DUCTED | 379732 | FEDERAL | PCE406ER | NA | 0
FAN COIL UNIT - DUCTED | KGCM2 | SUNDOWNER | MH404 | NA | 0
FAN COIL UNIT - DUCTED | NA | THERMAL EQUP CO | IMD280-41 | NA | 0
FAN COIL UNIT - DUCTED | NA | SUNDOWNER | 404 | NA | 0
AIR FAN - EXHAUST | 35125 | DUNN AIR | SAB300-4E | NA | 0
FAN COIL UNIT - DUCTED | J75818 | THERMAL EQUP CO | IMDL 130 | NA | 0
AIR HANDLING UNIT | NA | WEATHERWALL | ALHS5 | NA | 0
FAN COIL UNIT - DUCTED | 69516 | THERMAL EQUP CO | IMD 95-41 | NA | 0
FAN COIL UNIT - DUCTED | NA | SUNDOWNER | 404 | NA | 0
FAN COIL UNIT - DUCTED | NA | SUNDOWNER | 404 | NA | 0
SWITCHBOARD MECHANICAL | NA | ASEA | NA | NA | 0
FAN COIL UNIT - DUCTED | NA | NULL | NA | NA | 0
FAN COIL UNIT - DUCTED | NA | THERMAL EQUP CO | IMD 170 4-1 | NA | 0
FAN COIL UNIT - DUCTED | NA | SUNDOWNER | MH504 | NA | 0
FAN COIL UNIT - DUCTED | NA | THERMAL EQUP CO | IMD 170-41 | NA | 0
FAN COIL UNIT - DUCTED | NA | SUNDOWNER | MH404 | NA | 0
FAN COIL UNIT - DUCTED | NA | SUNDOWNER | MH404 | NA | 0
FAN COIL UNIT - DUCTED | NA | SUNDOWNER | MH604 | NA | 0
FAN COIL UNIT - DUCTED | NA | SUNDOWNER | MH404 | NA | 0
FAN COIL UNIT - DUCTED | NA | ASEA | NA | NA | 0
AIR HANDLING UNIT | NA | WEATHERWALL | ALHS10 | NA | 0
FAN COIL UNIT - DUCTED | NA | ASEA | NA | NA | 0
FAN COIL UNIT - DUCTED | NA | ASEA | NA | NA | 0
AIR FAN - EXHAUST | 02JQ5894 | SINKO | TD2000315 | NA | 0
FAN COIL UNIT - DUCTED | NA | ASEA | NA | NA | 0
FAN COIL UNIT - DUCTED | NA | THERMAL EQUP CO | IMD95- 41 | NA | 0
AIR FAN - EXHAUST | 051Q6667 | SINKO | TD800 | NA | 0
FAN COIL UNIT - DUCTED | NA | THERMAL EQUP CO | IMD95-41 | NA | 0
AIR FAN - EXHAUST | 051Q6733 | SINKO | TD800 | NA | 0
FAN COIL UNIT - DUCTED | J72742 | THERMAL EQUP CO | IMDL90 | NA | 0
FAN COIL UNIT - DUCTED | NA | ASEA | NA | NA | 0
CRAC CHILLED WATER | 6460-0894-5409 | BKB GROUP | PEC233FC 033F52C 0052 EA2000 | NA | 0
CRAC CHILLED WATER | 6160-0894-5408 | BKB GROUP | PEC 233FC 033F52C 0052EA2000 | NA | 0
FAN COIL UNIT - DUCTED | 75430 | THERMAL EQUP CO | IMD 420-41 | NA | 0
CRAC WATER COOLED | 2.1013e+19 | LOVELOCK LUKE | P2050FC | NA | 0
DUCTED SPLIT SYSTEM | 652311 | AQUA | SQ18IHR7AN | NA | 0
DUCTED SPLIT SYSTEM | 651117 | AQUA | SQ11HR7AL | NA | 0
DUCTED SPLIT SYSTEM | 548741 | THERMAL EQUP CO | ISD75Q | NA | 0
DUCTED SPLIT SYSTEM | NA | AQUA | S018IHR7AN | NA | 0
DUCTED SPLIT SYSTEM | 653223 | AQUA | S015IHRAN | NA | 0
DUCTED SPLIT SYSTEM |  | AQUA | S018IHR7AN | NA | 0
DUCTED SPLIT SYSTEM | 548712 | THERMAL EQUP CO | ISD75Q | NA | 0
DUCTED SPLIT SYSTEM |  | AQUA | S018IHR7AN | NA | 0
DUCTED SPLIT SYSTEM | 653038 | AQUA | S0180HR9AN | NA | 0
DUCTED SPLIT SYSTEM | 652035 | AQUA | S011OHR9AL | NA | 0
DUCTED SPLIT SYSTEM | 653039 | AQUA | S0180OHR9AN | NA | 0
DUCTED SPLIT SYSTEM | 652049 | AQUA | S015OHR9AN | NA | 0
DUCTED SPLIT SYSTEM | 652052 | AQUA | S0150OHR9AN | NA | 0
DUCTED SPLIT SYSTEM | 652044 | AQUA | S0150OHR9AN | NA | 0
DUCTED SPLIT SYSTEM | 652051 | AQUA | S0150OHR9AN | NA | 0
DUCTED SPLIT SYSTEM | 545476 | THERMAL EQUP CO | OSA 73R | NA | 0
AIR FAN - EXHAUST | NA | FEDERAL | NA | NA | 0
DUCTED SPLIT SYSTEM | 652309 | AQUA | SO18IHR7AN | NA | 0
DUCTED SPLIT SYSTEM | 545486 | THERMAL EQUP CO | OSA 73R | NA | 0
DUCTED SPLIT SYSTEM | 3040712 | DAKO | FDYP120DLVI | NA | 0
DUCTED SPLIT SYSTEM | 3040692 | DAKO | FDYP120DLVI | NA | 0
DUCTED SPLIT SYSTEM | 3040598 | DAKO | FDYP120DLVI | NA | 0
DUCTED SPLIT SYSTEM | 3011862 | DAKO | FOYP71DLV1 | NA | 0
DUCTED SPLIT SYSTEM | 3040171 | DAKO | FDYP125DLV1 | NA | 0
WALL MOUNTED SPLIT SYSTEM | 2908590 | DAKO | FTX35JVEA9 | NA | 0
DUCTED SPLIT SYSTEM | 3040217 | DAKO | FD7P125DLV1 | NA | 0
DUCTED SPLIT SYSTEM | 3020940 | DAKO | FDY45FVI | NA | 0
WALL MOUNTED SPLIT SYSTEM | 2913462 | DAKO | RX25JVEA9 | NA | 0
DUCTED SPLIT SYSTEM | 6201618 | DAKO | RXP1250DVI | NA | 0
DUCTED SPLIT SYSTEM | 6204616 | DAKO | RXP1250DVI | NA | 0
DUCTED SPLIT SYSTEM | 6202821 | DAKO | RZP71DVI | NA | 0
DUCTED SPLIT SYSTEM | 6208068 | DAKO | RZP71DVI | NA | 0
DUCTED SPLIT SYSTEM | 6201588 | DAKO | RZP125PUI | NA | 0
WALL MOUNTED SPLIT SYSTEM | 2901673 | DAKO | FTX35JVEA9 | NA | 0
DUCTED SPLIT SYSTEM | 6201861 | DAKO | FTX125DV1 | NA | 0
DUCTED SPLIT SYSTEM | 2900345 | DAKO | RY45EVIA | NA | 0
WALL MOUNTED SPLIT SYSTEM | 2904642 | DAKO | RX25JVEA9 | NA | 0
AIR FAN - EXHAUST | NA | FEDERAL | MB1203 | NA | 0
DUCTED SPLIT SYSTEM | SEE PHOTO | DAKO |  | NA | 0
DUCTED SPLIT SYSTEM | SEE PHOTO | DAKO |  | NA | 0
DUCTED SPLIT SYSTEM | SEE PHOTO | DAKO |  | NA | 0
DUCTED SPLIT SYSTEM | SEE PHOTO | DAKO |  | NA | 0
DUCTED SPLIT SYSTEM | SEE PHOTO | DAKO |  | NA | 0
DUCTED SPLIT SYSTEM | SEE PHOTO | DAKO |  | NA | 0
DUCTED SPLIT SYSTEM | SEE PHOTO | DAKO |  | NA | 0
NON DUCTED SPLIT SYSTEM | SEE PHOTO | DAKO |  | NA | 0
NON DUCTED SPLIT SYSTEM | SEE PHOTO | DAKO |  | NA | 0
VARIABLE AIR VOLUME UNITS |  | FEDERAL |  | NA | 0
ROOM AIR CONDITIONING UNIT | T000849 | GREGORY | AFT-16RDD-W | NA | 0
CASSETTE SPLIT SYSTEM | SLZKEOVA 1.TH | MODULEX | SLZKA50VA | NA | 0
CASSETTE SPLIT SYSTEM | 86P 03536 | MODULEX | SUZ-KA50VA | NA | 0
DUCTED SPLIT SYSTEM | K1011116K | MODULEX | FCD125VN | NA | 0
DUCTED SPLIT SYSTEM | K120121958A | MODULEX | FCD125VN | NA | 0
DUCTED SPLIT SYSTEM | NA | MITSUBISHI | FCD125VN | NA | 0
DUCTED SPLIT SYSTEM | NA | MITSUBISHI | TEMPERZONE | NA | 0
DUCTED SPLIT SYSTEM | NA | MITSUBISHI | FCD125VN | NA | 0
DUCTED SPLIT SYSTEM | NA | MITSUBISHI | FCD125VN | NA | 0
DUCTED SPLIT SYSTEM | NA | MITSUBISHI | FCD125VN | NA | 0
DUCTED SPLIT SYSTEM | NA | MITSUBISHI | FCD125VN | NA | 0
DUCTED SPLIT SYSTEM | NA | MITSUBISHI | TEMPERZONE | NA | 0
DUCTED SPLIT SYSTEM | K12101138K | MODULEX | FCD125VN | NA | 0
AIR FAN - EXHAUST | NA | FEDERAL | MT354 | NA | 0
DUCTED SPLIT SYSTEM | NA | NULL | HWR225 | NA | 0
VARIABLE AIR VOLUME UNITS | NA | FEDERAL | NA | NA | 0
VARIABLE AIR VOLUME UNITS | NA | FEDERAL | NA | NA | 0
VARIABLE AIR VOLUME UNITS | NA | FEDERAL | NA | NA | 0
KITCHEN EXHAUST FAN | NA | FEDERAL | MT354 | NA | 0
AIR FAN - EXHAUST |  | FEDERAL |  | NA | 0
AIR FAN - EXHAUST | NA | FEDERAL | MT354 | NA | 0
AIR FAN - OUTSIDE | NA | FEDERAL | MT204 | NA | 0
KITCHEN EXHAUST FAN | NA | FEDERAL | MT354 | NA | 0
AIR FAN - EXHAUST | NA | FEDERAL | MT354 | NA | 0
AIR FAN - EXHAUST | NA | FEDERAL | TD 1200 | NA | 0
AIR FAN - EXHAUST | NA | FEDERAL | TD 1300 | NA | 0
AIR FAN - EXHAUST | NA | NULL | NA | NA | 0
AIR FAN - EXHAUST | NA | NULL | NA | NA | 0
AIR FAN - EXHAUST | NA | NULL | NA | NA | 0
AIR FAN - EXHAUST | NA | NULL | NA | NA | 0
AIR FAN - EXHAUST | NA | NULL | NA | NA | 0
AIR FAN - EXHAUST | NA | FEDERAL | MT304 | NA | 0
KITCHEN EXHAUST FAN | NA | NULL | NA | NA | 0
DUCTED SPLIT SYSTEM | NA | THERMAL EQUP CO | HWP49C | NA | 0
DUCTED SPLIT SYSTEM | NA | THERMAL EQUP CO | HWP95C | NA | 0
VARIABLE AIR VOLUME UNITS | NA | FEDERAL | NA | NA | 0
VARIABLE AIR VOLUME UNITS | NA | FEDERAL | NA | NA | 0
VARIABLE AIR VOLUME UNITS | NA | FEDERAL | NA | NA | 0
PACKAGE AC - WATER SOURCED | NA | THERMAL EQUP CO | HWP 95C | R22 | 2
PACKAGE AC - WATER SOURCED | NA | THERMAL EQUP CO | HWP 139RKTN | R410A | 3
DUCTED SPLIT SYSTEM | NA | THERMAL EQUP CO | HWP 139 RKTN | R410A | 4
PACKAGE AC - WATER SOURCED | NA | THERMAL EQUP CO | HWP139RKTN | R410A | 4
DUCTED SPLIT SYSTEM | 41000272 | MODULEX | PEH-2.5EKV | NA | 0
CASSETTE SPLIT SYSTEM | NA | DAKO | NA | NA | 0
DUCTED SPLIT SYSTEM | NA | MODULEX | NA | NA | 0
DUCTED SPLIT SYSTEM | NA | MODULEX | NA | NA | 0
DUCTED SPLIT SYSTEM | 35000223 | MODULEX | PUH-2.5AK3 | NA | 0
NON DUCTED SPLIT SYSTEM | 6901697 | DAKO | RY71KY1 | NA | 0
DUCTED SPLIT SYSTEM |  | MODULEX | PUH-6YK | NA | 0
DUCTED SPLIT SYSTEM | 6901697 | MODULEX | PUH6YK | NA | 0
CRAC WATER COOLED | 506257-0800-01 | LOVELOCK LUKE | 218FW | NA | 0
CRAC WATER COOLED | 506257-0800-02 | LOVELOCK LUKE | 218FW-100M | NA | 0
CRAC WATER COOLED | 507142-1200-01 | LOVELOCK LUKE | 218FW-100 | NA | 0
WALL MOUNTED SPLIT SYSTEM | 3201441034 | CIEMANTS | 428100HP | NA | 0
CASSETTE SPLIT SYSTEM | 900262 | DAKO | FMYC35KVE9 | NA | 0
WALL MOUNTED SPLIT SYSTEM | 3601720167 | CIEMANTS | 386100HP | NA | 0
PACKAGED AIR CONDITIONING UNIT | 999069 | ACPAC | P030AMR9AA | NA | 0
CASSETTE SPLIT SYSTEM | 903605 | DAKO | RY35FV1A7 | NA | 0
PACKAGED AIR CONDITIONING UNIT | SEE PHOTO | AQUA |  | NA | 0
NON DUCTED SPLIT SYSTEM | SEE PHOTO | DAKO |  | NA | 0
GAS DUCT HEATER | 7868 | ASEA | GASGLO ACF 115 | NA | 0
ROOM AIR CONDITIONING UNIT | 1086 | CIEMANTS | 51QR112 | R22 | 1
ROOM AIR CONDITIONING UNIT | 1067 | CIEMANTS | 51QR112 | R22 | 1
ROOM AIR CONDITIONING UNIT | 5770 | KIRBY | KR15F | R22 | 1
ROOM AIR CONDITIONING UNIT | 537-085 | STIEBEL | P120C-E | R22 | 1
CASSETTE SPLIT SYSTEM | 71A00136 | MODULEX | PLA-RP71BA | NA | 0
CASSETTE SPLIT SYSTEM | 83P00408 | MODULEX | SUZ-KA71VA | NA | 0
BOILER - GAS FIRED |  | HADEN |  | NA | 0
FAN COIL UNIT - DUCTED |  | NULL |  | NA | 0
FAN COIL UNIT - DUCTED |  | NULL |  | NA | 0
FAN COIL UNIT - DUCTED |  | NULL |  | NA | 0
NON DUCTED SPLIT SYSTEM |  | DAKO |  | NA | 0
NON DUCTED SPLIT SYSTEM |  | NULL |  | NA | 0
NON DUCTED SPLIT SYSTEM |  | DAKO |  | NA | 0
NON DUCTED SPLIT SYSTEM |  | NULL |  | NA | 0
NON DUCTED SPLIT SYSTEM |  | DAKO |  | NA | 0
NON DUCTED SPLIT SYSTEM |  | NULL |  | NA | 0
NON DUCTED SPLIT SYSTEM |  | NULL |  | NA | 0
NON DUCTED SPLIT SYSTEM |  | DAKO |  | NA | 0
NON DUCTED SPLIT SYSTEM |  | NULL |  | NA | 0
NON DUCTED SPLIT SYSTEM |  | DAKO |  | NA | 0
NON DUCTED SPLIT SYSTEM |  | DAKO |  | NA | 0
NON DUCTED SPLIT SYSTEM |  | DAKO |  | NA | 0
NON DUCTED SPLIT SYSTEM |  | NULL |  | NA | 0
NON DUCTED SPLIT SYSTEM |  | NULL |  | NA | 0
NON DUCTED SPLIT SYSTEM |  | NULL |  | NA | 0
NON DUCTED SPLIT SYSTEM |  | DAKO |  | NA | 0
NON DUCTED SPLIT SYSTEM |  | SCHNEIDER |  | NA | 0
NON DUCTED SPLIT SYSTEM |  | NULL |  | NA | 0
NON DUCTED SPLIT SYSTEM |  | DAKO |  | NA | 0
NON DUCTED SPLIT SYSTEM |  | HONEYWELL |  | NA | 0
NON DUCTED SPLIT SYSTEM |  | HONEYWELL |  | NA | 0
NON DUCTED SPLIT SYSTEM |  | NULL |  | NA | 0
DUCTED SPLIT SYSTEM |  | THERMAL EQUP CO | ISD182K-DN | NA | 0
DUCTED SPLIT SYSTEM |  | THERMAL EQUP CO | ISD182K-DN | NA | 0
DUCTED SPLIT SYSTEM |  | THERMAL EQUP CO | ISD182K-DN | NA | 0
DUCTED SPLIT SYSTEM |  | THERMAL EQUP CO | ISD160K-DN | NA | 0
DUCTED SPLIT SYSTEM |  | THERMAL EQUP CO | ISD110K-DN | NA | 0
CASSETTE SPLIT SYSTEM |  | DAKO |  | NA | 0
CRAC AIR COOLED | NA | STIEBEL | PEX-130RA-100-M-AUS | NA | 0
CRAC AIR COOLED | NA | STIEBEL | PEX-130RA-100-M-AUS | NA | 0
CRAC AIR COOLED | NA | BKB GROUP | MINI AIR | NA | 0
DUCTED SPLIT SYSTEM | NA | DAKO | FDXS 50 | NA | 0
DUCTED SPLIT SYSTEM | NA | DAKO | FDXS 50 | NA | 0
CASSETTE SPLIT SYSTEM | NA | MODULEX | HI FDC100VN | NA | 0
CRAC AIR COOLED | NA | STIEBEL | PEX-130RA-100-M-AUS | NA | 0
CRAC AIR COOLED | NA | STIEBEL | PEX-130RA-100-M-AUS | NA | 0
CRAC AIR COOLED | NA | AUSSIE BLUESTAR | MINI AIR | NA | 0
CASSETTE SPLIT SYSTEM | NA | MITSUBISHI | HI FDC100VN | NA | 0
DUCTED SPLIT SYSTEM | NA | DAKO | FDXS 50 | NA | 0
DUCTED SPLIT SYSTEM | NA | DAKO | FDXS 50 | NA | 0
CRAC AIR COOLED | 517452-0903-01 | LOVELOCK LUKE | 113RA-100-H-AUS | NA | 0
CRAC AIR COOLED | 517077-0803-01 | LOVELOCK LUKE | 3RA-100-H-AUS | NA | 0
FAN COIL UNIT - DUCTED | 196744 | TECO RAC | SO11IHR7AL | NA | 0
WALL MOUNTED SPLIT SYSTEM | 317800779 RE | MODULEX | SRK35ZJ-S1 | NA | 0
WALL MOUNTED SPLIT SYSTEM | 351400525RE | MODULEX | SRC35ZJ-S1 | NA | 0
DUCTED SPLIT SYSTEM | 193107 | TECO RAC | S011OHR9AL | NA | 0
AIR COOLED SPLIT SYSTEM | 517474-0903-01 | LOVELOCK LUKE | LSF20-S-K | NA | 0
AIR COOLED SPLIT SYSTEM | 517474-0903-02 | LOVELOCK LUKE | LSF20-S-K | NA | 0
NON DUCTED SPLIT SYSTEM | 45003471 | FANCOIL | EWH09HRA | NA | 0
NON DUCTED SPLIT SYSTEM | 2161 | AJAX | B275H | NA | 0
ROOM AIR CONDITIONING UNIT | 306KA00098 | KIRBY | KRISWA-02 | NA | 0
NON DUCTED SPLIT SYSTEM | 306KA00288 | KIRBY | KRISWA-02 | NA | 0
ROOM AIR CONDITIONING UNIT | 306KA00293 | KIRBY | KRISWA-02 | NA | 0
ROOM AIR CONDITIONING UNIT | 306KA00347 | KIRBY | KRISWA-02 | NA | 0
AIR FAN - EXHAUST | 490186 | FEDERAL | CD314V | NA | 0
CRAC UNIT | B72411053010119001 | ASEA | STULZ CCD131G | NA | 0
CRAC UNIT | 050310094601 02 | ASEA | STULZ CCD131G | NA | 0
CRAC UNIT | 053010094601 01 | ASEA | STULZ CCD131G | NA | 0
PACKAGE AC - WATER SOURCED | 699469 | THERMAL EQUP CO | HWP 96RKSN | NA | 0
PACKAGE AC - WATER SOURCED | 705199 | THERMAL EQUP CO | TEMPERZONE | NA | 0
PACKAGE AC - WATER SOURCED | 691576 | THERMAL EQUP CO | HWP 139RKTN | NA | 0
AIR FAN - EXHAUST | NA | ASEA | TIGER 150 | NA | 0
DUCTED SPLIT SYSTEM | 1695W80452 | APAC | S7 | R22 | 5
DUCTED SPLIT SYSTEM | 1695W8042 | APAC | S14 | R22 | 6
DUCTED SPLIT SYSTEM | 1695W80428 | APAC | S16 | R22 | 6
DUCTED SPLIT SYSTEM | 1695W80432 | APAC | S16 | R22 | 6
DUCTED SPLIT SYSTEM | NA | APAC | S7 | R22 | 6
DUCTED SPLIT SYSTEM | 1695W80434 | APAC | S16 | R22 | 7
DUCTED SPLIT SYSTEM | 1695W80420 | APAC | S22 | R22 | 9
DUCTED SPLIT SYSTEM | 1695W80436 | APAC | S18 | R22 | 10
DUCTED SPLIT SYSTEM | NA | APAC | S25 | R22 | 12
DUCTED SPLIT SYSTEM | NA | APAC | S25 | R22 | 12
DUCTED SPLIT SYSTEM | NA | APAC | S25 | R22 | 12
DUCTED SPLIT SYSTEM | NA | APAC | S25 | R22 | 12
CHILLER - AIR COOLED |  | TRANE | RTAD 085 | R134A | 70
CHILLER - AIR COOLED | 78E975.01 | TRANE | RTAC170 | R134A | 200
EVAPORATIVE COOLER | UNKNOWN | BRAEMAR | UNKOWN | NA | 0
NON DUCTED SPLIT SYSTEM | UNKNOWN | AIRWELL | UNKNOWN | NA | 0
EVAPORATIVE COOLER | UNKNOWN | CELAIRE | UNKNOWN | NA | 0
EVAPORATIVE COOLER | UNKNOWN | COOLBREEZE | 1 | NA | 0
EVAPORATIVE COOLER |  | CELAIRE | 2 | NA | 0
TOILET EXHAUST FAN | 306129 | FANTECH | TCD354 | NA | 0
KITCHEN EXHAUST FAN | UNKNOWN | NULL | UNKNOWN | NA | 0
AIR FAN - OUTSIDE | UNKNOWN | FANTECH | UNKNOWN | NA | 0
DUCTED SPLIT SYSTEM | 586367 | TEMPERZONE | ISD390Q | R22 | 0
DUCTED SPLIT SYSTEM | COULDNT READ | TEMPERZONE | ISD 300Q | R22 | 0
DUCTED SPLIT SYSTEM | COULDNT READ IT | TEMPERZONE | ISD 300Q | R22 | 3
SWITCHBOARD MECHANICAL | NA | OTHER | NA | NA | 0
VARIABLE SPEED DRIVE | XAU719-001776 | SIEMENS | 6SE6436-5BD25-5CA0 | NA | 0
VARIABLE SPEED DRIVE | 91182231 | HONEYWELL | 91181011 | NA | 0
VARIABLE SPEED DRIVE | 91182255 | HONEYWELL | PA000755H1SSS | NA | 0
CAR PARK EXHAUST FAN | 302283 | FANTECH | APS1004GA6H075 | NA | 0
VARIABLE SPEED DRIVE | NOT ABLE TO READ | SIEMENS | NOT ABLE TO READ | NA | 0
VARIABLE SPEED DRIVE | NOT ABLE TO READ | SIEMENS | NOT ABLE TO READ | NA | 0
CAR PARK EXHAUST FAN | 302283 | FANTECH | APS1004GA6H075 | NA | 0
CAR PARK EXHAUST FAN | NA | FANTECH | AP0804GAA10B040 | NA | 0
SWITCHBOARD MECHANICAL |  | OTHER |  | NA | 0
VARIABLE SPEED DRIVE | XAUN29-003355 | SIEMENS | 6SE6436-5BD31-1CAO | NA | 0
CAR PARK EXHAUST FAN | 298355 | FANTECH | APS0804CA12H075 | NA | 0
CAR PARK EXHAUST FAN | 298355 | FANTECH | APS0804CA12H075 | NA | 0
SWITCHBOARD MECHANICAL | NA | OTHER | NA | NA | 0
VARIABLE SPEED DRIVE | XAX629-000557 | SIEMENS | 6SE6436-2BD27-5CA0 | NA | 0
SWITCHBOARD MECHANICAL |  | OTHER |  | NA | 0
VARIABLE SPEED DRIVE | XAT805-000092 | SIEMENS | 6SE6436-2BD27-5CA0 | NA | 0
EVAPORATIVE COOLER | 50008330 | BONAIRE | 700CD | NA | 0
EVAPORATIVE COOLER | 50008349 | BONAIRE | 700CD | NA | 0
EVAPORATIVE COOLER | 607756 | BONAIRE | 700CD | NA | 0
SWITCHBOARD MECHANICAL |  | NULL |  | NA | 0
SWITCHBOARD MECHANICAL |  | NULL |  | NA | 0
SMOKE SPILL FAN | 309306 | FANTECH | RSS0714AA5H022 | NA | 0
SMOKE SPILL FAN | 309306 | FANTECH | RSS0714AA5H022 | NA | 0
AIR FAN - EXHAUST |  | NULL |  | NA | 0
SMOKE SPILL FAN | 296973 | FANTECH | RSS1256CA12H110 | NA | 0
SMOKE SPILL FAN | 296973 | FANTECH | RSS1256CA12H110 | NA | 0
TOILET EXHAUST FAN | 304033 | FANTECH | TCE354 TWIN | NA | 0
KITCHEN EXHAUST FAN | 42345 | OTHER | V46-756-3PH | NA | 0
AIR FAN - EXHAUST | 296974 | FANTECH | CHD636-12 | NA | 0
TOILET EXHAUST FAN | JS180007 8124 | WOODS | 9.5 D71B | NA | 0
AIR FAN - EXHAUST | 02GN1137 | S&P | TD-2000315 | NA | 0
AIR FAN - EXHAUST | NA | NULL | NA | NA | 0
KITCHEN EXHAUST FAN | 3813 | FANS DIRECT | FEF560-4D | NA | 0
AIR FAN - EXHAUST | 8261 | AEROVENT | OP035-401H | NA | 0
KITCHEN EXHAUST FAN | 306127 | FANTECH | AP1004GA6HT110 | NA | 0
EVAPORATIVE COOLER | 66059 | BREEZEAIR | EA120S | NA | 0
AIR FAN - EXHAUST | NA | ZIEHL-EBM | NA | NA | 0
AIR FAN - EXHAUST | NA | ZIEHL-EBM | NA | NA | 0
AIR FAN - SUPPLY | NA | NULL | NA | NA | 0
AIR FAN - EXHAUST | 480695 | FANTECH | CHD354HT | NA | 0
AIR FAN - EXHAUST | 526678 | FANTECH | CHD566 | NA | 0
WALL MOUNTED SPLIT SYSTEM | 29942 14455 | PANASONIC | CS-RE9NKR | R410A | 1
WALL MOUNTED SPLIT SYSTEM | E002821 | FUJITSU | ATSB12LDC | R410A | 1
WALL MOUNTED SPLIT SYSTEM | 6644114651 | PANASONIC | CU-RE9NKR | R410A | 1
WALL MOUNTED SPLIT SYSTEM | E011517 | FUJITSU | AOTS12LDC | R410A | 1
CASSETTE SPLIT SYSTEM | 809KAVH0007 | LG | UT30W | R410A | 2
CASSETTE SPLIT SYSTEM | 806KANY00071 | LG | UT30W | R410A | 2
CASSETTE SPLIT SYSTEM | 809KACA00011 | LG | UT30W | R410A | 2
WALL MOUNTED SPLIT SYSTEM | 220802404 RE | MHI | DXK09ZJ-S | R410A | 2
WALL MOUNTED SPLIT SYSTEM | E016672 | DAIKIN | FTYN250V1A | R410A | 2
WALL MOUNTED SPLIT SYSTEM | E009644 | DAIKIN | RXS25LVMA | R410A | 2
CASSETTE SPLIT SYSTEM | UNREADABLE | LG | UU30WD | R410A | 2
CASSETTE SPLIT SYSTEM | 806KAFX00027 | LG | UU30WD | R410A | 2
CASSETTE SPLIT SYSTEM | 806KAED00020 | LG | UU30WD | R410A | 2
DUCTED SPLIT SYSTEM | 20490702 | ACSON | ALC25CR | R22 | 3
DUCTED SPLIT SYSTEM | CANT READ IT | TEMPERZONE | ISDL 45Q | R22 | 3
CASSETTE SPLIT SYSTEM | 20494612 02592 | ACSON | ACK40AR AFBB | R22 | 3
CASSETTE SPLIT SYSTEM | 20490607 02286 | ACSON | ACK40AR AFBB | R22 | 3
CASSETTE SPLIT SYSTEM | 20494612 02589 | ACSON | ACK40AR AFBB | R22 | 3
CASSETTE SPLIT SYSTEM | 20490607 | ACSON | ACK40AR AFBB | R22 | 3
CASSETTE SPLIT SYSTEM | 2049461202590 | ACSON | ACK40CR AFBB | R22 | 3
CASSETTE SPLIT SYSTEM | 20495212 02626 | ACSON | ACK40CR AFBB | R22 | 3
CASSETTE SPLIT SYSTEM | 20495212 02628 | ACSON | ACK40CR AFBB | R22 | 3
CASSETTE SPLIT SYSTEM | 20483803 04895 | ACSON | ACK50AR AFBB | R22 | 3
CASSETTE SPLIT SYSTEM | 20483803 04892 | ACSON | ACK50AR AFBB | R22 | 3
CASSETTE SPLIT SYSTEM | 20501312 06046 | ACSON | ACK50AR-AFBB | R22 | 3
CASSETTE SPLIT SYSTEM | 20495212 02630 | ACSON | ACK40AR AFBB | R22 | 3
CASSETTE SPLIT SYSTEM | 20490707 01106 | ACSON | ACK25BR AFCB | R22 | 3
CASSETTE SPLIT SYSTEM | C000103 | DAIKIN | FCQ140KVEA | R410A | 3
CASSETTE SPLIT SYSTEM | C000495 | DAIKIN | FHYCP125DVE | R407C | 3
CASSETTE SPLIT SYSTEM | C000682 | DAIKIN | FHCYCP125DVE | R407C | 3
CASSETTE SPLIT SYSTEM | 2048180300288 | ACSON | ALC40CR FFFD | R22 | 3
CASSETTE SPLIT SYSTEM | 2049180300643 | ACSON | ALC40CR AFFD | R22 | 3
CASSETTE SPLIT SYSTEM | 20494603-00789 | ACSON | ALC40CR AFFD | R22 | 3
CASSETTE SPLIT SYSTEM | CANT READ | ACSON | ALC40CR AFFD | R22 | 3
CASSETTE SPLIT SYSTEM | 20485203 00513 | ACSON | ALC40CR AFFD | R22 | 3
DUCTED SPLIT SYSTEM | 583209 | TEMPERZONE | OSA 45R | R22 | 3
CASSETTE SPLIT SYSTEM | 20500103-00848 | ACSON | ALC40CR AFFD | R22 | 3
CASSETTE SPLIT SYSTEM | 20494603-00786 | ACSON | ALC40CR AFFD | R22 | 3
CASSETTE SPLIT SYSTEM | 20500103-00812 | ACSON | ALC40CR AFFD | R22 | 3
CASSETTE SPLIT SYSTEM | 20484603 00247 | ACSON | ALC40CR FFFD | R22 | 3
CASSETTE SPLIT SYSTEM | 20484603 00245 | ACSON | ALC40CR FFFD | R22 | 3
CASSETTE SPLIT SYSTEM | 20494103 00901 | ACSON | ALC50CR FFFD | R22 | 3
PACKAGED AIR CONDITIONING UNIT | 601765 | TEMPERZONE | OPA150R | R22 | 4
PACKAGED AIR CONDITIONING UNIT | 574547 | TEMPERZONE | OPA101R | R22 | 4
PACKAGED AIR CONDITIONING UNIT | UNKNOWN | TEMPERZONE | OPA150R | R22 | 4
PACKAGED AIR CONDITIONING UNIT | 594988 | TEMPERZONE | OPA150R | R22 | 4
DUCTED SPLIT SYSTEM | NOT ABLE TO READ | TEMPERZONE | ISD 181Q | R22 | 4
CASSETTE SPLIT SYSTEM | 808KAPB00024 | LG | UT42W | R410A | 4
CASSETTE SPLIT SYSTEM | 808KAHG00025 | LG | UT42W | R410A | 4
CASSETTE SPLIT SYSTEM | 809KAUU00046 | LG | UU42WD | R410A | 4
CASSETTE SPLIT SYSTEM | 809KAKN00045 | LG | UU42WD | R410A | 4
PACKAGED AIR CONDITIONING UNIT | 65918 | TEMPERZONE | OPA210R | R22 | 6
DUCTED SPLIT SYSTEM | 578959 | TEMPERZONE | OSA 180R | R22 | 6
VRV DUCTED SPLIT | E007712 | DAIKIN | RZYQ7PY1 | R410A | 9
VRV DUCTED SPLIT | E007462 | DAIKIN | RZYQ7PY1 | R410A | 9
PACKAGED AIR CONDITIONING UNIT | 64887 | TEMPERZONE | OPA210R | R22 | 10
PACKAGED AIR CONDITIONING UNIT | UNKNOWN | TEMPERZONE | OPA390R | R22 | 10
PACKAGED AIR CONDITIONING UNIT | 67260 | TEMPERZONE | OPA210R | R22 | 10
FAN COIL UNIT - DUCTED | 000003B108328 | CARRIER | 40BACC9700-C3 | R22 | 10
DUCTED SPLIT SYSTEM | 66074 | TEMPERZONE | OSA 410 RA-X | R22 | 10
AIR COOLED SPLIT SYSTEM | 3T0698-00383 | TRANE | TTA 075 DDOOBB | R22 | 10
VRV DUCTED SPLIT | E005031 | DAIKIN | RZYQ10PUY1 | R410A | 11
DUCTED SPLIT SYSTEM | 66070 | TEMPERZONE | OSA 600RB-X | R22 | 12
PACKAGED AIR CONDITIONING UNIT | 64352 | TEMPERZONE | OPA500RB | R22 | 15
PACKAGED AIR CONDITIONING UNIT | 65382 | TEMPERZONE | OPA600RB | R22 | 20
DUCTED SPLIT SYSTEM | UNKNOWN | TEMPERZONE | SCR1250R | R22 | 30
AIR COOLED SPLIT SYSTEM | 14360401001 | BUFFALO | COND-FE063 | R134A | 100
AIR CURTAIN | 1670605474 | BITZER | 6G-402Y-40P | R134A | 100
CHILLER - RECIPROCATING | 1680906906 | BITZER | 6G-402Y-40P | R134A | 100
AIR HANDLING UNIT | NA | CUSTOM-BUILT | NA | R134A | 200
EVAPORATIVE COOLER | 1077209 | BONAIRE | CLIMATE 3040017 | NA | 0
CONDENSER WATER PUMP | 42431 | INDENG | VRB56 | NA | 0
PACKAGED AIR CONDITIONING UNIT | 409063 | NULL | PCG233U | NA | 0
EVAPORATIVE COOLER | UNKNOWN | CONVIRON | UNKNOWN | NA | 0
KITCHEN EXHAUST FAN |  | NULL | SMITHS FANS | NA | 0
EVAPORATIVE COOLER | UNKNOWN | COOLBREEZE | UNINOWN | NA | 0
KITCHEN EXHAUST FAN |  | NULL | CYLO FANS V46374 | NA | 0
AIR FAN - EXHAUST | UNKNOWN | NULL | UNKNOWN | NA | 0
AIR FAN - EXHAUST | UNKNOWN | NULL | UNKNOWN | NA | 0
AIR FAN - EXHAUST | UNKNOWN | NULL | WH SMITH SCV1 280 | NA | 0
AIR FAN - EXHAUST | UNKNOWN | NULL | UNKNOWN | NA | 0
AIR FAN - EXHAUST | UNKNOWN | NULL | UNKNOWN | NA | 0
AIR FAN - EXHAUST | 444692 | FANTECH | CHD564HT | NA | 0
AIR FAN - EXHAUST | UNKNOWN | NULL | UNKNOWN | NA | 0
AIR FAN - EXHAUST | 413222 | FANTECH | FAD032 28 DM | NA | 0
EVAPORATIVE COOLER | UNKNOWN | NULL | UNKNOWN | NA | 0
AIR FAN - SUPPLY | 1 | PHOENIX | DWL | NA | 0
TOILET EXHAUST FAN |  | NULL |  | NA | 0
TOILET EXHAUST FAN |  | NULL |  | NA | 0
AIR FAN - EXHAUST |  | NULL |  | NA | 0
AIR HANDLING UNIT |  | PHOENIX | 40 24 A | NA | 0
AIR HANDLING UNIT |  | PHOENIX | 402 4 E | NA | 0
AIR FAN - EXHAUST | 624 | WOODS | UCBDM | NA | 0
KITCHEN EXHAUST FAN | UNKNOWN | NULL | UNKNOWN | NA | 0
AIR HANDLING UNIT | UNKNOWN | AIR DESIGN | UNKNOWN | NA | 0
AIR FAN - EXHAUST | 625 | WOODS | D10 400 | NA | 0
AIR FAN - EXHAUST | UNKNOWN | WOODS | UCBDM 400 | NA | 0
AIR FAN - EXHAUST | UNKNOWN | UNKNOWN | UNKNOWN | NA | 0
AIR HANDLING UNIT |  | PHOENIX | 4024.B | NA | 0
AIR HANDLING UNIT | UNKNOWN | PHOENIX | UNKNOWN | NA | 0
AIR HANDLING UNIT | UNKNOWN | PHOENIX | UNKNOWN | NA | 0
SWITCHBOARD MECHANICAL |  | NULL |  | NA | 0
VARIABLE SPEED DRIVE |  | DANFOSS | VLT | NA | 0
VARIABLE SPEED DRIVE |  | DANFOSS | VLT | NA | 0
VARIABLE SPEED DRIVE |  | DANFOSS | VLT 6000 | NA | 0
VARIABLE SPEED DRIVE |  | DANFOSS | VLT 6000 | NA | 0
BMS |  | TRANE | TRACER | NA | 0
SMOKE EXHAUST FAN |  | WOODS |  | NA | 0
SMOKE EXHAUST FAN |  | WOODS |  | NA | 0
SMOKE EXHAUST FAN |  | WOODS |  | NA | 0
SMOKE EXHAUST FAN |  | WOODS |  | NA | 0
SMOKE EXHAUST FAN |  | WOODS |  | NA | 0
SMOKE EXHAUST FAN |  | WOODS |  | NA | 0
SMOKE EXHAUST FAN |  | WOODS |  | NA | 0
SMOKE EXHAUST FAN |  | WOODS |  | NA | 0
SMOKE EXHAUST FAN |  | WOODS |  | NA | 0
SMOKE EXHAUST FAN | UNKNOWN | WOODS | UNKNOWN | NA | 0
SMOKE EXHAUST FAN | UNKNOWN | WOODS | UNKNOWN | NA | 0
SMOKE EXHAUST FAN | UNKNOWN | WOODS | UNKNOWN | NA | 0
SMOKE EXHAUST FAN | UNKNOWN | WOODS | UNKNOWN | NA | 0
VARIABLE SPEED DRIVE | V00000560051 | NULL | VACON 140212 | NA | 0
VARIABLE SPEED DRIVE | UNKNOWN | DANFOSS | VLT 6000 | NA | 0
BMS | UNKNOWN | TRANE | TRACER | NA | 0
SMOKE EXHAUST FAN | UNKNOWN | WOODS | UNKNOWN | NA | 0
SMOKE EXHAUST FAN | UNKNOWN | WOODS | UNKNOWN | NA | 0
COOLING TOWER | 11495 | EVAPCO | AQXD1000 | NA | 0
CHILLER - SCREW | U98F01161 | TRANE | RTHB255ULF00NW | R22 | 0
CHILLED WATER PUMP | 42428 | INDENG | VRD-2 | NA | 0
CHILLED WATER PUMP | 42430 | INDENG | RD 3-4 | NA | 0
BMS |  | TRANE | TRACER | NA | 0
CONDENSER WATER PUMP | 42429 | INDENG | VRB44 | NA | 0
COOLING TOWER | 11495 | EVAPCO | AQXD1000 | NA | 0
BMS |  | TRANE | TRACER | NA | 0
BMS |  | TRANE | TRACER | NA | 0
AIR COOLED SPLIT SYSTEM |  | MITSUBISHI | SUV A24VR | R410A | 2
AIR COOLED SPLIT SYSTEM | UNKNOWN | DAIKIN | FTX825EVMA | R410A | 4
AIR COOLED SPLIT SYSTEM | UNKNOWN | MITSUBISHI | PUHZ RP3 VHA | R410A | 4
AIR COOLED SPLIT SYSTEM | 760360 | TEMPERZONE | OSA65RKSH | R410A | 5
DUCTED SPLIT SYSTEM |  | DAIKIN | RZQ125KV4A | R410A | 6
DUCTED SPLIT SYSTEM |  | MITSUBISHI | HYPER INVERTER DXC32ZL-S | R410A | 6
DUCTED SPLIT SYSTEM |  | HITACHI | RAS 5AQE5 | R22 | 6
AIR COOLED SPLIT SYSTEM | UNKNOWN | DAIKIN | RZQ125 | R410A | 6
DUCTED SPLIT SYSTEM | 175035 | APAC | S0230VR9AA | R22 | 6
PACKAGED AIR CONDITIONING UNIT |  | APAC | PO23ARAOO5150 | R22 | 6
PACKAGED AIR CONDITIONING UNIT | 504102153L | TRANE | WSC60ADROA | R22 | 6
PACKAGED AIR CONDITIONING UNIT |  | HITACHI | RUA-30ATI | R22 | 15
PACKAGED AIR CONDITIONING UNIT |  | HITACHI | RUA 30 ATI | R22 | 15
CHILLER - SCREW | HH1742 | CARRIER | 30HXC140A | R134A | 96
WALL MOUNTED SPLIT SYSTEM |  | DAIKIN | RY25FV1A7 | R22 | 0
UNDER CEILING SPLIT SYSTEM |  | SANYO | SWPC361 | R22 | 0
DUCTED SPLIT SYSTEM |  | SANYO | SPWU252GH5 | R22 | 0
WALL MOUNTED SPLIT SYSTEM |  | CARRIER | 38QMR012 | R22 | 0
WALL MOUNTED SPLIT SYSTEM |  | FUJITSU | AST24PBA | R410A | 0
WALL MOUNTED SPLIT SYSTEM |  | SANYO | SAPK92AH5 | R22 | 0
CASSETTE SPLIT SYSTEM |  | MITSUBISHI | FDT71VD | R410A | 0
WALL MOUNTED SPLIT SYSTEM |  | MITSUBISHI | SRK288HEN | R22 | 0
CASSETTE SPLIT SYSTEM |  | SANYO | SWPX451AH8 | R22 | 0
CASSETTE SPLIT SYSTEM |  | SANYO | SPWX451AH5 | R22 | 0
DUCTED SPLIT SYSTEM |  | DAIKIN | RT71 | R22 | 0
AIR FAN - OUTSIDE |  | FANTECH | FK200 | NA | 0
DUCTED SPLIT SYSTEM |  | MCQUAY | ????????? | R22 | 0
DUCTED SPLIT SYSTEM |  | SANYO | SWP253 | R22 | 0
WALL MOUNTED SPLIT SYSTEM |  | DAIKIN | FTY25 | R22 | 1
WALL MOUNTED SPLIT SYSTEM |  | DAIKIN | RY25FV1A7 | R22 | 1
WALL MOUNTED SPLIT SYSTEM |  | DAIKIN | RY25FV1A7 | R22 | 1
WALL MOUNTED SPLIT SYSTEM |  | SANYO | SAPC92AH5 | R22 | 1
WALL MOUNTED SPLIT SYSTEM |  | CARRIER | 42QMR012 | R22 | 1
WALL MOUNTED SPLIT SYSTEM |  | MITSUBISHI | SRC288HENF | R22 | 2
PACKAGED AIR CONDITIONING UNIT | NA | CARRIER | 50QQ? | R22 | 2
DUCTED SPLIT SYSTEM |  | CARRIER | 38QCA024-073 | R22 | 2
DUCTED SPLIT SYSTEM | NA | CARRIER | 38QCA024-073 | R22 | 2
CASSETTE SPLIT SYSTEM |  | SANYO | SPWC252GH8 | R22 | 3
CASSETTE SPLIT SYSTEM |  | MITSUBISHI | FDC71 VNX | R410A | 3
CASSETTE SPLIT SYSTEM |  | SANYO | SPWC361AH8 | R22 | 3
UNDER CEILING SPLIT SYSTEM |  | SANYO | SWPC361AHB | R22 | 3
DUCTED SPLIT SYSTEM |  | DAIKIN | RY71DAY1 | R22 | 3
PACKAGED AIR CONDITIONING UNIT |  | CARRIER | 50QQ | R22 | 3
PACKAGED AIR CONDITIONING UNIT | NA | CARRIER | NA | R22 | 3
PACKAGED AIR CONDITIONING UNIT | NA | CARRIER | NA | R22 | 3
CASSETTE SPLIT SYSTEM |  | SANYO | SWPC45AH8 | R22 | 4
DUCTED SPLIT SYSTEM |  | SANYO | SPWC252GH8 | R22 | 4
DUCTED SPLIT SYSTEM |  | SANYO | SWPC253AH8 | R22 | 4
DUCTED SPLIT SYSTEM |  | MCQUAY | MMC050BRFFAB | R22 | 4
WALL MOUNTED SPLIT SYSTEM | 1009319 | MODULEX | MSZ-GE71VA | NA | 0
AIR COOLED SPLIT SYSTEM |  | AQUA | S007OHR7AL | NA | 0
CASSETTE SPLIT SYSTEM |  | TOSHIBA |  | R22 | 3
CASSETTE SPLIT SYSTEM | 3018 | SCHNEIDER | SPW-S251AH5 | NA | 0
WALL MOUNTED SPLIT SYSTEM | C101063840708A07150029 | LENNOX | LNE034C1-1 | R410A | 1
WALL MOUNTED SPLIT SYSTEM |  | SANYO | SH24ZP6B | NA | 0
WALL MOUNTED SPLIT SYSTEM | 2018206 | MODULEX | MSZ-GE71VA | NA | 0
DUCTED SPLIT SYSTEM | 645933 | TECO RAC | S009IHR7AL | NA | 0
DUCTED SPLIT SYSTEM | 0892W39939 | AQUA | H18HPEL-02 | NA | 0
0 - NOT SET |  | ATLANTIC | LNC034C1-1 | NA | 0
0 - NOT SET |  | MODULEX | MUZ-GE71VA | NA | 0
AIR COOLED SPLIT SYSTEM |  | SANYO |  | NA | 0
0 - NOT SET | 547278 | AQUA | S007OHR7A | NA | 0
0 - NOT SET | 410P0177 | TRANE | RAV-SM560AT-E | NA | 0
0 - NOT SET |  | AQUA | S9 | NA | 0
0 - NOT SET |  | AQUA | S14 | NA | 0
AIR COOLED SPLIT SYSTEM |  | AQUA | S16 | NA | 0
AIR COOLED SPLIT SYSTEM |  | AQUA | S18 | NA | 0
AIR COOLED SPLIT SYSTEM |  | SCHNEIDER | SPW-C251AH8 | NA | 0
AIR COOLED SPLIT SYSTEM |  | AQUA | S11 | NA | 0
AIR COOLED SPLIT SYSTEM |  | AQUA | S18 | NA | 0
AIR COOLED SPLIT SYSTEM |  | AQUA |  | NA | 0
GAS DUCT HEATER | UNKNOWN | NULL | UNKNOWN | NA | 0
GAS DUCT HEATER |  | NULL |  | NA | 0
GAS DUCT HEATER |  | NULL |  | NA | 0
GAS DUCT HEATER |  | NULL |  | NA | 0
GAS DUCT HEATER |  | NULL |  | NA | 0
DUCTED SPLIT SYSTEM |  | FRIGOPOL |  | R22 | 5
FRIDGE | 24505 | WOODS | HP2RGDS-OHO | NA | 0
FRIDGE | 24506 | WOODS | HP2RGDSS-OHO | NA | 0
FRIDGE | 24507 | WOODS | HP2RGDSS-OHOO | NA | 0
FREEZER ROOM |  | KLOCHNER MOLLER |  | NA | 0
0 - NOT SET | 507044308 | KLOCHNER MOLLER | KMT027 | NA | 0
FRIDGE | 24504 | WOODS | HP2RGDSS-OHO | NA | 0
COOL ROOM | 508046518 | KLOCHNER MOLLER | KMT051 | NA | 0
FRIDGE | 24503 | WOODS | HP2RGDSS-OHO | NA | 0
AIR COOLED SPLIT SYSTEM | 05071884C | KLOCHNER MOLLER | H100CCHTCR | NA | 0
0 - NOT SET | 05071315C | KLOCHNER MOLLER | 200CCHTCR | NA | 0
0 - NOT SET |  | WOODS |  | NA | 0
0 - NOT SET |  | WOODS |  | NA | 0
0 - NOT SET | 507044517 | KLOCHNER MOLLER | KMT051 | NA | 0
0 - NOT SET | 23962 | WOODS | GC1RSL-00L | NA | 0
FRIDGE |  | WOODS |  | NA | 0
0 - NOT SET | 23967 | WOODS | GC1RSL-00L | NA | 0
AIR HANDLING UNIT |  | AQUA |  | NA | 0
AIR HANDLING UNIT |  | AQUA |  | NA | 0
AIR HANDLING UNIT |  | AQUA |  | NA | 0
AIR HANDLING UNIT |  | AQUA |  | NA | 0
AIR HANDLING UNIT |  | AQUA |  | NA | 0
CRAC AIR COOLED | 524038-0805-01 | LIEBERT | 223FA-100 | R22 | 8
CRAC AIR COOLED |  | LIEBERT |  | R22 | 8
AIR COOLED SPLIT SYSTEM | 658106 | AQUA | S0300VR9AA | NA | 0
AIR COOLED SPLIT SYSTEM | 659556 | AQUA | S009OHR9AL | NA | 0
AIR COOLED SPLIT SYSTEM | 659564 | AQUA | S011OHR9AL | NA | 0
AIR COOLED SPLIT SYSTEM | 657475 | AQUA | S021OHR9AN | NA | 0
0 - NOT SET | 659611 | AQUA | S021OHR9AN | NA | 0
0 - NOT SET | 04071461C | KLOCHNER MOLLER | H75CC | NA | 0
0 - NOT SET | 523937-0805-01 | LOVELOCK LUKE | CONDENSOR LSF40-S-K | NA | 0
0 - NOT SET | 523937-0805-02 | LOVELOCK LUKE | CONDENSOR LSF40-S-K | NA | 0
DUCTED SPLIT SYSTEM | 657442 | AQUA | S015OHR9AN | NA | 0
AIR COMPRESSOR | 05071882C | KLOCHNER MOLLER | 100CCHTCR | NA | 0
COOL/FREEZER ROOM | 050711190C | KLOCHNER MOLLER | 150CCHTCR | NA | 0
0 - NOT SET |  | KLOCHNER MOLLER |  | NA | 0
0 - NOT SET | 05071110C | KLOCHNER MOLLER | 150CC HTCR | NA | 0
FRIDGE | 23969 | WOODS | LD1SDSS-000 | NA | 0
0 - NOT SET |  | WOODS |  | NA | 0
0 - NOT SET | 24508 | WOODS | HO3RGD-OHW | NA | 0
AIR COOLED SPLIT SYSTEM |  | DAIKIN |  | R22 | 3
ROOM AIR CONDITIONING UNIT |  | ATLANTIC |  | NA | 0
ROOM AIR CONDITIONING UNIT |  | GREGORY |  | R22 | 2
ROOM AIR CONDITIONING UNIT |  | GREGORY |  | R22 | 2
ROOM AIR CONDITIONING UNIT |  | FUJITSU |  | R22 | 2
CASSETTE SPLIT SYSTEM |  | DAIKIN |  | R22 | 3
ROOM AIR CONDITIONING UNIT |  | LENNOX |  | R22 | 3
ROOM AIR CONDITIONING UNIT |  | GREGORY |  | R22 | 3
BOILER - OIL FIRED | 22867 | HPM | SR180 | NA | 0
MAKE UP TANK | NO SERIAL ID | NULL | NO MODEL ID | NA | 0
SWITCHBOARD MECHANICAL | NO SERIAL ID | NULL | NO MODEL ID | NA | 0
PACKAGED AIR CONDITIONING UNIT | NA | NULL | NA | NA | 0
PACKAGED AIR CONDITIONING UNIT | VJ 5661-3 | HEAT STRIP | CDXW -63 EC | NA | 0
PACKAGED AIR CONDITIONING UNIT | VJ 5661-2 | HEAT STRIP | CDXW 63 EC | NA | 0
PACKAGED AIR CONDITIONING UNIT | VJ 5661 | HEAT STRIP | CDXW-63 EC | NA | 0
PACKAGED AIR CONDITIONING UNIT | 35352-11 | NULL | EDPAC 1.5 TON DXW | NA | 0
PACKAGED AIR CONDITIONING UNIT | 36926-001A | NULL | EDPAC CDXW -23 | NA | 0
PACKAGED AIR CONDITIONING UNIT | 36926-001C | NULL | EDPAC CDXC -23 | NA | 0
PACKAGED AIR CONDITIONING UNIT | NA | NULL | NA | NA | 0
PACKAGED AIR CONDITIONING UNIT | NA | NULL | NA | NA | 0
CONDENSER WATER PUMP | 0576A57 | JAVAC | HHC 5X4X12 | NA | 0
CONDENSER WATER PUMP | 0576A58 | JAVAC | HHC 5X4X12 | NA | 0
EXPANSION TANK (CLOSED LOOPS) | NO SERIAL ID | DURAFLEX | MAKE: DURAFLEX, NO MODEL ID | NA | 0
MAKE UP PUMP | NO SERIAL ID | NULL | NO MODEL ID | NA | 0
MAKE UP TANK | NONE | NULL | NONE | NA | 0
MAKE UP TANK | NO SERIAL ID | NULL | NO MODEL ID | NA | 0
MAKE UP TANK | NO SERIAL ID | NULL | NO MODEL ID | NA | 0
MAKE UP TANK | NONE | NULL | NONE | NA | 0
AIR FAN - EXHAUST | NO ACESS | FANTECH | NO ACCESS | NA | 0
AIR FAN - EXHAUST | 30576 | S&P | TD1300250 | NA | 0
CRAC UNIT | 2389 | LUKE | CDXC24EC | R22 | 18
SWITCHBOARD MECHANICAL | NA | NULL | NA | NA | 0
AIR HANDLING UNIT | NA | NULL | NA | NA | 0
AIR HANDLING UNIT | NOT READABLE | WHITE MCALISTER | NOT READABLE | NA | 0
AIR HANDLING UNIT | UNABLE TO LOCATE | NULL | LASERCHILL 24 FCU | NA | 0
CHILLED WATER PUMP | 0576A59 | INGERSOLL RAND | 212X112X12 | NA | 0
CHILLED WATER PUMP | 651264 | REGENT PUMPS | LS132M1 | NA | 0
AIR FAN - EXHAUST | M1813 E3 | MIDEN | MAKE: MIDECO, NO MODEL ID | NA | 0
AIR HANDLING UNIT | A10587 | TRITEC ELECT | 25LPMZ | NA | 0
AIR FAN - OUTSIDE | 216721 | FANTECH | AP0404AP5B005 | NA | 0
SWITCHBOARD MECHANICAL | NO SERIAL ID | NULL | NO MODEL ID | NA | 0
BOILER - GAS ATMOSPHERIC | AN02061539 | NULL | RAYPCK B1292NCM | NA | 0
BOILER - GAS FIRED | NONE | NULL | ICI CALDAIE | NA | 0
HEATING HOT WATER PUMP | A10CB3D2 209MM DIA | AJAX | 32 - 26 | NA | 0
AIR HANDLING UNIT | NO SERIAL ID | NULL | NO MODEL ID | NA | 0
FAN COIL UNIT - DUCTED | 8175 | DIRECTAIRE VENT | CC 1000 BD | NA | 0
HEATING HOT WATER PUMP | HHWP-DC-1.1 | BKB GROUP | MAKE: PUMP ENGINEERS AUSTRALIA, MODEL: S | NA | 0
HEATING HOT WATER PUMP | M13641 253MM DIA | BKB GROUP | AUS 50 -250 | NA | 0
AIR FAN - EXHAUST | UNKOWN | NULL | UNKNOWN | NA | 0
FAN COIL UNIT - DUCTED | UNKOWN | NULL | UNKOWN | NA | 0
CHILLER - AIR COOLED | NO SERIAL ID | NULL | MAKE: LASERCHILL, NO MODEL ID | R22 | 55
CHILLER - AIR COOLED | 12S233711 | CARRIER | 30GK-095--0141-HEE-- | R407C | 85
CHILLER - AIR COOLED | EKP3063 | TRANE | RTAD 100 | R134A | 85
DUCTED SPLIT SYSTEM | 176429 | APAC | S023OVR9AA | R22 | 5
CHILLED WATER PUMP | 66200 1B 316MM DIA | AJAX | E50 -32 | NA | 0
CHILLED WATER PUMP | 66200 -1A | AJAX | E50 -32 | NA | 0
AIR HANDLING UNIT | A87B4489 | TRANE | 1.2 LPH | NA | 0
HEAT EXCHANGER - WATER TO WAT | 132961A | MUNTERS | AFC46SWAV | NA | 0
DUCTED SPLIT SYSTEM | 174189 | APAC | S023IHC7AA | R22 | 5
BMS | NA | NULL | SPHERE MINICOM | NA | 0
CHILLED WATER PUMP | UNKNOWN | AJAX | UNKNOWN | NA | 0
COOL ROOM | 202020946 | LUNITE HERMETI | WJ31MHGB1 | R507 | 5
FIRE DAMPER | NA | NULL | NA | NA | 0
FIRE DAMPER | NA | NULL | NA | NA | 0
AIR FAN - EXHAUST | UNREADIBLE | NULL | UNREADIBLE | NA | 0
UNDER CEILING SPLIT SYSTEM | 358 | FUJITSU | AOT54RBB3L | R22 | 4
UNDER CEILING SPLIT SYSTEM | 359 | FUJITSU | AOT54RBB3L | R22 | 4
BOILER - GAS FIRED | NO PLATE | NULL | WEIL -MCLAIN - NO PLATE | NA | 0
HEATING HOT WATER PUMP | 940034 | AJAX | 32 - 26 | NA | 0
EXPANSION TANK (CLOSED LOOPS) | 90249 | DURAFLEX | DURAFLEX 200 | NA | 0
PACKAGED AIR CONDITIONING UNIT | NA | COMPARE | NA | NA | 0
FIRE DAMPER | NA | NULL | NA | NA | 0
FIRE DAMPER | NA | NULL | NA | NA | 0
FIRE DAMPER | NA | NULL | NA | NA | 0
FIRE DAMPER | NA | NULL | NA | NA | 0
FIRE DAMPER | NA | NULL | NA | NA | 0
FIRE DAMPER | NA | NULL | NA | NA | 0
FIRE DAMPER | NA | NULL | NA | NA | 0
FIRE DAMPER | NA | NULL | NA | NA | 0
FIRE DAMPER | NA | NULL | NA | NA | 0
FIRE DAMPER | NA | NULL | NA | NA | 0
FIRE DAMPER | NA | NULL | NA | NA | 0
FIRE DAMPER | NA | NULL | NA | NA | 0
FIRE DAMPER | NA | NULL | NA | NA | 0
FIRE DAMPER | NA | NULL | NA | NA | 0
FIRE DAMPER | NA | NULL | NA | NA | 0
FIRE DAMPER | NA | NULL | NA | NA | 0
FIRE DAMPER | NA | NULL | NA | NA | 0
FIRE DAMPER | NA | NULL | NA | NA | 0
FIRE DAMPER | NA | NULL | NA | NA | 0
FIRE DAMPER | NA | NULL | NA | NA | 0
FIRE DAMPER | NA | NULL | NA | NA | 0
FIRE DAMPER | NA | NULL | NA | NA | 0
FIRE DAMPER | NA | NULL | NA | NA | 0
FIRE DAMPER | NA | NULL | NA | NA | 0
FIRE DAMPER | NA | NULL | NA | NA | 0
FIRE DAMPER | NA | NULL | NA | NA | 0
FIRE DAMPER | NA | NULL | NA | NA | 0
FIRE DAMPER | NA | NULL | NA | NA | 0
FIRE DAMPER | NA | NULL | NA | NA | 0
FIRE DAMPER | NA | NULL | NA | NA | 0
FIRE DAMPER | NA | NULL | NA | NA | 0
FIRE DAMPER | NA | NULL | NA | NA | 0
FIRE DAMPER | NA | NULL | NA | NA | 0
VARIABLE AIR VOLUME UNITS | NA | HURLCON | NA | NA | 0
VARIABLE AIR VOLUME UNITS | NA | HURLCON | NA | NA | 0
VARIABLE AIR VOLUME UNITS | NA | HURLCON | NA | NA | 0
AIR HANDLING UNIT | JL1900 | HIROSS | JLL100 | NA | 0
AIR HANDLING UNIT | JL1900 | HIROSS | JLL100 | NA | 0
PACKAGED AIR CONDITIONING UNIT | NA | THERMAL EQUP CO | HWP77CKSN | NA | 0
CRAC WATER COOLED | 510885-0801-01 | LOVELOCK LUKE | 248FW-100M-AUS | NA | 0
CRAC WATER COOLED | 510885-0801-2 | LOVELOCK LUKE | 248FW-100M-AUS | NA | 0
PACKAGE AC - WATER SOURCED | 595964 | THERMAL EQUP CO | HWP95R | NA | 0
PACKAGE AC - WATER SOURCED | 574709 | THERMAL EQUP CO | HWP78R | NA | 0
PACKAGE AC - WATER SOURCED | 746185 | THERMAL EQUP CO | HWP77RKSN | NA | 0
PACKAGE AC - WATER SOURCED | 747087 | THERMAL EQUP CO | HWP77RKSN | NA | 0
PACKAGE AC - WATER SOURCED | 746189 | THERMAL EQUP CO | HWP77RKSN | NA | 0
PACKAGE AC - WATER SOURCED | 746174 | THERMAL EQUP CO | HWP77RHSN | NA | 0
PACKAGE AC - WATER SOURCED | 729086 | THERMAL EQUP CO | HWP77CKSN | NA | 0
PACKAGE AC - WATER SOURCED | 734439 | THERMAL EQUP CO | HWP58RKSN | NA | 0
PACKAGE AC - WATER SOURCED | 728075 | THERMAL EQUP CO | HWP77CKSN | NA | 0
PACKAGE AC - WATER SOURCED | 734445 | THERMAL EQUP CO | HWP58RKSN | NA | 0
PACKAGE AC - WATER SOURCED | 736879 | THERMAL EQUP CO | HWP77CKSN | NA | 0
PACKAGE AC - WATER SOURCED | 734443 | THERMAL EQUP CO | HWP58RHSN | NA | 0
PACKAGE AC - WATER SOURCED | 737556 | THERMAL EQUP CO | HWP58RKSN | NA | 0
PACKAGE AC - WATER SOURCED | 737562 | THERMAL EQUP CO | HWP58RKSN | NA | 0
PACKAGE AC - WATER SOURCED | 737561 | THERMAL EQUP CO | HWP77CKSN | NA | 0
PACKAGE AC - WATER SOURCED | 737561 | THERMAL EQUP CO | HWP58RKSN | NA | 0
PACKAGE AC - WATER SOURCED | 742358 | THERMAL EQUP CO | HWP58CKSN | NA | 0
PACKAGE AC - WATER SOURCED | 734669 | THERMAL EQUP CO | HWP77CHSN | NA | 0
PACKAGE AC - WATER SOURCED | 734676 | THERMAL EQUP CO | HWP77CKSN | NA | 0
PACKAGE AC - WATER SOURCED | 736868 | THERMAL EQUP CO | HWP77CKSN | NA | 0
PACKAGE AC - WATER SOURCED | 719793 | THERMAL EQUP CO | HWP58CKSN | NA | 0
PACKAGE AC - WATER SOURCED | 734657 | THERMAL EQUP CO | HWP77CKSN | NA | 0
PACKAGE AC - WATER SOURCED | 751666 | THERMAL EQUP CO | HWP58RKSN | NA | 0
PACKAGE AC - WATER SOURCED | 742350 | THERMAL EQUP CO | HWP58 | NA | 0
PACKAGE AC - WATER SOURCED | 745570 | THERMAL EQUP CO | HWP58 | NA | 0
PACKAGE AC - WATER SOURCED | 326716 | THERMAL EQUP CO | HWP95CE | NA | 0
PACKAGE AC - WATER SOURCED | 321056 | THERMAL EQUP CO | HWP95CE | NA | 0
PACKAGE AC - WATER SOURCED | 328415 | THERMAL EQUP CO | HWP95CE | NA | 0
PACKAGE AC - WATER SOURCED | 329586 | THERMAL EQUP CO | HWP95CE | NA | 0
PACKAGE AC - WATER SOURCED | 322068 | THERMAL EQUP CO | HWP78CE | NA | 0
PACKAGE AC - WATER SOURCED | 326712 | THERMAL EQUP CO | HWP95CE | NA | 0
PACKAGE AC - WATER SOURCED | 326715 | THERMAL EQUP CO | HWP95CE | NA | 0
PACKAGE AC - WATER SOURCED | 324827 | THERMAL EQUP CO | HWP175CE | NA | 0
PACKAGE AC - WATER SOURCED | 322060 | THERMAL EQUP CO | HWP78CE | NA | 0
PACKAGE AC - WATER SOURCED | 326174 | THERMAL EQUP CO | HWP95CE | NA | 0
PACKAGE AC - WATER SOURCED | 746233 | THERMAL EQUP CO | HWP58CKSN | NA | 0
PACKAGE AC - WATER SOURCED | 747497 | THERMAL EQUP CO | HWP58CKSN | NA | 0
PACKAGE AC - WATER SOURCED | 734659 | THERMAL EQUP CO | HWP77CKSN | NA | 0
PACKAGE AC - WATER SOURCED | 746238 | THERMAL EQUP CO | HWP58CKSN | NA | 0
PACKAGE AC - WATER SOURCED | 747501 | THERMAL EQUP CO | HWP58CKSN | NA | 0
PACKAGE AC - WATER SOURCED | 734674 | THERMAL EQUP CO | HWP77CKSN | NA | 0
PACKAGE AC - WATER SOURCED | 733791 | THERMAL EQUP CO | HWP58CKSN | NA | 0
PACKAGE AC - WATER SOURCED | 733788 | THERMAL EQUP CO | HWP58CKSN | NA | 0
PACKAGE AC - WATER SOURCED | 775362 | THERMAL EQUP CO | HWP77CKSN | NA | 0
PACKAGE AC - WATER SOURCED | 747491 | THERMAL EQUP CO | HWP58CKSN | NA | 0
PACKAGE AC - WATER SOURCED | NA | THERMAL EQUP CO | HWP55 | NA | 0
PACKAGE AC - WATER SOURCED | 734678 | THERMAL EQUP CO | HWP77CKSN | NA | 0
PACKAGE AC - WATER SOURCED | 746231 | THERMAL EQUP CO | HWP58CKSN | NA | 0
PACKAGE AC - WATER SOURCED | 745567 | THERMAL EQUP CO | HWP58CKSN | NA | 0
PACKAGE AC - WATER SOURCED | 745514 | THERMAL EQUP CO | HWP77RKSN | NA | 0
PACKAGE AC - WATER SOURCED | 746240 | THERMAL EQUP CO | HWP58CKSN | NA | 0
PACKAGE AC - WATER SOURCED | 747507 | THERMAL EQUP CO | HWP58 | NA | 0
PACKAGE AC - WATER SOURCED | 742356 | THERMAL EQUP CO | HWP58CKSN | NA | 0
PACKAGE AC - WATER SOURCED | 742354 | THERMAL EQUP CO | HWP58CKSN | NA | 0
PACKAGE AC - WATER SOURCED | 745579 | THERMAL EQUP CO | HWP77CKSN | NA | 0
PACKAGE AC - WATER SOURCED | 742353 | THERMAL EQUP CO | HWP58 | NA | 0
PACKAGE AC - WATER SOURCED | 737555 | THERMAL EQUP CO | HWP58 | NA | 0
PACKAGE AC - WATER SOURCED | 745566 | THERMAL EQUP CO | HWP58CKSN | NA | 0
PACKAGE AC - WATER SOURCED | 734665 | THERMAL EQUP CO | HWP77 | NA | 0
PACKAGE AC - WATER SOURCED | 745564 | THERMAL EQUP CO | HWP58CKN | NA | 0
PACKAGE AC - WATER SOURCED | 518306 | COOLINE AC | HWCPE07 | NA | 0
PACKAGE AC - WATER SOURCED | 518303 | COOLINE AC | HWCPE07 | NA | 0
PACKAGE AC - WATER SOURCED | 518304 | COOLINE AC | HWCPE07 | NA | 0
PACKAGE AC - WATER SOURCED | 518302 | COOLINE AC | HWCPE07 | NA | 0
PACKAGE AC - WATER SOURCED | 518305 | COOLINE AC | HWCPE07 | NA | 0
PACKAGE AC - WATER SOURCED | 595960 | THERMAL EQUP CO | HWP95R | NA | 0
PACKAGE AC - WATER SOURCED | 370093 (UNCOMFIRMED DUE TO POOR ACCESS) | THERMAL EQUP CO | HWP95C | NA | 0
PACKAGE AC - WATER SOURCED | 752698(UNCOMFIRMED,NO ACESS) | THERMAL EQUP CO | HWP139RKTN | NA | 0
PACKAGE AC - WATER SOURCED | 754409 | THERMAL EQUP CO | HWP139 | NA | 0
VARIABLE AIR VOLUME UNITS |  | FEDERAL | TD1300250 | NA | 0
VARIABLE AIR VOLUME UNITS | NA | FEDERAL | TD1300250 | NA | 0
VARIABLE AIR VOLUME UNITS | NA | FEDERAL | TD1300250 | NA | 0
VARIABLE AIR VOLUME UNITS | NA | FEDERAL | TD1300250 | NA | 0
VARIABLE AIR VOLUME UNITS | NA | FEDERAL | TD1300250 | NA | 0
VARIABLE AIR VOLUME UNITS |  | FEDERAL | TD1300250 | NA | 0
AIR FAN - OUTSIDE | NA | FEDERAL | TD1300250 | NA | 0
AIR FAN - EXHAUST | NA | FEDERAL | TD1300250 | NA | 0
AIR FAN - EXHAUST | NA | FEDERAL | TD1300250 | NA | 0
AIR FAN - OUTSIDE | NA | FEDERAL | TD1300250 | NA | 0
AIR FAN - OUTSIDE | NA | FEDERAL | TD1300250 | NA | 0
AIR FAN - EXHAUST | NA | FEDERAL | TD1300250 | NA | 0
AIR FAN - EXHAUST | NA | FEDERAL | TD1300250 | NA | 0
VARIABLE AIR VOLUME UNITS |  | FEDERAL | TD1300250 | NA | 0
AIR FAN - OUTSIDE | NA | FEDERAL | TD1300250 | NA | 0
AIR FAN - EXHAUST | NA | FEDERAL | TD1300250 | NA | 0
AIR FAN - EXHAUST | NA | FEDERAL | TD1300250 | NA | 0
AIR FAN - OUTSIDE | NA | FEDERAL | TD1300250 | NA | 0
AIR FAN - OUTSIDE | NA | FEDERAL | TD1300250 | NA | 0
VARIABLE AIR VOLUME UNITS |  | FEDERAL | TD1300250 | NA | 0
AIR FAN - EXHAUST | NA | FEDERAL | TD1300250 | NA | 0
AIR FAN - EXHAUST | NA | FEDERAL | TD1300250 | NA | 0
VARIABLE AIR VOLUME UNITS |  | FEDERAL | TD1300250 | NA | 0
AIR FAN - EXHAUST | NA | FEDERAL | TD1300250 | NA | 0
AIR FAN - EXHAUST | NA | FEDERAL | TD1300250 | NA | 0
VARIABLE AIR VOLUME UNITS |  | FEDERAL | TD1300250 | NA | 0
VARIABLE AIR VOLUME UNITS |  | FEDERAL | TD1300250 | NA | 0
AIR FAN - EXHAUST | NA | FEDERAL | TD1300250 | NA | 0
VARIABLE AIR VOLUME UNITS |  | FEDERAL | TD1300250 | NA | 0
AIR FAN - EXHAUST | NA | FEDERAL | TD1300250 | NA | 0
AIR FAN - EXHAUST | NA | FEDERAL | TD1300250 | NA | 0
VARIABLE AIR VOLUME UNITS |  | FEDERAL | TD1300250 | NA | 0
VARIABLE AIR VOLUME UNITS |  | FEDERAL | TD1300250 | NA | 0
AIR FAN - EXHAUST | NA | FEDERAL | TD1300250 | NA | 0
VARIABLE AIR VOLUME UNITS |  | FEDERAL | TD1300250 | NA | 0
VARIABLE AIR VOLUME UNITS |  | FEDERAL | TD1300250 | NA | 0
AIR FAN - EXHAUST | NA | FEDERAL | TD1300250 | NA | 0
VARIABLE AIR VOLUME UNITS |  | FEDERAL | TD1300250 | NA | 0
VARIABLE AIR VOLUME UNITS |  | FEDERAL | TD1300250 | NA | 0
AIR FAN - EXHAUST | NA | FEDERAL | TD1300250 | NA | 0
VARIABLE AIR VOLUME UNITS |  | FEDERAL | TD1300250 | NA | 0
VARIABLE AIR VOLUME UNITS |  | FEDERAL | TD1300250 | NA | 0
AIR FAN - EXHAUST | NA | FEDERAL | TD1300250 | NA | 0
VARIABLE AIR VOLUME UNITS |  | FEDERAL | TD1300250 | NA | 0
VARIABLE AIR VOLUME UNITS |  | FEDERAL | TD1300250 | NA | 0
AIR FAN - EXHAUST | NA | FEDERAL | TD1300250 | NA | 0
AIR FAN - EXHAUST | NA | FEDERAL | TD1300250 | NA | 0
AIR FAN - EXHAUST | NA | FEDERAL | TD1300250 | NA | 0
VARIABLE AIR VOLUME UNITS | NA | FEDERAL | TD1300250 | NA | 0
AIR FAN - EXHAUST | NA | FEDERAL | TD1300250 | NA | 0
AIR FAN - EXHAUST | NA | FEDERAL | TD1300250 | NA | 0
AIR FAN - SUPPLY |  | FEDERAL | TD1300250 | NA | 0
PACKAGE AC - WATER SOURCED | 6212 | BONAIRE | SWC-6 | R22 | 1
PACKAGE AC - WATER SOURCED | 734670 | THERMAL EQUP CO | HWP77CKSN | R410A | 1
PACKAGE AC - WATER SOURCED | 737568 | THERMAL EQUP CO | HWP58 | R410A | 1
PACKAGE AC - WATER SOURCED | 742359 | THERMAL EQUP CO | HWP58CKSN | R410A | 1
PACKAGE AC - WATER SOURCED | 307551 | THERMAL EQUP CO | HWP78CE | R22 | 1
PACKAGE AC - WATER SOURCED | 326713 | THERMAL EQUP CO | HWP95CE | R22 | 1
PACKAGE AC - WATER SOURCED | 3662 | DIRECTAIRE VENT | WCP5 | R22 | 1
PACKAGE AC - WATER SOURCED | 734667 | THERMAL EQUP CO | HWP77CKSN | R410A | 1
PACKAGE AC - WATER SOURCED | 765169 | THERMAL EQUP CO | HWP139 | R410A | 1
PACKAGE AC - WATER SOURCED | 758519 | THERMAL EQUP CO | HWP290RKTN | R410A | 1
NON DUCTED SPLIT SYSTEM | 711400079 | MODULEX | SRK-40HCA-S | NA | 0
DUCTED SPLIT SYSTEM | UNABLE TO OBTAIN | TECO RAC | UNABLE TO OBTAIN | NA | 0
DUCTED SPLIT SYSTEM | 854285 | TECO RAC | SO15IHR7AN | NA | 0
DUCTED SPLIT SYSTEM | 856452 | ASEA | SOO8IHRN7AN | NA | 0
DUCTED SPLIT SYSTEM | UNABLE TO OBTAIN | TECO RAC | UNABLE TO OBTAIN | NA | 0
AIR COOLED SPLIT SYSTEM | UNABLE TO OBTAIN | TECO RAC | UNABLE TO OBTAIN | NA | 0
AIR COOLED SPLIT SYSTEM | UNABLE TO OBTAIN | TECO RAC | UNABLE TO OBTAIN | NA | 0
AIR COOLED SPLIT SYSTEM | 854900 | TECO RAC | SOO8HR7AN | NA | 0
AIR FAN - EXHAUST | UNABLE TO OBTAIN | FEDERAL | UNABLE TO OBTAIN | NA | 0
DUCTED SPLIT SYSTEM | T010171 | GREGORY | AOT49AK | R410A | 0
DUCTED SPLIT SYSTEM | T009992 | GREGORY | AOT45LJBYL | R410A | 3.4
ROOM AIR CONDITIONING UNIT | 4897 | KIRBY | 1582 | NA | 0
ROOM AIR CONDITIONING UNIT | 4862 | KIRBY | 1582 | NA | 0
ROOM AIR CONDITIONING UNIT | 700-253-0285-3414 | KIRBY | R150A | NA | 0
ROOM AIR CONDITIONING UNIT | C101150660709B17120103 | TEMPERZONE | LA2304HS | NA | 0
CIRCULATING PUMP | NA | OTTO ELECTRICAL | HM150110011 | NA | 0
AIR FAN - EXHAUST | NA | PURE HEAT | NA | NA | 0
CHILLER - WATER COOLED | NA | NULL | NA | NA | 0
VARIABLE AIR VOLUME UNITS | NO SERIAL NUMBER | FEDERAL | TD80020N | NA | 0
PACKAGE AC - WATER SOURCED | UNABLE TO OBTAIN | ATLAS | UNABLE TO OBTAIN | NA | 0
DUCTED SPLIT SYSTEM | 92W05782 | MODULEX | PEFYP140 | NA | 0
FAN COIL UNIT - DUCTED | 13851 | PUMP ENGINEERS | DBCC900 | NA | 0
AIR FAN - OUTSIDE | 437687 | FEDERAL | M0186618 | NA | 0
KITCHEN EXHAUST FAN | NA | FEDERAL | NA | NA | 0
CRAC WATER COOLED | 214180001 | HYDOR | 017W00210A000 | NA | 0
DUCTED SPLIT SYSTEM | 99W05599 | MODULEX | PEFY-P125VMH-E | NA | 0
DUCTED SPLIT SYSTEM | 93W02797 | MODULEX | PEFY-P50 VHM-3 | NA | 0
DUCTED SPLIT SYSTEM | 698964 | THERMAL EQUP CO | HWP58CKSN | NA | 0
DUCTED SPLIT SYSTEM | 682877 | THERMAL EQUP CO | HWP77RKSN | NA | 0
DUCTED SPLIT SYSTEM | 07W00627 | MODULEX | PEFY-P125VMA-E | NA | 0
DUCTED SPLIT SYSTEM | 06W00227 | MODULEX | P25VMA-E | NA | 0
DUCTED SPLIT SYSTEM | 9YW00065 | MODULEX | P125VMA-E | NA | 0
DUCTED SPLIT SYSTEM | 06W0028 | MODULEX | P25VMA-E | NA | 0
DUCTED SPLIT SYSTEM | 06W00541 | MODULEX | P100VMA-E | NA | 0
DUCTED SPLIT SYSTEM | 06W00728 | MODULEX | P80VMA-E | NA | 0
DUCTED SPLIT SYSTEM | 07W00626 | MODULEX | P125VMA-E | NA | 0
DUCTED SPLIT SYSTEM | 9YW00061 | MODULEX | P140VMA-E | NA | 0
DUCTED SPLIT SYSTEM | 06W00562 | MODULEX | P32VMA-E | NA | 0
WALL MOUNTED SPLIT SYSTEM | 0006735T | MODULEX | MSZ-GE80V8 | NA | 0
DUCTED SPLIT SYSTEM | 06W00262 | MODULEX | P71VMA-E | NA | 0
DUCTED SPLIT SYSTEM | 06W00546 | MODULEX | P100VMA-E | NA | 0
DUCTED SPLIT SYSTEM | 06W00545 | MODULEX | P100VMA-E | NA | 0
DUCTED SPLIT SYSTEM | 9YW00064 | MODULEX | P125VMA-E | NA | 0
PACKAGE AC - WATER SOURCED | H5413297 | ECO AIR | WH100LPR CIC | NA | 0
VARIABLE AIR VOLUME UNITS | NA | FEDERAL | TD200035 | NA | 0
ROOM AIR CONDITIONING UNIT | 697062 | THERMAL EQUP CO | HWP47CKSN | NA | 0
PACKAGE AC - WATER SOURCED | 729975 | THERMAL EQUP CO | HWP47RKSN | NA | 0
AIR FAN - EXHAUST |  | FEDERAL | TD1300250 | NA | 0
AIR FAN - EXHAUST |  | FEDERAL | TD1300250 | NA | 0
AIR FAN - EXHAUST |  | FEDERAL | TD1000 | NA | 0
AIR FAN - EXHAUST |  | FEDERAL | TD1300250 | NA | 0
KITCHEN EXHAUST FAN |  | FEDERAL | TD800200N | NA | 0
VARIABLE AIR VOLUME UNITS |  | FEDERAL | TD1300250 | NA | 0
KITCHEN EXHAUST FAN |  | FEDERAL | TD800200N | NA | 0
PACKAGE AC - WATER SOURCED | 751665 | THERMAL EQUP CO | HWP58RKSN | NA | 0
AIR FAN - EXHAUST |  | FEDERAL | EKHR 355-6R | NA | 0
AIR FAN - EXHAUST |  | FEDERAL | 1300250 | NA | 0
CRAC WATER COOLED | 533603-0308-03 | STIEBEL | 108RW-100-M-AUS | NA | 0
FAN COIL UNIT - DUCTED | NO SERIAL NUMBER | PUMP ENGINEERS | DBCC500 | NA | 0
FAN COIL UNIT - DUCTED | 13849 | S&P | DBCC-750 | NA | 0
FAN COIL UNIT - DUCTED |  | PUMP ENGINEERS | DBCC 750 | NA | 0
FAN COIL UNIT - DUCTED |  | PUMP ENGINEERS | DBCC 750 | NA | 0
FAN COIL UNIT - DUCTED |  | PUMP ENGINEERS | DBCC 750 | NA | 0
FAN COIL UNIT - DUCTED | 13898 | PUMP ENGINEERS | DBCC500 | NA | 0
FAN COIL UNIT - DUCTED | 13852 | PUMP ENGINEERS | DBCC500 | NA | 0
FAN COIL UNIT - DUCTED | 13850 | PUMP ENGINEERS | DBCC750 | NA | 0
PACKAGE AC - WATER SOURCED | UK1018211510 | ATLAS | ACRD-201 | NA | 0
DUCTED SPLIT SYSTEM | 83179 | THERMAL EQUP CO | HW-151CE | NA | 0
DUCTED SPLIT SYSTEM | NA | DAKO | NA | NA | 0
AIR FAN - EXHAUST |  | FEDERAL | TD800200N | NA | 0
AIR FAN - EXHAUST |  | FEDERAL | TD800200N | NA | 0
AIR FAN - EXHAUST |  | SINKO | TD800200N | NA | 0
AIR FAN - EXHAUST |  | SINKO | TD800200N | NA | 0
AIR FAN - EXHAUST |  | SINKO | TD800200N | NA | 0
KITCHEN EXHAUST FAN |  | FEDERAL | TD 800 | NA | 0
AIR FAN - EXHAUST |  | FEDERAL | TD 2000 | NA | 0
AIR FAN - EXHAUST |  | FEDERAL | TD 1300 | NA | 0
AIR FAN - EXHAUST |  | FEDERAL | TD1300 | NA | 0
AIR FAN - EXHAUST |  | FEDERAL | TD1300 | NA | 0
PACKAGE AC - WATER SOURCED | 715644 | THERMAL EQUP CO | HWP77RKSN | NA | 0
PACKAGE AC - WATER SOURCED |  | THERMAL EQUP CO | HWP77RKSN | NA | 0
PACKAGE AC - WATER SOURCED |  | THERMAL EQUP CO | HWP77RKSM | NA | 0
PACKAGE AC - WATER SOURCED |  | THERMAL EQUP CO | HWP139CEKTN | NA | 0
KITCHEN EXHAUST FAN |  | FEDERAL | TD800 | NA | 0
MULTI HEAD DUCTED SPLIT SYSTEM | 91W00881 | MODULEX | PURY-EP300YHM-A | NA | 0
DUCTED SPLIT SYSTEM |  | THERMAL EQUP CO | OPA1000RKT | NA | 0
DUCTED SPLIT SYSTEM |  | THERMAL EQUP CO | HWP77CKSN | NA | 0
PACKAGE AC - WATER SOURCED | J7764149 | ECO AIR | WH20VRC1C | NA | 0
AIR FAN - EXHAUST |  | FEDERAL | TD800200 | NA | 0
AIR FAN - EXHAUST | NA | FEDERAL | TD1300250 | NA | 0
AIR FAN - EXHAUST | NO SERIAL | FEDERAL | TD800200N | NA | 0
KITCHEN EXHAUST FAN | NO SERIAL NUMBER | FEDERAL | TD800200N | NA | 0
AIR FAN - EXHAUST |  | FEDERAL | TD1300250 | NA | 0
AIR FAN - EXHAUST | NA | FEDERAL | TD800200N | NA | 0
AIR FAN - EXHAUST | NA | FEDERAL | TD1300250 | NA | 0
KITCHEN EXHAUST FAN | NA | FEDERAL | TD800200N | NA | 0
AIR FAN - EXHAUST | NA | FEDERAL | TD1300250 | NA | 0
KITCHEN EXHAUST FAN | NA | FEDERAL | TD800200N | NA | 0
AIR FAN - EXHAUST | NA | FEDERAL | TD1300250 | NA | 0
KITCHEN EXHAUST FAN | NA | FEDERAL | TD800200N | NA | 0
AIR FAN - EXHAUST | NA | FEDERAL | TD1300250 | NA | 0
KITCHEN EXHAUST FAN | NA | FEDERAL | TD800200N | NA | 0
AIR FAN - EXHAUST | NA | FEDERAL | RD1300250 | NA | 0
KITCHEN EXHAUST FAN | NA | FEDERAL | TD800200N | NA | 0
AIR FAN - EXHAUST | NA | FEDERAL | TD1300250 | NA | 0
AIR FAN - EXHAUST | NA | FEDERAL | TD800200N | NA | 0
AIR FAN - EXHAUST | NA | FEDERAL | TD1300250 | NA | 0
AIR FAN - EXHAUST | NA | FEDERAL | TD1300250 | NA | 0
KITCHEN EXHAUST FAN | NA | FEDERAL | TD800200N | NA | 0
AIR FAN - EXHAUST | NA | FEDERAL | TD1300250 | NA | 0
KITCHEN EXHAUST FAN | NA | FEDERAL | TD800200N | NA | 0
AIR FAN - EXHAUST | NA | FEDERAL | TD1300250 | NA | 0
PACKAGE AC - WATER SOURCED | 697066 | THERMAL EQUP CO | HWP47CKSN | NA | 0
AIR FAN - EXHAUST |  | FEDERAL | TD800200N | NA | 0
AIR FAN - EXHAUST |  | FEDERAL | TD800200N | NA | 0
AIR FAN - EXHAUST |  | FEDERAL | TD800200N | NA | 0
VARIABLE AIR VOLUME UNITS |  | FEDERAL | TD800200N | NA | 0
AIR FAN - EXHAUST |  | FEDERAL | TD800200N | NA | 0
AIR FAN - EXHAUST |  | FEDERAL | TD1000250 | NA | 0
AIR FAN - EXHAUST |  | FEDERAL | TD1300250 | NA | 0
VARIABLE AIR VOLUME UNITS | NA | FEDERAL | TD800200N | NA | 0
AIR FAN - EXHAUST |  | FEDERAL | TD-2000 | NA | 0
AIR FAN - EXHAUST | NO SERIAL NUMBER | FEDERAL | TD1300250 | NA | 0
CIRCULATING PUMP | 3 | HARDLAND | A96528689P11003 | NA | 0
CRAC WATER COOLED | UK1031111975 | ATLAS | ACRD201 | NA | 0
PACKAGE AC - WATER SOURCED | UK1018211505 | ATLAS | ACRD201 | NA | 0
CRAC CHILLED WATER | 177018SN0002 | LOVELOCK LUKE | CR034RC199A001 | NA | 0
AIR FAN - EXHAUST | NA | FEDERAL | TD 2000 | NA | 0
AIR FAN - EXHAUST | NA | FEDERAL | TD800 | NA | 0
AIR FAN - EXHAUST |  | FEDERAL | TD-800 | NA | 0
AIR FAN - EXHAUST |  | FEDERAL | TD-800 | NA | 0
AIR FAN - EXHAUST |  | FEDERAL | TD-800 | NA | 0
KITCHEN EXHAUST FAN | NA | FEDERAL | TD 800200 | NA | 0
KITCHEN EXHAUST FAN | NA | FEDERAL | TD 800200 | NA | 0
AIR FAN - EXHAUST | NA | FEDERAL | TD 1300 | NA | 0
AIR FAN - EXHAUST |  | FEDERAL | TD-1300 | NA | 0
PACKAGE AC - WATER SOURCED | 751509 | THERMAL EQUP CO | HWP139CEKET | NA | 0
PACKAGE AC - WATER SOURCED | 736825 | THERMAL EQUP CO | HWP225RKTN | NA | 0
PACKAGE AC - WATER SOURCED | 746921 | THERMAL EQUP CO | HWP139RKTN | NA | 0
AIR FAN - EXHAUST |  | FEDERAL | TD-800 | NA | 0
AIR FAN - EXHAUST | NA | FEDERAL | TD-1300 | NA | 0
AIR FAN - EXHAUST | NA | FEDERAL | TD-800 | NA | 0
AIR FAN - EXHAUST |  | FEDERAL | TD-1300 | NA | 0
KITCHEN EXHAUST FAN | NA | FEDERAL | TD-800 | NA | 0
AIR FAN - EXHAUST |  | FEDERAL | TD-1300 | NA | 0
AIR FAN - EXHAUST |  | FEDERAL | TD-1300 | NA | 0
KITCHEN EXHAUST FAN | NA | FEDERAL | TD-800 | NA | 0
KITCHEN EXHAUST FAN | NA | FEDERAL | TD-800 | NA | 0
KITCHEN EXHAUST FAN | NA | FEDERAL | TD-800 | NA | 0
AIR FAN - EXHAUST |  | FEDERAL | TD-1300 | NA | 0
KITCHEN EXHAUST FAN | NA | FEDERAL | TD-800 | NA | 0
AIR FAN - EXHAUST |  | FEDERAL | TD-1300 | NA | 0
AIR FAN - EXHAUST |  | FEDERAL | TD-1300 | NA | 0
KITCHEN EXHAUST FAN | NA | FEDERAL | TD-800 | NA | 0
CRAC UNIT | 533603-0308-01 | LOVELOCK LUKE | 108RW-100-M-AUS | NA | 0
CRAC WATER COOLED | 533602-0308-01 | LOVELOCK LUKE | 108RW-100-M-AUS | NA | 0
KITCHEN EXHAUST FAN | NA | FEDERAL | TD-800 | NA | 0
KITCHEN EXHAUST FAN |  | FEDERAL | TD1300 | NA | 0
KITCHEN EXHAUST FAN | NA | FEDERAL | TD-800 | NA | 0
AIR FAN - EXHAUST |  | FEDERAL | TD-1300 | NA | 0
KITCHEN EXHAUST FAN | NA | FEDERAL | TD-800 | NA | 0
AIR FAN - EXHAUST |  | FEDERAL | TD-1300 | NA | 0
AIR FAN - EXHAUST | NA | FEDERAL | TD-800 | NA | 0
AIR FAN - EXHAUST |  | FEDERAL | TD-1300 | NA | 0
CHILLER - AIR COOLED | M2012355275 | CIEMANTS | 30RBSY100-0014-PE | NA | 0
SWITCHBOARD MECHANICAL | NA | TRIDIUM | NA | NA | 0
PACKAGED AIR CONDITIONING UNIT | 738419 | THERMAL EQUP CO | OPA100RKT | NA | 0
NON DUCTED SPLIT SYSTEM | 0005027T | MODULEX | MUZ-GE80VA | R410A | 2
PACKAGE AC - WATER SOURCED | COULDN'T ACCESS | THERMAL EQUP CO | COULDN'T ACCESS | R410A | 4
PACKAGE AC - WATER SOURCED | COULDN'T ACCESS | THERMAL EQUP CO | COULDN'T ACCESS | R410A | 4
DUCTED SPLIT SYSTEM | 07W05521 | MODULEX | PURY-P300YMA-A | R410A | 11
VARIABLE AIR VOLUME UNITS | 07W07236 | FEDERAL | PURY-P250YHM-A | R410A | 11
VARIABLE AIR VOLUME UNITS | 06W05340 | MODULEX | PURY-P300YHM-A | R410A | 11
DUCTED SPLIT SYSTEM | 07W07231 | MODULEX | PURY-P250YHM-A | R410A | 11
DUCTED SPLIT SYSTEM | 14WO7101 | MODULEX | PEFY-P140VMH-E | R410A | 13
DUCTED SPLIT SYSTEM | 0ZW07427 | MODULEX | PEFY-P100VMH-E | R410A | 13
DUCTED SPLIT SYSTEM | 0ZW07426 | MODULEX | PEFY-P100VMH-E | R410A | 13
DUCTED SPLIT SYSTEM | 05W03133 | MODULEX | PURY350YJMA | R410A | 13
UNDER CEILING SPLIT SYSTEM | 78A01203 | MODULEX | PCA-RP140GA | NA | 0
FAN COIL UNIT - DUCTED | 11568 | PUMP ENGINEERS | DBCC 1100 | NA | 0
CRAC UNIT | 533599-0308-01 | EMERSON | 125RA-100 | NA | 0
WALL MOUNTED SPLIT SYSTEM | 76A00710 | MODULEX | PKARP-71FAL | NA | 0
UNDER CEILING SPLIT SYSTEM | 71UO1091 | MODULEX | PUHZ-RP140VHA2 | NA | 0
AIR COOLED SPLIT SYSTEM | 533510-0308-01 | LIEBERT | LSF40-S-K | NA | 0
UNDER CEILING SPLIT SYSTEM | 6XUOO608 | MODULEX | PUHZ-RP71VHA | NA | 0
TOILET EXHAUST FAN | 345618 | FANTECH | CE354V | NA | 0
BMS | NA | CFM FANS | NA | NA | 0
CHILLER - AIR COOLED | NA | CARRIER | 30RA240A | R407C | 56
AIR HANDLING UNIT | FM 0983 LC 08577 | ZEIL | M47-H1-F63-7-CW-HW | NA | 0
AIR HANDLING UNIT | FM 0983 LC 08577 | ZEIL | M48-H1-F63-10-CW-HW | NA | 0
FAN COIL UNIT - DUCTED | 11569 | PUMP ENGINEERS | DACC1500 | NA | 0
FAN COIL UNIT - DUCTED | 11571 | PUMP ENGINEERS | DBCC1100 | NA | 0
AIR HANDLING UNIT | 11570 | PARAGON | DBAH 300 | NA | 0
SMOKE EXHAUST FAN | NA | FEDERAL | SSF80657F370 | NA | 0
VARIABLE AIR VOLUME UNITS | NA | FEDERAL | CE35XV | NA | 0
BOILER - GAS FIRED | NA | S&P | DB1100 | NA | 0
PACKAGED AIR CONDITIONING UNIT | A1211178 | ELSTEEL | PH45BB2-R | NA | 0
PACKAGED AIR CONDITIONING UNIT | 338186 | AIRHANDLER | PCA330S | NA | 0
ELECTRIC DUCT HEATER | UNKNOWN | ASEA | UNKNOWN | NA | 0
AIR FAN - EXHAUST | UNKNOWN | FEDERAL | UNKNOWN | NA | 0
DUCTED SPLIT SYSTEM | XP00045 | AIRTEMP | 11450 | NA | 0
WALL MOUNTED SPLIT SYSTEM | 335642494 | PARKER | SD024BKP | NA | 0
WALL MOUNTED SPLIT SYSTEM | 335642492 | PARKER | CSA25BKP | NA | 0
MULTI HEAD NON DUCTED SPLIT | 743901767 | MITSUBISHI | SKM283HENFW | NA | 0
WALL MOUNTED SPLIT SYSTEM | 743901768 | MITSUBISHI | SCM283HENFW | NA | 0
WALL MOUNTED SPLIT SYSTEM | E001054 | DAKO | FTX595LVMA | NA | 0
WALL MOUNTED SPLIT SYSTEM | 814005781 | MITSUBISHI | SRK35ZGA-S | NA | 0
WALL MOUNTED SPLIT SYSTEM | E001617 | DAKO | FTX571LVMA | NA | 0
WALL MOUNTED SPLIT SYSTEM | E001621 | DAKO | FTX571LVMA | NA | 0
ROOM AIR CONDITIONING UNIT | 43007 | GREGORY | AKT9RCF-W | NA | 0
DUCTED SPLIT SYSTEM | 7001700100 | AIRTEMP | 493139 | NA | 0
PACKAGED AIR CONDITIONING UNIT | 6294 | AIR DESIGN | P30 | NA | 0
WALL MOUNTED SPLIT SYSTEM | 734140704 | PARKER | CVA24BKP5 | NA | 0
WALL MOUNTED SPLIT SYSTEM | 734140044 | PARKER | CVA24BKP5 | NA | 0
MULTI HEAD NON DUCTED SPLIT | 774200958 | MITSUBISHI | SCM563HENF | NA | 0
WALL MOUNTED SPLIT SYSTEM | E000672 | DAKO | RX595LVMA | NA | 0
WALL MOUNTED SPLIT SYSTEM | 833327587 | MITSUBISHI | SRC35ZG-S | NA | 0
WALL MOUNTED SPLIT SYSTEM | E003344 | DAKO | RX571LVMA | NA | 0
WALL MOUNTED SPLIT SYSTEM | E003362 | DAKO | RX571LVMA | NA | 0
AIR FAN - EXHAUST | NA | NULL | NA | NA | 0
AIR FAN - EXHAUST | NA | EXPIER | NA | NA | 0
AIR FAN - EXHAUST | NA | EXPIER | NA | NA | 0
AIR FAN - EXHAUST | NA | ASEA | G&E | NA | 0
PACKAGED AIR CONDITIONING UNIT | EG6779 | ENGLISH ELECT | RM303H | NA | 0
AIR FAN - EXHAUST | NA | EXPIER | NA | NA | 0
EVAPORATIVE COOLER | SEE PHOTO | NULL |  | NA | 0
PACKAGED AIR CONDITIONING UNIT | AF8019 | ENGLISH ELECT | 3.325 | NA | 0
PACKAGED AIR CONDITIONING UNIT |  | ENGLISH ELECT | RM30H | NA | 0
PACKAGED AIR CONDITIONING UNIT | SEE PHOTO | CIEMANTS |  | NA | 0
NON DUCTED SPLIT SYSTEM | 734140704 | PARKER | CLL-A24BKP5 | NA | 0
NON DUCTED SPLIT SYSTEM | 734140044 | PARKER | CLL-A24BKP5 | NA | 0
NON DUCTED SPLIT SYSTEM | 774200958RE | MODULEX | SCM563HENF | NA | 0
NON DUCTED SPLIT SYSTEM | 833327587 | MODULEX | SRC35ZG-S | NA | 0
NON DUCTED SPLIT SYSTEM | E003344 | DAKO | RXS71LVMA | NA | 0
NON DUCTED SPLIT SYSTEM | E003362 | DAKO | RXS71LVMA | NA | 0
NON DUCTED SPLIT SYSTEM | SEE PHOTO | ENGLISH ELECT |  | NA | 0
NON DUCTED SPLIT SYSTEM | SEE PHOTO | NULL | RAC500RC | NA | 0
PACKAGED AIR CONDITIONING UNIT | 03K60000 | CIEMANTS | 50DV002700-03 | NA | 0
PACKAGED AIR CONDITIONING UNIT | 03K760011 | CIEMANTS | 50DV002700-04 | NA | 0
PACKAGED AIR CONDITIONING UNIT | WI14099 | ENGLISH ELECT | FM62HE | NA | 0
PACKAGED AIR CONDITIONING UNIT | XL18314 | ENGLISH ELECT | FM62HE | NA | 0
WALL MOUNTED SPLIT SYSTEM | NA | SANYO | AQV24NSGW (INDOOR) | NA | 0
WALL MOUNTED SPLIT SYSTEM | NA | SANYO | AQV24NSGW (INDOOR) | NA | 0
WALL MOUNTED SPLIT SYSTEM | NA | SANYO | AQV24NSGW (INDOOR) | NA | 0
WALL MOUNTED SPLIT SYSTEM | NA | SANYO | AQV24NSGW (INDOOR) | NA | 0
WALL MOUNTED SPLIT SYSTEM | NA | SANYO | AQV24NSGW (INDOOR) | NA | 0
WALL MOUNTED SPLIT SYSTEM | NA | SANYO | AQV24NSGW (INDOOR) | NA | 0
WALL MOUNTED SPLIT SYSTEM | NA | SANYO | AQV24NSGW (INDOOR) | NA | 0
WALL MOUNTED SPLIT SYSTEM | NA | SANYO | AQV24NSGW (INDOOR) | NA | 0
ROOM AIR CONDITIONING UNIT | NA | KIRBY | KWH35HRA | NA | 0
ROOM AIR CONDITIONING UNIT | NA | KIRBY | KWH35HRA | NA | 0
ROOM AIR CONDITIONING UNIT | NA | KIRBY | KWH35HRA | NA | 0
ROOM AIR CONDITIONING UNIT | NA | KIRBY | KWH35HRA | NA | 0
ROOM AIR CONDITIONING UNIT | NA | KIRBY | KWH35HRA | NA | 0
WALL MOUNTED SPLIT SYSTEM | NA | SANYO | AQV24NSGX (OUTDOOR) | NA | 0
WALL MOUNTED SPLIT SYSTEM | NA | SANYO | AQV24NSGX (OUTDOOR) | NA | 0
WALL MOUNTED SPLIT SYSTEM | NA | SANYO | AQV24NSGX (OUTDOOR) | NA | 0
WALL MOUNTED SPLIT SYSTEM | NA | SANYO | AQV24NSGX (OUTDOOR) | NA | 0
WALL MOUNTED SPLIT SYSTEM | NA | SANYO | AQV24NSGX (OUTDOOR) | NA | 0
WALL MOUNTED SPLIT SYSTEM | NA | SANYO | AQV24NSGX (OUTDOOR) | NA | 0
WALL MOUNTED SPLIT SYSTEM | NA | SANYO | AQV24NSGX (OUTDOOR) | NA | 0
WALL MOUNTED SPLIT SYSTEM | NA | SANYO | AQV24NSGX (OUTDOOR) | NA | 0
DUCTED SPLIT SYSTEM | T-000146 | GREGORY | ART36RLC3 | NA | 0
DUCTED SPLIT SYSTEM | T-000628 | GREGORY | AOT36RPA | NA | 0
AIR COOLED SPLIT SYSTEM | 629 | GREGORY | AOT3610500 | R22 | 3
AIR COOLED SPLIT SYSTEM | 630 | GREGORY | AOT36RPA3L | R22 | 3
CASSETTE SPLIT SYSTEM | 914300318EK | MODULEX | FDT140VD | R22 | 5
AIR COOLED SPLIT SYSTEM | 214300065SF | MODULEX | FDC140VNX | R410A | 5
DUCTED SPLIT SYSTEM | 365445 | THERMAL EQUP CO | ISD 390Q | NA | 0
DUCTED SPLIT SYSTEM | 404215 | THERMAL EQUP CO | OSA 390R | NA | 0
DUCTED SPLIT SYSTEM | NA | AQUA | NA | NA | 0
DUCTED SPLIT SYSTEM | 285717 | AQUA | S0360VR9AD | NA | 0
PACKAGE AC - WATER SOURCED | 755586 | THERMAL EQUP CO | HWP 58RKSN | NA | 0
AIR FAN - EXHAUST | .34A 47W 240V | MANEUROP | D78023 EN20 | NA | 0
AIR FAN - EXHAUST | .34A 47W 240V | MANEUROP | D78023 EN20 | NA | 0
AIR FAN - EXHAUST | 240V | HYUNDAI | NA | NA | 0
AIR FAN - EXHAUST | .34A 47W 240V | MANEUROP | D78023 EN20 | NA | 0
PACKAGE AC - WATER SOURCED | 768264 | THERMAL EQUP CO | HWP 96CKSN | R410A | 0
AIR FAN - EXHAUST | .34A 47W 240V | MANEUROP | D78023 EN20 | NA | 0
CRAC WATER COOLED | 827291 | BKB GROUP | PEC 253 FW | NA | 0
CRAC WATER COOLED | 0324-0795-7562 | BKB GROUP | PEC 253 FW | NA | 0
KITCHEN EXHAUST FAN | NO DETAILS | SINKO | S AND P INLINE FAN | NA | 0
AIR FAN - EXHAUST | NA | ASEA | TIGER 150 | NA | 0
PACKAGE AC - WATER SOURCED | 705207 | THERMAL EQUP CO | HWP 77RKSN | NA | 0
PACKAGE AC - WATER SOURCED | 705214 | THERMAL EQUP CO | HWP 77RKSN | NA | 0
PACKAGE AC - WATER SOURCED | 690296 | THERMAL EQUP CO | HWP 139RKTN | NA | 0
PACKAGE AC - WATER SOURCED | 699718 | THERMAL EQUP CO | HWP 139RKTN | NA | 0
PACKAGE AC - WATER SOURCED | 705212 | THERMAL EQUP CO | HWP 77RKSN | NA | 0
PACKAGE AC - WATER SOURCED | 705213 | THERMAL EQUP CO | HWP 77RKSN | NA | 0
PACKAGE AC - WATER SOURCED | 705202 | THERMAL EQUP CO | HWP 77RKSN | NA | 0
PACKAGE AC - WATER SOURCED | 705209 | THERMAL EQUP CO | HWP 77RKSN | NA | 0
AIR FAN - EXHAUST | NO SERIAL NUMBER | ASEA | TIGER FAN - 150 | NA | 0
AIR FAN - EXHAUST | NO SERIAL NUMBER | ASEA | TIGER -150 | NA | 0
BMS | 1027865 | ASEA | LAN-HV-U-P-USB | NA | 0
PACKAGE AC - WATER SOURCED | 705208 | THERMAL EQUP CO | HWP-77RKSN | NA | 0
PACKAGE AC - WATER SOURCED | 705200 | THERMAL EQUP CO | HWP-77RKSN | NA | 0
PACKAGE AC - WATER SOURCED | 705210 | THERMAL EQUP CO | HWP- 77RKSN | NA | 0
AIR FAN - EXHAUST | NO SERIAL NUMBER | ASEA | TIGER FAN 150 | NA | 0
AIR FAN - EXHAUST | NO SERIAL NUMBER | ASEA | TIGER FAN 150 | NA | 0
AIR FAN - EXHAUST | 2610 | FIASCO MOTOR | SBD 150-A-SC | NA | 0
AIR FAN - EXHAUST | NO SERIAL NUMBER | ASEA | TIGER FAN -150 | NA | 0
DUCTED SPLIT SYSTEM | NOT FOUND | ENGLISH ELECT | NOT FOUND | NA | 0
FAN COIL UNIT - DUCTED | A906-6760 | TRITEC ELECT | CLCH-86JMPDT | NA | 0
FAN COIL UNIT - NON DUCTED | A906-6750 | TRITEC ELECT | CCHB-21HI | NA | 0
FAN COIL UNIT - DUCTED | A90F-0178 | TRITEC ELECT | CWCH0900 | NA | 0
FAN COIL UNIT - DUCTED | A90F0180 | TRITEC ELECT | CWCH0900 | NA | 0
FAN COIL UNIT - DUCTED | NO SERIAL NUMBER | FORDAIRE | 304086 | NA | 0
CIRCULATING PUMP | 69584- 2A | ALCAIR | 210438 | NA | 0
CIRCULATING PUMP | 0399-S168 | REHAU | 50-260-B30 | NA | 0
CIRCULATING PUMP | NO SERIAL NUMBER | HARDLAND | NO MODEL AVAILIABLE | NA | 0
CIRCULATING PUMP | 0706-6965 | REHAU | 50-260 | NA | 0
AIR FAN - EXHAUST | NO SERIAL NUMBER | FEDERAL | AP050-52 | NA | 0
VARIABLE AIR VOLUME UNITS | NO SERIAL NUMBER | ABB | APO31-5 | NA | 0
VARIABLE AIR VOLUME UNITS | NO SERIAL NUMBER | FEDERAL | APO31-5 | NA | 0
AIR FAN - EXHAUST | NO SERIAL NUMBER | FEDERAL | MT-304 | NA | 0
CHILLED WATER PUMP | 69584-2B | ALCAIR | 210438 | NA | 0
VARIABLE AIR VOLUME UNITS | NO SERIAL NUMBER | SINKO | S800 | NA | 0
VARIABLE AIR VOLUME UNITS | NO SERIAL NUMBER | SINKO | S1200 | NA | 0
VARIABLE AIR VOLUME UNITS | NO SERIAL NUMBER | SINKO | S1200 | NA | 0
VARIABLE AIR VOLUME UNITS | NO SERIAL NUMBER | ASEA | HSW800 | NA | 0
VARIABLE AIR VOLUME UNITS | NO SERIAL NUMBER | ASEA | HSW1600 | NA | 0
VARIABLE AIR VOLUME UNITS | NO SERIAL NUMBER | SINKO | S1200 | NA | 0
VARIABLE AIR VOLUME UNITS | NO SERIAL NUMBER | SINKO | S1200 | NA | 0
VARIABLE AIR VOLUME UNITS | NO SERIAL NUMBER | ASEA | HSW1209 | NA | 0
VARIABLE AIR VOLUME UNITS | NO SERIAL NUMBER | SINKO | S1200 | NA | 0
VARIABLE AIR VOLUME UNITS | NO SERIAL NUMBER | ASEA | HSW4000 | NA | 0
VARIABLE AIR VOLUME UNITS | NO SERIAL NUMBER | ASEA | HSW4000 | NA | 0
SWITCHBOARD MECHANICAL | NO SERIAL NUMBER | REGENT | MSSB 1 AM8 | NA | 0
SWITCHBOARD MECHANICAL | NO SERIAL NUMBER | ASEA | R00272 | NA | 0
BMS | NO SERIAL NUMBER | SIGREST DESIGN | NO MODEL NUMBER | NA | 0
VARIABLE AIR VOLUME UNITS | NO SERIAL NUMBER | SINKO | S1200 | NA | 0
VARIABLE AIR VOLUME UNITS | NO SERIAL NUMBER | SINKO | S1200 | NA | 0
VARIABLE AIR VOLUME UNITS | NO SERIAL NUMBER | SINKO | S1200 | NA | 0
VARIABLE AIR VOLUME UNITS | NO SERIAL NUMBER | ASEA | HSW3000 | NA | 0
VARIABLE AIR VOLUME UNITS | NO SERIAL NUMBER | ASEA | HSW1200 | NA | 0
VARIABLE AIR VOLUME UNITS | NO SERIAL NUMBER | ASEA | HSW1200 | NA | 0
FAN COIL UNIT - DUCTED | NOT ACCESSABLE | ASEA | NOT ACCESSABLE | NA | 0
VARIABLE AIR VOLUME UNITS | NO SERIAL NUMBER | SINKO | S1600 | NA | 0
DUCTED SPLIT SYSTEM | 1900W-143538 | AQUA | S0190V-R9AD | NA | 0
VARIABLE AIR VOLUME UNITS | NO SERIAL NUMBER | ASEA | HSW4000 | NA | 0
VARIABLE AIR VOLUME UNITS | NO SERIAL NUMBER | ASEA | HSW300 | NA | 0
CHILLER - AIR COOLED | 12P80Z300 | CIEMANTS | 30XA0752 | NA | 0
DUCTED SPLIT SYSTEM | E027948 | DAKO | RXS50FAVMA | NA | 0
DUCTED SPLIT SYSTEM | E0004432 | DAKO | RZQ125KV4A | NA | 0
NON DUCTED SPLIT SYSTEM | T001812 | GREGORY | AOTG30LFT | NA | 0
NON DUCTED SPLIT SYSTEM | XA10920 | ENGLISH ELECT | DN62H | NA | 0
NON DUCTED SPLIT SYSTEM | 1003452 | MODULEX | MUZ-GE35VA | NA | 0
NON DUCTED SPLIT SYSTEM | E000390 | DAKO | RKS50KAVMA | NA | 0
NON DUCTED SPLIT SYSTEM | NOT AVALIABLE | DAKO | RZQ71FV4A | NA | 0
NON DUCTED SPLIT SYSTEM | E030152 | DAKO | RXS50FVMA | NA | 0
DUCTED SPLIT SYSTEM | E000804 | DAKO | RZYQ10PY1 | NA | 0
SMOKE EXHAUST FAN | NO SERIAL AVAILIABLE | WORMALD | NO MODEL AVAILIABLE | NA | 0
AIR FAN - EXHAUST | NO SERIAL NUMBER | WORMALD | AEF-1 22010 | NA | 0
AIR FAN - EXHAUST | NO SERIAL | FEDERAL | NO MODEL | NA | 0
DUCTED SPLIT SYSTEM | 1900W143538 | AQUA | S0190V R9AD | NA | 0
AIR FAN - EXHAUST | NOT AVAILIABLE | ASEA | NOT AVAILIABLE | NA | 0
BOILER - GAS FIRED | AN90062228 | S&P | 2634BEM | NA | 0
VARIABLE AIR VOLUME UNITS | NO SERIAL NUMBER | ASEA | HSW1600 | NA | 0
VARIABLE AIR VOLUME UNITS |  | MALL AIR |  | NA | 0
UNDER CEILING SPLIT SYSTEM | 06A03162 | MODULEX | PCA-RP140KA | NA | 0
UNDER CEILING SPLIT SYSTEM | 07A03345 | MODULEX | PCA-RP140KA | NA | 0
NON DUCTED SPLIT SYSTEM | 06A03161 | MODULEX | PCA-RP140KA | NA | 0
NON DUCTED SPLIT SYSTEM | 1900312 | DAKO | FT35JV1A | NA | 0
CASSETTE SPLIT SYSTEM | C000804 | DAKO | FCQ71DAV3B | NA | 0
CASSETTE SPLIT SYSTEM | C011852 | DAKO | FLQ71KVEA | NA | 0
NON DUCTED SPLIT SYSTEM | E000169 | DAKO | FTXS71LVMA | NA | 0
NON DUCTED SPLIT SYSTEM | E000804 | DAKO | FTXS35LVMA | NA | 0
NON DUCTED SPLIT SYSTEM | E000165 | DAKO | FTXS71LVMA | NA | 0
PACKAGE AC - WATER SOURCED | 298746 | THERMAL EQUP CO | HWC78C | NA | 0
PACKAGE AC - WATER SOURCED | 299950 | THERMAL EQUP CO | HWC78C | NA | 0
PACKAGE AC - WATER SOURCED | 299946 | THERMAL EQUP CO | HWC78C | NA | 0
PACKAGE AC - WATER SOURCED | 295910 | THERMAL EQUP CO | HWP78R | NA | 0
PACKAGE AC - WATER SOURCED | 306706 | THERMAL EQUP CO | HWP78R | NA | 0
PACKAGE AC - WATER SOURCED | 306701 | THERMAL EQUP CO | HWP78R | NA | 0
PACKAGE AC - WATER SOURCED | 287051 | THERMAL EQUP CO | HW223R | NA | 0
PACKAGE AC - WATER SOURCED | 287052 | THERMAL EQUP CO | HW223R | NA | 0
PACKAGE AC - WATER SOURCED | 304373 | THERMAL EQUP CO | HWP78R | NA | 0
NON DUCTED SPLIT SYSTEM | 8900240 | DAKO | FT356V1A7 | NA | 0
VRF DUCTED SPLIT | NO ACCESS | DAKO | FXMQ100MAVE | NA | 0
VRF DUCTED SPLIT | NO ACCESS | DAKO | FXMQ125MAVE | NA | 0
NON DUCTED SPLIT SYSTEM | 1900859 | DAKO | FT25JV1A | NA | 0
VRF DUCTED SPLIT | A005981 | DAKO | FXMQ125MAVE | NA | 0
CIRCULATING PUMP | 85800103 | HARDLAND | 71B2-14F85-B | NA | 0
CIRCULATING PUMP | 80805102 | HARDLAND | MG71A2-14FT85-C | NA | 0
CIRCULATING PUMP | 85805102 | HARDLAND | 71A2-17FT85-C | NA | 0
CASSETTE SPLIT SYSTEM | 760679 | DAKO | OSA114RKTH | R410A | 3
FAN COIL UNIT - DUCTED | 2896W90836 | ASEA | S11HPCBH | R22 | 3
FAN COIL UNIT - DUCTED | 2997W103262 | BRADWAY TEMPER | S9HPCHP | R22 | 4
VRF DUCTED SPLIT | A004421 | DAKO | FXMQ100MAVE | R410A | 25
VRF DUCTED SPLIT | A005982 | DAKO | FXMQ125MAVE | R410A | 25
CASSETTE SPLIT SYSTEM | 79A00818 | MODULEX | PLA-RP71BA | NA | 0
DUCTED SPLIT SYSTEM | 108 | SCHNEIDER | SPW-5451AH5 | R22 | 0
AIR FAN - EXHAUST | NA | COMFORT ZONE | NA | NA | 0
DUCTED SPLIT SYSTEM | 208 | SCHNEIDER | SPWS361AH5 | R22 | 0
AIR FAN - OUTSIDE | NA | FEDERAL | NA | NA | 0
AIR FAN - EXHAUST | NA | FEDERAL | NA | NA | 0
AIR COOLED SPLIT SYSTEM | 2908 | SCHNEIDER | SPW-C451AH8 | R22 | 0
AIR COOLED SPLIT SYSTEM | 8208 | SCHNEIDER | SPW-C361AH8 | R22 | 0
DUCTED SPLIT SYSTEM | 108 | SCHNEIDER | SPW-S251AH5 | R22 | 0
DUCTED SPLIT SYSTEM |  | ENGLISH ELECT |  | NA | 0
NON DUCTED SPLIT SYSTEM |  | NULL |  | NA | 0
NON DUCTED SPLIT SYSTEM |  | NULL |  | NA | 0
NON DUCTED SPLIT SYSTEM |  | NULL |  | NA | 0
NON DUCTED SPLIT SYSTEM |  | MODULEX |  | NA | 0
CASSETTE SPLIT SYSTEM | A900003150K | MODULEX | FDT90KXE6 | NA | 0
CASSETTE SPLIT SYSTEM | A900003140K | MODULEX | FDT90KXE6 | NA | 0
CASSETTE SPLIT SYSTEM | A900003170K | MODULEX | FDT90KXE6 | NA | 0
UNDER CEILING SPLIT SYSTEM | NA | MODULEX | NA | NA | 0
AIR FAN - OUTSIDE | LAB-MINIVENT | FEDERAL | MV254S | NA | 0
AIR FAN - EXHAUST | LAB-MINIVENT | FEDERAL | MV306E | NA | 0
AIR COOLED SPLIT SYSTEM | 13P00122 | MODULEX | SUZ-KA60VA2 | NA | 0
MULTI HEAD NON DUCTED SPLIT | 228001012 | MODULEX | FDCA280HKXE4BR | NA | 0
NON DUCTED SPLIT SYSTEM | 3905625 | DAKO | FTY50GAV1A | R22 | 0
NON DUCTED SPLIT SYSTEM | E027104 | DAKO | FTXS50FVMA | NA | 0
CASSETTE SPLIT SYSTEM | NA | APC | K45RCFA-EM | NA | 0
CASSETTE SPLIT SYSTEM | NA | APC | K45RCFA-EM | NA | 0
EVAPORATIVE COOLER | UNKNOWN | BRAEMAR | UNKNOWN | NA | 0
NON DUCTED SPLIT SYSTEM | 3005271 | DAKO | RY50GAV1A | R22 | 2
NON DUCTED SPLIT SYSTEM | E032418 | DAKO | RXS50FAVMA | R410A | 2
DUCTED SPLIT SYSTEM | 5080312 | DAKO | FDY250LV1 | R22 | 6
DUCTED SPLIT SYSTEM | 4900552 | DAKO | RY250KUY1 | R22 | 6
CASSETTE SPLIT SYSTEM | E000685 | DAKO | FFQ50BV1B | NA | 0
CASSETTE SPLIT SYSTEM | E011466 | DAKO | FXS50JVMA | NA | 0
NON DUCTED SPLIT SYSTEM | 303B0074 | TRANE | RAV-SM1603AT-A | NA | 0
FAN COIL UNIT - NON DUCTED | 9YM01249 | MODULEX | SLZ-KA50VA | NA | 0
FAN COIL UNIT - NON DUCTED | 32900051 | TRANE | RAV.SM1604UTP.E | NA | 0
NON DUCTED SPLIT SYSTEM | 9YP00913 | MODULEX | SUZ-KA50VA | NA | 0
ROOM AIR CONDITIONING UNIT | NA | HURLCON | NA | NA | 0
AIR FAN - EXHAUST | NA | AIRFLOW | NA | NA | 0
FAN COIL UNIT - DUCTED | NA | ASEA | NA | NA | 0
CASSETTE SPLIT SYSTEM | 72A00233 | MODULEX | PLA-RP71BA | NA | 0
CASSETTE SPLIT SYSTEM | 910303987EK | MODULEX | FDT100VD | NA | 0
CASSETTE SPLIT SYSTEM | 910303985EK | MODULEX | FDT100VD | NA | 0
CASSETTE SPLIT SYSTEM | 6YU00801 | MODULEX | PUHZ-RP71VHA | NA | 0
CASSETTE SPLIT SYSTEM | V103041136AF | MODULEX | FDC100VN | NA | 0
CASSETTE SPLIT SYSTEM | V103041159AF | MODULEX | FDC100VN | NA | 0
ELECTRIC DUCT HEATER |  | ASEA | NA | NA | 0
FAN COIL UNIT - DUCTED | NA | THERMAL EQUP CO | IMD210-41 | NA | 0
VRF DUCTED SPLIT | A000598 | DAKO | FXMQ250MVE | NA | 0
VRF DUCTED SPLIT | 6060932 | DAKO | FXDYQ200MV1 | NA | 0
VRF DUCTED SPLIT | 6060933 | DAKO | FXDYQ200MV1 | NA | 0
VRF DUCTED SPLIT | A000599 | DAKO | FXMQ250MVE | NA | 0
VRF DUCTED SPLIT |  | DAKO | FXDYQ200MV1 | NA | 0
VRF DUCTED SPLIT |  | DAKO | FXDYQ200MV1 | NA | 0
VRF DUCTED SPLIT | 6060929 | DAKO | FXDYQ200MV1 | NA | 0
VRF DUCTED SPLIT | 6060927 | DAKO | FXDYQ200MV1 | NA | 0
DUCTED SPLIT SYSTEM |  | THERMAL EQUP CO | ISD250Q | NA | 0
FIRE DAMPER | NA | ASEA | NA | NA | 0
FIRE DAMPER | NA | ASEA | NA | NA | 0
FIRE DAMPER | NA | ASEA | NA | NA | 0
FIRE DAMPER | NA | ASEA | NA | NA | 0
FIRE DAMPER | NA | ASEA | NA | NA | 0
AIR HANDLING UNIT | V-1051 1908 | WEATHERWALL | ASH-156 | NA | 0
VARIABLE SPEED DRIVE | 91488317 | ASEA | NXL00465C5H1SSS0000 | NA | 0
AIR HANDLING UNIT | V-1051 1908 | WEATHERWALL | ASH-156 | NA | 0
FIRE DAMPER | NA | ASEA | NA | NA | 0
FIRE DAMPER | NA | ASEA | NA | NA | 0
AIR HANDLING UNIT | 10 | WEATHERWALL | ALSH-10 | NA | 0
FAN COIL UNIT - DUCTED |  | WEATHERWALL | ALHS-10 | NA | 0
FAN COIL UNIT - DUCTED | V-1051 | WEATHERWALL | ASLH-10 | NA | 0
WALL MOUNTED SPLIT SYSTEM | 0XA04309 | MODULEX | PKFY-P50VHM-E | NA | 0
WALL MOUNTED SPLIT SYSTEM | OXA04300 | MODULEX | PKFY-P50VHM-E | NA | 0
FAN COIL UNIT - DUCTED | 86057 | THERMAL EQUP CO | IMD135-41 | NA | 0
FAN COIL UNIT - DUCTED | NA | THERMAL EQUP CO | IMD135-41 | NA | 0
VRF DUCTED SPLIT |  | DAKO | FXDYQ200MV1 | NA | 0
VRF DUCTED SPLIT | 6060931 | DAKO | FXDYQ200MV1 | NA | 0
VRF DUCTED SPLIT |  | DAKO | FXDYQ200MV1 | NA | 0
AIR FAN - EXHAUST | NA | FEDERAL | MT302 | NA | 0
AIR FAN - EXHAUST | NA | FEDERAL | VM-315L | NA | 0
DUCTED SPLIT SYSTEM | 64549 | THERMAL EQUP CO | ISD 920Q | NA | 0
BMS |  | SIGREST DESIGN | NA | NA | 0
DUCTED SPLIT SYSTEM | 652689 | AQUA | S017IHC7AD | R22 | 0
FIRE DAMPER | NA | ASEA | NA | NA | 0
FIRE DAMPER | NA | ASEA | NA | NA | 0
CHILLER - WATER COOLED | 12U610472 | CIEMANTS | 30RA-240-B0740-PEE | NA | 0
VRF DUCTED SPLIT | A000238 | DAKO | REYQ14MYIB | NA | 0
VRF DUCTED SPLIT | A000240 | DAKO | REYQ14MY1B | NA | 0
DUCTED SPLIT SYSTEM | 3PO85602-2A | DAKO | RZP100DV1 | NA | 0
DUCTED SPLIT SYSTEM | JS 1874 | ENGLISH ELECT | ORA024 | NA | 0
DUCTED SPLIT SYSTEM | 63677 | THERMAL EQUP CO | OSA920RB-X | NA | 0
MULTI HEAD NON DUCTED SPLIT | OXU00043 | MODULEX | PUMY-P125YHMB | NA | 0
AIR COOLED SPLIT SYSTEM | 63942 | THERMAL EQUP CO | OSA250R | NA | 0
VRF DUCTED SPLIT | A000377 | DAKO | REYQ16MY1B | NA | 0
VRF DUCTED SPLIT | A000395 | DAKO | REYQ16MY1B | NA | 0
VRF DUCTED SPLIT | A000371 | DAKO | REYQ16MY1B | NA | 0
CRAC CHILLED WATER | 525828-0206-04 | LOVELOCK LUKE | 283FC-100 | NA | 0
CRAC CHILLED WATER | 525828-0206-05 | LOVELOCK LUKE | 283FC-100 | NA | 0
CRAC CHILLED WATER | 525828-0206-01 | LOVELOCK LUKE | 283FC-100 | NA | 0
CRAC CHILLED WATER | 525828-0206-03 | LOVELOCK LUKE | 283FC-100 | NA | 0
CRAC CHILLED WATER | 525828-0206-02 | LOVELOCK LUKE | 283FC-100 | NA | 0
CRAC CHILLED WATER | 525826-0206-04 | LOVELOCK LUKE | 128FC-100 | NA | 0
CRAC CHILLED WATER | 525826-0206-01 | LOVELOCK LUKE | 128FC-100 | NA | 0
CRAC CHILLED WATER | 525826-0206-02 | LOVELOCK LUKE | 128FC-100 | NA | 0
CRAC CHILLED WATER | 525826-0206-03 | LOVELOCK LUKE | 128FC-100 | NA | 0
CHILLER - AIR COOLED | SNXH014408 | ZEIL | YCIV0600PA50VABBXTXXXXXLXXXX50SXXXXXHXXX | NA | 0
CHILLER - AIR COOLED | 2BXM009981 | ZEIL | YLAA0300HE50XCASXTXHTXBLXCXX50SXXXXXHXXX | NA | 0
CHILLER - AIR COOLED | 2BXM009980 | ZEIL | YLAA0300HE50XCASXTXHTXBLXCXX50SXXXXXHXXX | NA | 0
CHILLER - WATER COOLED | 2NXM014409 | ZEIL | YCIV0600PA50VABBXTXXXXXLXXXX50SXXXXXHXXX | NA | 0
CHILLER - WATER COOLED | RAH1003 | CIEMANTS | 30RA200A | NA | 0
CHILLER - AIR COOLED | RBL3633 | CIEMANTS | 30RB262 | NA | 0
CHILLER - AIR COOLED | RA240E3212 | CIEMANTS | 30RA-240A | NA | 0
CHILLER - WATER COOLED | 12U239225 | CIEMANTS | 30RA-140-A0100-PEE | NA | 0
AIR HANDLING UNIT | CECM-000858A2-001 | CARRIER APAC | CW150-S | NA | 0
FAN COIL UNIT - DUCTED | CECM-000858A1-001 | CARRIER APAC | CW150-S | NA | 0
FAN COIL UNIT - DUCTED | FCU | WEATHERWALL | ALSH-10 | NA | 0
FAN COIL UNIT - DUCTED | FCU | WEATHERWALL | ALHS-10 | NA | 0
FAN COIL UNIT - DUCTED |  | WEATHERWALL | ALSH | NA | 0
VARIABLE SPEED DRIVE | 91425102 | ASEA | NXL00125C5H1SSS0000 | NA | 0
VARIABLE SPEED DRIVE |  | ASEA | NA | NA | 0
VARIABLE SPEED DRIVE | 91434731 | ASEA | NXL00165C5H1SSS0000 | NA | 0
VARIABLE SPEED DRIVE |  | ASEA | NA | NA | 0
AIR FAN - RETURN | NA | FEDERAL | APO0804GP6B055 | NA | 0
AIR FAN - RETURN |  | FEDERAL | AP0804GP6B055 | NA | 0
AIR FAN - RETURN | NA | FEDERAL | AP0804GP6B055 | NA | 0
AIR FAN - RETURN |  | FEDERAL | AP0804GP6B055 | NA | 0
VARIABLE SPEED DRIVE | 91488318 | ASEA | NXL00465C5H1SSS0000 | NA | 0
VARIABLE SPEED DRIVE |  | ASEA | NA | NA | 0
VARIABLE SPEED DRIVE | 91425101 | ASEA | NXL00125C5H1SSS0000 | NA | 0
VARIABLE SPEED DRIVE | 91425104 | ASEA | NXL00125C5H1SSS0000 | NA | 0
AIR HANDLING UNIT | V-10511908 | WEATHERWALL | ASH-156 | NA | 0
AIR FAN - RETURN |  | FEDERAL | AP0804GP6B055 | NA | 0
AIR FAN - RETURN |  | FEDERAL | AP0804GP6B055 | NA | 0
VARIABLE SPEED DRIVE |  | ASEA | NA | NA | 0
VARIABLE SPEED DRIVE |  | NULL |  | NA | 0
SWITCHBOARD MECHANICAL | NA | ASEA | NA | NA | 0
AIR FAN - EXHAUST | 428211 | FEDERAL | AP1004CA9B150 | NA | 0
AIR HANDLING UNIT | V-1051-156 | WEATHERWALL | ASH-156 | NA | 0
VARIABLE SPEED DRIVE | 91434736 | ASEA | NXL00315C5H1SSS0000 | NA | 0
AIR FAN - EXHAUST | 428211 | FEDERAL | AP1004CA9B150 | NA | 0
VARIABLE SPEED DRIVE | 91352734 | ASEA | NXL00315C5H1SSS0000 | NA | 0
VARIABLE SPEED DRIVE | 91428646 | ASEA | NXL00165C5H1SSS0000 | NA | 0
AIR HANDLING UNIT | V-1051-1908 | WEATHERWALL | ASH-156 | NA | 0
VARIABLE SPEED DRIVE | 91428645 | ASEA | NXL00165C5H1SSS0000 | NA | 0
AIR FAN - RETURN | NA | FEDERAL | AP0B04CP9B075 | NA | 0
AIR FAN - RETURN |  | FEDERAL | AP0B04CP9B075 | NA | 0
FAN COIL UNIT - DUCTED |  | THERMAL EQUP CO | IMD280-41 | NA | 0
AIR FAN - EXHAUST |  | FEDERAL | AP0404AP10B003 | NA | 0
FAN COIL UNIT - DUCTED |  | THERMAL EQUP CO | IMD550-41 | NA | 0
AIR FAN - OUTSIDE | 428706 | FEDERAL | AP0314AP10OB003 | NA | 0
FAN COIL UNIT - DUCTED |  | THERMAL EQUP CO | IMD135-41 | NA | 0
FAN COIL UNIT - DUCTED | 86388 | THERMAL EQUP CO | IMD95-41 | NA | 0
ELECTRIC DUCT HEATER |  | ASEA | NA | NA | 0
DX COMPRESSOR | 1073000503 | BITZER | CSH7581-80Y-45 | R134A | 80
DX COMPRESSOR | 1072100361 | BITZER | CSH72581-80Y-45 | R134A | 80
DX COMPRESSOR | 107051207 | BITZER | CSH7581-80Y-45 | R134A | 80
DX COMPRESSOR | 1073000504 | BITZER | CSH7581-80Y-45 | R134A | 80
AIR FAN - SUPPLY | 10263 HLJ | MONARCH | D51RA365-100 DWDI | NA | 0
AIR FAN - SUPPLY | 10277 HJL | MONARCH | D51RA365-100 DWDI | NA | 0
BOILER - GAS ATMOSPHERIC | N/A | AIRA | FTA 280 | NA | 0
CONDENSER UNIT | 16058701001 | BUFFALO | LDV302B | R134A | 0
CONDENSER UNIT | 16058701004 | BUFFALO | LDV302B | R134A | 0
CONDENSER UNIT | 1605871002 | BUFFALO | LDV302B | R134A | 0
CONDENSER UNIT | 16058701003 | BUFFALO | LDV302B | R134A | 0
AIR FAN - EXHAUST | N/A | FANTECH | RVE1256CP928 | NA | 0
AIR FAN - EXHAUST | N/A | FANTECH | RVE1256CP928 | NA | 0
FIRE DAMPER |  | UNKNOWN |  | NULL | NULL
FIRE DAMPER | N/A | UNKNOWN | N/A | NA | 0
HEATING HOT WATER PUMP | N/A | GRUNDFOS | TP50-1802 | NA | 0
SMOKE SPILL FAN | 346771 | FANTECH | APS0714A5H022 | NA | 0
SMOKE SPILL FAN | 346771 | FANTECH | APS0714A5H022 | NA | 0
SWITCHBOARD MECHANICAL | N/A | UNKNOWN | N/A | NA | 0
AIR HANDLING UNIT | N/A | UNKNOWN | 24 X FILTER BANKS | NA | 0
AIR HANDLING UNIT | N/A | UNKNOWN | 24 X FILTER BANKS | NA | 0
PACKAGED AIR CONDITIONING UNIT |  | DAKO | UATY05JY1 | NA | 0
AIR FAN - EXHAUST |  | WORMALD | DSC 400 | NA | 0
AIR FAN - EXHAUST |  | FEDERAL | CD 716V | NA | 0
AIR FAN - EXHAUST |  | WORMALD | DSC 500 | NA | 0
AIR HANDLING UNIT |  | NULL | ASH 12500 FM | NA | 0
AIR HANDLING UNIT |  | NULL | ASH 12500 FM | NA | 0
BOILER - GAS ATMOSPHERIC |  | NULL | BLUE FLAME 1560 | NA | 0
AIR FAN - RETURN | P 11290001 | NULL | NKG65 40 315 | NA | 0
CHILLER - AIR COOLED | LF 6894 | NULL | POWER PAX E061 2B H6 2 H 36 | NA | 0
FIELD CONTROLLER |  | NULL | TRIDIUM | NA | 0
SMOKE EXHAUST FAN |  | NULL | NOT AVAILABE | NA | 0
SMOKE EXHAUST FAN |  | NULL | NOT AVAILABLE | NA | 0
SWITCHBOARD MECHANICAL |  | NULL | SONMEC ELECTRICSL | NA | 0
AIR FAN - EXHAUST | NA | WORMALD | DSC 400 | NA | 0
AIR FAN - EXHAUST |  | WORMALD | DSC 400 | NA | 0
AIR COOLED SPLIT SYSTEM | 6626506993 | PANASONIC | CU E12MKR | R410A | 2
WALL MOUNTED SPLIT SYSTEM | E016370 | DAIKIN | FTXS50JVMA | R410A | 2
CASSETTE SPLIT SYSTEM | 901083 | DAIKIN | RY60GV1A 7 | R22 | 2
AIR COOLED SPLIT SYSTEM | UNKNOWN | DAIKIN | R760EV1A | R22 | 3
PACKAGED AIR CONDITIONING UNIT | UNKNOWN | APAC | S9 | R22 | 3
CASSETTE SPLIT SYSTEM | 400199 | DAIKIN | FHYCP71DVE | R407C | 3
CASSETTE SPLIT SYSTEM | C000112 | DAIKIN | FCQ140KVEA | R407C | 3
CASSETTE SPLIT SYSTEM | C000190 | DAIKIN | FCQ140KVEA | R407C | 3
CASSETTE SPLIT SYSTEM | C001822 | DAIKIN | FCQ71KVEA | R410A | 3
CASSETTE SPLIT SYSTEM | UAB88607 | HITACHI | RCI-5-OFSN3 | R410A | 3
WALL MOUNTED SPLIT SYSTEM | 5230B0AC0C0087 | ACSON | AWM30ER-UFAA | R22 | 3
CASSETTE SPLIT SYSTEM | 2243653060 | AIRWELL | KN30 RCC | R22 | 3
CASSETTE SPLIT SYSTEM | C002847 | DAIKIN | FCQ71KVEA | R410A | 3
NON DUCTED SPLIT SYSTEM | UNKNOWN | ACSON | ALC30CR | R22 | 4
AIR COOLED SPLIT SYSTEM | UNKNOWN | AIRWELL | GL-30RCC | R22 | 4
AIR COOLED SPLIT SYSTEM | UNKNOWN | MITSUBISHI | MR SLIM | R22 | 4
AIR COOLED SPLIT SYSTEM | UNKNOWN | PANASONIC | CU L28DBE5 | R410A | 4
AIR COOLED SPLIT SYSTEM | UNKNOWN | DAIKIN | RZQ71FV4A | R410A | 4
PACKAGED AIR CONDITIONING UNIT | 650376 | TEMPERZONE | OPA155RKT | R410A | 4
PACKAGED AIR CONDITIONING UNIT | UNKNOWN | APAC | PO16AHR9AD | R22 | 4
PACKAGED AIR CONDITIONING UNIT | 650376 | TEMPERZONE | OPA155RKT | R410A | 4
CASSETTE SPLIT SYSTEM | UNKNOWN | DAIKIN | RZQ160KV4A | R410A | 4
AIR COOLED SPLIT SYSTEM | 509551 | HITACHI | RAS 09CHAT | R22 | 5
CASSETTE SPLIT SYSTEM | UA892580 | HITACHI | RAS-5HVRNM2 | R410A | 5
AIR COOLED SPLIT SYSTEM | UNKNOWN | DAIKIN | RZQ160KV4A | R410A | 6
AIR COOLED SPLIT SYSTEM | UNKNOWN | DAIKIN | RZQ160KV4A | R410A | 6
PACKAGED AIR CONDITIONING UNIT | 734321 | TEMPERZONE | OPA205RKTH | R410A | 6
PACKAGED AIR CONDITIONING UNIT | UNKNOWN | AIRWELL | 110RC CAC CTRL | R22 | 6
CASSETTE SPLIT SYSTEM | UNKNOWN | DAIKIN | RZP125DV1 | R407C | 6
CASSETTE SPLIT SYSTEM | UNKNOWN | DAIKIN | RZP125DV1 | R407C | 6
AIR COOLED SPLIT SYSTEM | UNKNOWN | DAIKIN | RZP145DV1 | R407C | 6
AIR COOLED SPLIT SYSTEM | UNKNOWN | DAIKIN | RZP145D1 | R407C | 6
PACKAGED AIR CONDITIONING UNIT | 11360400 | KELVIN AIR | KA205CP | R22 | 6
PACKAGED AIR CONDITIONING UNIT | UNKNOWN | APAC | PO14AHR9AD | R22 | 6
PACKAGED AIR CONDITIONING UNIT | UNKNOWN | TEMPERZONE | OPA 150R | R22 | 6
PACKAGED AIR CONDITIONING UNIT | 738414 | TEMPERZONE | OPA 100RKT | R410A | 6
PACKAGED AIR CONDITIONING UNIT | UNKOWN | AIRWELL | HA75RCTC CCACTR | R22 | 6
PACKAGED AIR CONDITIONING UNIT | UNKNOWN | KELVIN AIR | KA 205 CP | R22 | 10
PACKAGED AIR CONDITIONING UNIT | 182414 | APAC | PO14AHR9AD | R22 | 10
PACKAGED AIR CONDITIONING UNIT | UNKNOWN | AIRWELL | HA110RCCACCTRL | R22 | 10
PACKAGED AIR CONDITIONING UNIT | 666317 | TEMPERZONE | OPA270RKTH | R410A | 10
PACKAGED AIR CONDITIONING UNIT | UNKNOWN | APAC | UNKNOWN | R22 | 10
PACKAGED AIR CONDITIONING UNIT | UNKNOWN | APAC | UNKNOWN | R22 | 10
PACKAGED AIR CONDITIONING UNIT | UNKNOWN | APAC |  | R22 | 15
SWITCHBOARD MECHANICAL |  | NULL |  | NA | 0
SMOKE EXHAUST FAN |  | DUCTLINE | - | NA | 0
SMOKE EXHAUST FAN |  | DUCTLINE | - | NA | 0
AIR HANDLING UNIT | - | NULL | - | NA | 0
AIR HANDLING UNIT |  | NULL |  | NA | 0
AIR HANDLING UNIT |  | NULL |  | NA | 0
AIR HANDLING UNIT |  | NULL |  | NA | 0
MULTI HEAD NON DUCTED SPLIT | E049697 | DAIKIN | FTXS35KVMA | NA | 0
MULTI HEAD NON DUCTED SPLIT | E049694 | DAIKIN | FTXS35KVMA | NA | 0
WALL MOUNTED SPLIT SYSTEM | E033182 | DAIKIN | FTXS71LVMA | NA | 0
WALL MOUNTED SPLIT SYSTEM | E033194 | DAIKIN | FTXS71LVMA | NA | 0
SWITCHBOARD MECHANICAL |  | NULL |  | NA | 0
AIR HANDLING UNIT |  | NULL |  | NA | 0
AIR HANDLING UNIT |  | NULL |  | NA | 0
SWITCHBOARD MECHANICAL |  | NULL |  | NA | 0
SMOKE EXHAUST FAN | 5656121 | DUCTLINE | SDA5604-28 | NA | 0
TOILET EXHAUST FAN |  | NULL | SWARTWOUT IIOFC | NA | 0
TOILET EXHAUST FAN |  | NULL | SWARTWOUT 3I0FWBDM | NA | 0
TOILET EXHAUST FAN |  | NULL | - | NA | 0
AIR FAN - SUPPLY |  | NULL | - | NA | 0
CASSETTE SPLIT SYSTEM | 8900389 | DAIKIN | R35GV1A | R22 | 2
WALL MOUNTED SPLIT SYSTEM | E033280 | DAIKIN | RXS71LVMA | R410A | 3
CASSETTE SPLIT SYSTEM |  | DAIKIN | RZQ71FV4A | R410A | 3
MULTI HEAD NON DUCTED SPLIT | E001103 | DAIKIN | 3MXS68LVMA | R410A | 3
WALL MOUNTED SPLIT SYSTEM | E033284 | DAIKIN | RXS71LVMA | R410A | 3
CASSETTE SPLIT SYSTEM | E005754 | DAIKIN | RZQ100KV4A | R410A | 4
CASSETTE SPLIT SYSTEM | E005734 | DAIKIN | RZQ125KV4A | R410A | 4
CASSETTE SPLIT SYSTEM | E005740 | DAIKIN | RZQ100KV4 A | R410A | 4
CASSETTE SPLIT SYSTEM | E005753 | DAIKIN | RZQ125KV4A | R410A | 4
CASSETTE SPLIT SYSTEM | E00466 | DAIKIN | RZQ125KV4A | R410A | 4
CASSETTE SPLIT SYSTEM | - | DAIKIN | BYFQ60B8W1 | R410A | 5
CASSETTE SPLIT SYSTEM | 6001470 | DAIKIN | FHC45FVE | R22 | 5
CASSETTE SPLIT SYSTEM | A003249 | DAIKIN | RZQ71FV4A | R410A | 5
CASSETTE SPLIT SYSTEM | E005837 | DAIKIN | RZQ125KV4A | R410A | 5
CASSETTE SPLIT SYSTEM | C001189 | DAIKIN | FCQ71KVEA | R410A | 6
CASSETTE SPLIT SYSTEM | C000496 | DAIKIN | FCQ71KVEA | R410A | 6
CASSETTE SPLIT SYSTEM | C001203 | DAIKIN | FCQ71KVEA | R410A | 6
CASSETTE SPLIT SYSTEM | C000483 | DAIKIN | FCQ71KVEA | R410A | 6
CASSETTE SPLIT SYSTEM | C000499 | DAIKIN | FCQ71KVEA | R410A | 6
CASSETTE SPLIT SYSTEM | C001001 | DAIKIN | FCQ125KVEA | R410A | 6
CASSETTE SPLIT SYSTEM | C000411 | DAIKIN | FCQ125KVEA | R410A | 6
CASSETTE SPLIT SYSTEM | C001235 | DAIKIN | FCQ100KVEA | R410A | 6
CASSETTE SPLIT SYSTEM | C000493 | DAIKIN | FCQ71KVEA | R410A | 6
CASSETTE SPLIT SYSTEM | MISSING | DAIKIN | MISSING | R22 | 6
CASSETTE SPLIT SYSTEM | C001002 | DAIKIN | FCQ125KVEA | R410A | 6
CASSETTE SPLIT SYSTEM | C001290 | DAIKIN | FCQ100KVEA | R410A | 8
REFRIGERATION COMPRESSORS |  | NULL |  | R22 | 15
REFRIGERATION COMPRESSORS |  | NULL |  | R22 | 15
REFRIGERATION COMPRESSORS |  | NULL |  | R22 | 15
REFRIGERATION COMPRESSORS |  | NULL |  | R22 | 15
REFRIGERATION COMPRESSORS |  | NULL |  | R22 | 15
REFRIGERATION COMPRESSORS |  | NULL |  | R22 | 15
AIR COOLED SPLIT SYSTEM | 411046892 | KIRBY | KRC187K | NA | 0
AIR COOLED SPLIT SYSTEM | 4100045888 | KIRBY | KRC170K | NA | 0
TOILET EXHAUST FAN | UNKNOWN | NULL | UNKNOWN | NA | 0
TOILET EXHAUST FAN | UNKNOWN | NULL | UNKNOWN | NA | 0
KITCHEN EXHAUST FAN | O | NULL |  | NA | 0
CONDENSER WATER PUMP | 807089350 | NULL | DIGICHEM-XP2 | NA | 0
KITCHEN EXHAUST FAN |  | NULL |  | NA | 0
KITCHEN EXHAUST FAN | O | NULL | O | NA | 0
SMOKE EXHAUST FAN | CZ99 | NULL | SO2350 | NA | 0
AIR FAN - EXHAUST | 25575 | FANTECH | CES-4V | NA | 0
AIR FAN - EXHAUST | 1627 | WOODS | 400 | NA | 0
AIR FAN - EXHAUST | UNKNOWN | FANTECH | UNKNOWN | NA | 0
AIR FAN - EXHAUST | UNKNOWN | FANTECH | UNKNOWN | NA | 0
AIR FAN - EXHAUST | UNKNOWN | FANTECH | UNKNOWN | NA | 0
AIR FAN - EXHAUST | UNKNOWN | FANTECH | UNKNOWN | NA | 0
AIR FAN - EXHAUST | UNKNOWN | FANTECH | UNKNOWN | NA | 0
AIR FAN - EXHAUST | UNKNOWN | FANTECH | UNKNOWN | NA | 0
KITCHEN EXHAUST FAN | UNKNOWN | FANTECH | UNKNOWN | NA | 0
AIR FAN - EXHAUST | UNKNOWN | FANTECH | UNKNOWN | NA | 0
AIR FAN - EXHAUST | UNKNOWN | FANTECH | UNKNOWN | NA | 0
KITCHEN EXHAUST FAN | UNKNOWN | NULL | UNKNOWN | NA | 0
AIR FAN - SUPPLY | 253307 | FANTECH | AP05646AA10B005 | NA | 0
KITCHEN EXHAUST FAN | UNKNOWN | DIRECTAIRE VENT | 5873 | NA | 0
AIR FAN - EXHAUST | UNKNOWN | FANTECH | UNKNOWN | NA | 0
AIR FAN - EXHAUST | UNKNOWN | FANTECH | UNKNOWN | NA | 0
SMOKE EXHAUST FAN | 3I56 | NULL | 60 SPA | NA | 0
SMOKE EXHAUST FAN | 3X00 | NULL | SOI250 | NA | 0
SMOKE EXHAUST FAN | 2900 4 | NULL | 1900 SSE | NA | 0
SMOKE EXHAUST FAN | 29003 | NULL | 1900 SSE | NA | 0
AIR FAN - EXHAUST | 1 | WOODS | W | NA | 0
CONDENSER WATER PUMP | 2096015019 | TECO | AEMB-UCC2N | NA | 0
0 - NOT SET | P20BC01501D | TECO | AEMBUCC26 | NA | 0
VARIABLE SPEED DRIVE | 020410G240 | DANFOSS | FC100 | NA | 0
AIR HANDLING UNIT | 980CBD | ROBERT SHAW | FAN: Y7106, MOTOR: XAC1343251978 | NA | 0
FILTERS |  | NULL |  | NA | 0
AIR HANDLING UNIT | FAN: 980CBD, MOTOR: H610132O004 | ROBERT SHAW | FAN : Y7106, MOTOR: ASHBUC040025FMC2G | NA | 0
SMOKE EXHAUST FAN | 3I56 | NULL | 60 SPA | NA | 0
SMOKE EXHAUST FAN | 2900 1 | NULL | 1900 SSE | NA | 0
SMOKE EXHAUST FAN | 29002 | NULL | 1900 SSE | NA | 0
AIR FAN - EXHAUST | 5737F2166 | FANTECH | CHD456 | NA | 0
AIR FAN - EXHAUST | 2 | FANTECH | S | NA | 0
KITCHEN EXHAUST FAN | 485013 | FANTECH | CHD354HT | NA | 0
KITCHEN EXHAUST FAN | O | FANTECH | RV | NA | 0
AIR FAN - EXHAUST | O | FANTECH | S | NA | 0
KITCHEN EXHAUST FAN | 42288 | NULL | V30-184-SP4 | NA | 0
KITCHEN EXHAUST FAN | 19736-4893 | NULL | JVY 3-E808 | NA | 0
AIR FAN - SUPPLY | O | NULL | O | NA | 0
KITCHEN EXHAUST FAN | O | NULL | O | NA | 0
AIR FAN - EXHAUST | 427540 | FANTECH | CE456V | NA | 0
AIR FAN - EXHAUST | O | FANTECH | O | NA | 0
SMOKE EXHAUST FAN | 2900 4 | NULL | 1900 SSE | NA | 0
BMS | NA | TRANE | TRACER SUMMIT | NA | 0
DUCTED SPLIT SYSTEM |  | DAIKIN |  | NA | 0
CASSETTE SPLIT SYSTEM | C004999 | DAIKIN | FCQ140KVEA | NA | 0
CASSETTE SPLIT SYSTEM |  | DAIKIN |  | NA | 0
CASSETTE SPLIT SYSTEM |  | DAIKIN |  | NA | 0
WALL MOUNTED SPLIT SYSTEM | 4905936 | DAIKIN | FTXD508VMA | NA | 0
WALL MOUNTED SPLIT SYSTEM | 4911345 | DAIKIN | FTXE35SVMA | NA | 0
WALL MOUNTED SPLIT SYSTEM |  | DAIKIN |  | NA | 0
DUCTED SPLIT SYSTEM |  | DAIKIN |  | NA | 0
DUCTED SPLIT SYSTEM |  | DAIKIN |  | NA | 0
CASSETTE SPLIT SYSTEM |  | SANYO |  | NA | 0
CASSETTE SPLIT SYSTEM |  | SANYO |  | NA | 0
CASSETTE SPLIT SYSTEM |  | FUJITSU |  | NA | 0
CASSETTE SPLIT SYSTEM |  | FUJITSU |  | NA | 0
DUCTED SPLIT SYSTEM |  | TEMPERZONE |  | NA | 0
DUCTED SPLIT SYSTEM |  | TEMPERZONE |  | NA | 0
DUCTED SPLIT SYSTEM |  | TEMPERZONE |  | NA | 0
DUCTED SPLIT SYSTEM |  | TEMPERZONE |  | NA | 0
DUCTED SPLIT SYSTEM |  | TEMPERZONE |  | NA | 0
DUCTED SPLIT SYSTEM |  | TEMPERZONE |  | NA | 0
DUCTED SPLIT SYSTEM |  | TEMPERZONE |  | NA | 0
DUCTED SPLIT SYSTEM |  | TEMPERZONE |  | NA | 0
DUCTED SPLIT SYSTEM |  | TEMPERZONE |  | NA | 0
WALL MOUNTED SPLIT SYSTEM |  | DAIKIN |  | NA | 0
CASSETTE SPLIT SYSTEM |  | DAIKIN |  | NA | 0
CASSETTE SPLIT SYSTEM |  | DAIKIN |  | NA | 0
CASSETTE SPLIT SYSTEM |  | DAIKIN |  | NA | 0
CASSETTE SPLIT SYSTEM |  | DAIKIN |  | NA | 0
PACKAGED AIR CONDITIONING UNIT |  | EMAIL |  | NA | 0
EVAPORATIVE COOLER |  | EMAIL |  | NA | 0
AIR FAN - EXHAUST | O | FANTECH | O | NA | 0
AIR FAN - EXHAUST | O | FANTECH | E | NA | 0
EVAPORATIVE COOLER | UNKNOWN | CELAIRE | UNKNOWN | NA | 0
VARIABLE SPEED DRIVE | 021410G24O | DANFOSS | FC100 | NA | 0
MICROWAVE | 807089349 | NULL | DIGICHEM-XP2 | NA | 0
CIRCULATING PUMP | 12-02-00889 | ONGA | 413405906 | NA | 0
CIRCULATING PUMP | 11-12-03978 | ONGA | 413405906 | NA | 0
SWITCHBOARD MECHANICAL |  | NULL |  | NA | 0
FILTERS |  | NULL |  | NA | 0
SMOKE EXHAUST FAN | 3X70 | NULL | 5OI250 | NA | 0
AIR FAN - SUPPLY | 253315 | FANTECH | AP063456BA7B007 | NA | 0
KITCHEN EXHAUST FAN | 19735-5046 | NULL | FJKSA -750 | NA | 0
TOILET EXHAUST FAN | 218873B | NULL | TVDC 400-4F | NA | 0
AIR FAN - EXHAUST | O | NULL | O | NA | 0
NON DUCTED SPLIT SYSTEM | E007304 | DAIKIN | RXS25EVMA | R410A | 1
CASSETTE SPLIT SYSTEM | R003R607 | FUJITSU | AUTA30LVLU | R410A | 1
CASSETTE SPLIT SYSTEM | R003615 | FUJITSU | AUTA30LBLU | R410A | 1
CASSETTE SPLIT SYSTEM |  | DAIKIN |  | R410A | 1
WALL MOUNTED SPLIT SYSTEM | 408NQ131 | TOSHIBA | RAV SM 560AT E | R410A | 2
AIR CURTAIN | 516 | DAIKIN | FTKS35EVMA | R22 | 2
CASSETTE SPLIT SYSTEM | 11543 | FUJITSU | AOT36RMAL | R22 | 2
DUCTED SPLIT SYSTEM | NA | DAIKIN | 4MXD80BVMA | R410A | 2
0 - NOT SET |  | APAC |  | NA | 0
PACKAGED AIR CONDITIONING UNIT | OO | APAC | S11 HP PH | R22 | 3
NON DUCTED SPLIT SYSTEM | 4900866 | DAIKIN | RY71LUY1 | R22 | 3
DUCTED SPLIT SYSTEM |  | TEMPERZONE | OSA85R | R22 | 3
CASSETTE SPLIT SYSTEM | 66519 | SANYO | SPW-C363GH8 | R22 | 4
CASSETTE SPLIT SYSTEM | T004479 | FUJITSU | AOTA30LGTL | R410A | 4
MULTI HEAD NON DUCTED SPLIT | O | DAIKIN | FKY35 | R410A | 4
PACKAGED AIR CONDITIONING UNIT | 644312 | THERMAL EQUP CO | OPA155RKT | R410A | 4
PACKAGED AIR CONDITIONING UNIT | U4457982 | HITACHI | RUA1012AT | R22 | 4
DUCTED SPLIT SYSTEM | NA | DAIKIN | RY125KUY1 | R22 | 4
DUCTED SPLIT SYSTEM | 2001 | DAIKIN | RY125KUY1 | R22 | 4
DUCTED SPLIT SYSTEM | E005601 | DAIKIN | RZQ150KV4A | R410A | 4
CASSETTE SPLIT SYSTEM | E001474 | DAIKIN | RQZ100HAY4A | R410A | 4
DUCTED SPLIT SYSTEM | UNKNOWN | DAIKIN | R14OFY1 | R22 | 5
PACKAGED AIR CONDITIONING UNIT | 620502 | APAC | PO19AHR9AD | R407C | 5
DUCTED SPLIT SYSTEM | 3P206959-2C | DAIKIN | RZQ125KV4A | R410A | 5
CASSETTE SPLIT SYSTEM | 117019 | SCHNEIDER | SPW-C483GH3 | R22 | 5
CASSETTE SPLIT SYSTEM |  | FUJITSU |  | R410A | 5
DUCTED SPLIT SYSTEM |  | TEMPERZONE | OSA220R | R22 | 5
DUCTED SPLIT SYSTEM |  | TEMPERZONE | OSA220R | R22 | 5
DUCTED SPLIT SYSTEM |  | TEMPERZONE |  | R22 | 5
DUCTED SPLIT SYSTEM |  | TEMPERZONE |  | R22 | 5
DUCTED SPLIT SYSTEM |  | TEMPERZONE |  | R22 | 5
DUCTED SPLIT SYSTEM |  | TEMPERZONE |  | R22 | 5
DUCTED SPLIT SYSTEM |  | TEMPERZONE | OSA220R | R22 | 5
DUCTED SPLIT SYSTEM | UNKNOWN | DAIKIN | RZQ125KV4A | R410A | 6
CASSETTE SPLIT SYSTEM | T004478 | FUJITSU | AOTA30LGTL | R410A | 6
DUCTED SPLIT SYSTEM | 3P085602-2A | DAIKIN | RZP100DV | R407C | 6
PACKAGED AIR CONDITIONING UNIT | 20561310 | DAIKIN | UAYQ90CY1A | R410A | 6
PACKAGED AIR CONDITIONING UNIT | K000172 | DAIKIN | UAYQ90CY1A | R410A | 6
PACKAGED AIR CONDITIONING UNIT | 2056210 | DAIKIN | UAYQ60CY1A | R410A | 6
DUCTED SPLIT SYSTEM | E012697 | DAIKIN | RZQ125KV4A | R410A | 6
CASSETTE SPLIT SYSTEM |  | FUJITSU |  | R22 | 7
DUCTED SPLIT SYSTEM | E012847 | DAIKIN | RZQ125KV4A | R410A | 8
PACKAGED AIR CONDITIONING UNIT | 4 | APAC | S | R22 | 8
PACKAGED AIR CONDITIONING UNIT | 7 | APAC | S | R22 | 8
PACKAGED AIR CONDITIONING UNIT | 620515 | APAC | PO35AHR09AD | R407C | 8
DUCTED SPLIT SYSTEM | E012707 | DAIKIN | RQZ125KV4A | R410A | 9
COOLING TOWER | 10J0704 | BARREL FAN | VXCS97 | R22 | 10
0 - NOT SET | 10J705 | BARREL FAN | VXCS97 | NA | 0
PACKAGED AIR CONDITIONING UNIT | O | APAC | S | R22 | 16
PACKAGED AIR CONDITIONING UNIT | 1 | APAC | S | R22 | 22
PACKAGED AIR CONDITIONING UNIT | 3 | APAC | S | R22 | 22
PACKAGED AIR CONDITIONING UNIT | 645699 | APAC | PO46AHR9AD | R22 | 100
REFRIGERATION COMPRESSORS | 15724401 | BITZER | 2X 8G60.2 | R22 | 140
REFRIGERATION COMPRESSORS | 7XCM701 | MITSUBISHI | CZ-127 | R22 | 140
DUCTED SPLIT SYSTEM | 91996 | TEMPERZONE | ISD 840KBV | NA | 0
DUCTED SPLIT SYSTEM |  | TEMPERZONE | ISD 310KBY | NA | 0
DUCTED SPLIT SYSTEM |  | TEMPERZONE | ISD 159KY | NA | 0
FAN COIL UNIT - DUCTED |  | NULL |  | NA | 0
FAN COIL UNIT - DUCTED |  | NULL |  | NA | 0
FAN COIL UNIT - DUCTED |  | NULL |  | NA | 0
FAN COIL UNIT - DUCTED |  | NULL |  | NA | 0
FAN COIL UNIT - NON DUCTED |  | NULL |  | NA | 0
FAN COIL UNIT - NON DUCTED |  | NULL |  | NA | 0
FAN COIL UNIT - DUCTED |  | NULL |  | NA | 0
FAN COIL UNIT - DUCTED |  | NULL |  | NA | 0
WALL MOUNTED SPLIT SYSTEM | E037367 | DAIKIN | FTXS35EVMA | NA | 0
FAN COIL UNIT - DUCTED |  | CARRIER |  | NA | 0
SWITCHBOARD MECHANICAL |  | NHP |  | NA | 0
SWITCHBOARD MECHANICAL |  | NULL |  | NA | 0
SWITCHBOARD MECHANICAL |  | NULL |  | NA | 0
CHILLED WATER PUMP | 9901668 | AJAX | 210415D | NA | 0
STAIRWELL PRESSURISATION FAN |  | NULL |  | NA | 0
AIR HANDLING UNIT |  | NULL |  | NA | 0
AIR HANDLING UNIT |  | NULL |  | NA | 0
AIR HANDLING UNIT |  | NULL |  | NA | 0
FAN COIL UNIT - NON DUCTED |  | NULL |  | NA | 0
FAN COIL UNIT - NON DUCTED |  | NULL |  | NA | 0
AIR FAN - SUPPLY |  | NULL |  | NA | 0
WALL MOUNTED SPLIT SYSTEM | E001158 | DAIKIN | RXS35BVMA | R410A | 2
DUCTED SPLIT SYSTEM | 807576 | TEMPERZONE | - | R410A | 5
DUCTED SPLIT SYSTEM | 775264 | TEMPERZONE | OSA310RKTBV | R410A | 8
DUCTED SPLIT SYSTEM | 98695 | TEMPERZONE | OSA840RKTBV | R410A | 12
CHILLER - WATER COOLED | 12T810750 | CARRIER | 30RW-160--0145-PEE-- | R407C | 30
AIR FAN - EXHAUST |  | NULL |  | NA | 0
AIR FAN - EXHAUST |  | NULL |  | NA | 0
WALL MOUNTED SPLIT SYSTEM |  | HITACHI |  | NA | 0
WALL MOUNTED SPLIT SYSTEM | E016067 | DAIKIN | FTXS71GVMA | NA | 0
WALL MOUNTED SPLIT SYSTEM | E015661 | DAIKIN | FTXS71GVMA | NA | 0
AIR FAN - RETURN |  | WOODS |  | NA | 0
BOILER - OIL FIRED |  | AIR NOISE | PR 007 | NA | 0
HEATING HOT WATER PUMP | JJ3501A66519E | NULL |  | NA | 0
CONDENSER WATER PUMP | 4557 | GRUNDFOS | 85901231-V01 | NA | 0
CONDENSER WATER PUMP |  | GRUNDFOS | 85901231-V01 | NA | 0
VARIABLE SPEED DRIVE | 057417G344 | DANFOSS | 131B3319 | NA | 0
CHILLED WATER PUMP |  | NULL |  | NA | 0
CHILLED WATER PUMP |  | NULL |  | NA | 0
VARIABLE SPEED DRIVE | 039117G344 | DANFOSS | 131B4249 | NA | 0
CONDENSER WATER PUMP |  | NULL |  | NA | 0
CONDENSER WATER PUMP |  | NULL |  | NA | 0
SWITCHBOARD MECHANICAL |  | NULL |  | NA | 0
0 - NOT SET |  | NULL |  | NA | 0
AIR FAN - EXHAUST |  | NULL |  | NA | 0
AIR FAN - EXHAUST |  | NULL |  | NA | 0
AIR HANDLING UNIT |  | NULL |  | NA | 0
FIRE PANEL |  | NULL |  | NA | 0
VARIABLE SPEED DRIVE |  | DANFOSS | 131B3319 | NA | 0
SWITCHBOARD MECHANICAL |  | NULL |  | NA | 0
VARIABLE SPEED DRIVE |  | DANFOSS |  | NA | 0
VARIABLE SPEED DRIVE |  | DANFOSS |  | NA | 0
CONDENSER WATER PUMP |  | NULL |  | NA | 0
CONDENSER WATER PUMP |  | NULL |  | NA | 0
CONDENSER WATER PUMP |  | NULL |  | NA | 0
COOLING TOWER |  | NULL |  | NA | 0
COOLING TOWER |  | NULL |  | NA | 0
COOLING TOWER |  | NULL |  | NA | 0
DOSING POT (CLOSED LOOPS) |  | NULL |  | NA | 0
AIR HANDLING UNIT |  | NULL |  | NA | 0
AIR HANDLING UNIT |  | NULL |  | NA | 0
TOILET EXHAUST FAN |  | NULL |  | NA | 0
TOILET EXHAUST FAN |  | NULL |  | NA | 0
AIR FAN - RETURN |  | NULL |  | NA | 0
PACKAGE AC - WATER SOURCED | 95969 | TEMPERZONE | CWP0290RKT | NA | 0
TOILET EXHAUST FAN |  | FANTECH |  | NA | 0
WALL MOUNTED SPLIT SYSTEM |  | HITACHI | RAS-3AT3 | R22 | 2
WALL MOUNTED SPLIT SYSTEM | E016393 | DAIKIN | RXS71FBVMA | R410A | 3
WALL MOUNTED SPLIT SYSTEM | E011174 | DAIKIN | RXS71FBVMA | R410A | 3
CHILLER - WATER COOLED | U96E04264 | TRANE | RTHB300ULD00NWP000UNN3LF2LFV0000 | R22 | 230
CHILLER - WATER COOLED | OJ 7872 | POWER PAX | WA096.2HH08.F3ASJA.F2ARJA.ONS | R134A | 291
AIR FAN - EXHAUST | 330069 | FANTECH | MMD5664 | NA | 0
AIR FAN - EXHAUST | 330071 | FANTECH | AP0564AP10B007 | NA | 0
DUCTED SPLIT SYSTEM | 1495W80453 | APAC | 57 HPEL-02 | R22 | 0
DUCTED SPLIT SYSTEM |  | APAC |  | R22 | 0
DUCTED SPLIT SYSTEM | 1695W80445 | APAC | S14 HPEL-02 | R22 | 0
DUCTED SPLIT SYSTEM | 1695W80449 | APAC | S25 HPEL | R22 | 0
DUCTED SPLIT SYSTEM | 1695W0443 | APAC | S25 HPEL | R22 | 0
DUCTED SPLIT SYSTEM |  | APAC |  | R22 | 0
DUCTED SPLIT SYSTEM |  | APAC |  | R22 | 0
DUCTED SPLIT SYSTEM |  | APAC |  | R22 | 0
DUCTED SPLIT SYSTEM |  | APAC |  | R22 | 0
DUCTED SPLIT SYSTEM |  | APAC |  | R22 | 0
DUCTED SPLIT SYSTEM |  | APAC |  | R22 | 0
DUCTED SPLIT SYSTEM |  | APAC |  | R22 | 0
DUCTED SPLIT SYSTEM |  | DAIKIN |  | NA | 0
DUCTED SPLIT SYSTEM |  | DAIKIN |  | R22 | 0
CASSETTE SPLIT SYSTEM | C000469 | DAIKIN | FCQ140PV4A | NA | 0
CASSETTE SPLIT SYSTEM | C000466 | DAIKIN | FCQ140PV4A | NA | 0
CASSETTE SPLIT SYSTEM |  | DAIKIN | FFQ50B8V1B | NA | 0
DUCTED SPLIT SYSTEM |  | APAC |  | R22 | 0
FAN COIL UNIT - DUCTED |  | DAIKIN |  | R22 | 0
DUCTED SPLIT SYSTEM |  | APAC |  | R22 | 0
DUCTED SPLIT SYSTEM | 1495W80384 | APAC | S24 WEL | NA | 0
DUCTED SPLIT SYSTEM |  | APAC |  | R22 | 0
DUCTED SPLIT SYSTEM |  | APAC | S24 WEL | NA | 0
DUCTED SPLIT SYSTEM |  | APAC |  | NA | 0
DUCTED SPLIT SYSTEM |  | APAC |  | NA | 0
FAN COIL UNIT - DUCTED | 013739SC | MULLER | MLH09R60P | NA | 0
DUCTED SPLIT SYSTEM | 1495W80394 | APAC | S24 WEL | NA | 0
DUCTED SPLIT SYSTEM |  | APAC | S24 WEL | NA | 0
DUCTED SPLIT SYSTEM | 1495W80388 | APAC | S24 WEL | NA | 0
DUCTED SPLIT SYSTEM | 1495W80387 | APAC | S24 WEL | NA | 0
DUCTED SPLIT SYSTEM |  | APAC |  | NA | 0
DUCTED SPLIT SYSTEM |  | APAC |  | NA | 0
DUCTED SPLIT SYSTEM |  | APAC |  | NA | 0
DUCTED SPLIT SYSTEM |  | APAC |  | NA | 0
DUCTED SPLIT SYSTEM | 1495W80400 | APAC | S9 WEL | NA | 0
DUCTED SPLIT SYSTEM |  | APAC |  | NA | 0
CASSETTE SPLIT SYSTEM |  | DAIKIN |  | NA | 0
DUCTED SPLIT SYSTEM |  | APAC |  | R22 | 0
DUCTED SPLIT SYSTEM | 80407 | APAC | S16 WEL | R22 | 0
DUCTED SPLIT SYSTEM |  | APAC |  | R22 | 0
DUCTED SPLIT SYSTEM |  | APAC |  | R22 | 0
DUCTED SPLIT SYSTEM |  | APAC |  | NA | 0
DUCTED SPLIT SYSTEM |  | APAC |  | NA | 0
DUCTED SPLIT SYSTEM |  | APAC |  | NA | 0
DUCTED SPLIT SYSTEM |  | APAC |  | NA | 0
DUCTED SPLIT SYSTEM | 1195W80125 | APAC | S24 WEL | NA | 0
DUCTED SPLIT SYSTEM |  | APAC |  | NA | 0
DUCTED SPLIT SYSTEM |  | APAC |  | NA | 0
DUCTED SPLIT SYSTEM |  | APAC |  | NA | 0
DUCTED SPLIT SYSTEM |  | APAC |  | NA | 0
DUCTED SPLIT SYSTEM |  | APAC |  | NA | 0
DUCTED SPLIT SYSTEM |  | APAC |  | NA | 0
FAN COIL UNIT - DUCTED |  | TRANE |  | NA | 0
FAN COIL UNIT - DUCTED |  | TRANE |  | NA | 0
FAN COIL UNIT - DUCTED |  | TRANE |  | NA | 0
FAN COIL UNIT - DUCTED |  | TRANE |  | NA | 0
FAN COIL UNIT - DUCTED |  | TRANE |  | NA | 0
FAN COIL UNIT - DUCTED |  | TRANE |  | NA | 0
FAN COIL UNIT - DUCTED |  | TRANE |  | NA | 0
FAN COIL UNIT - DUCTED |  | TRANE |  | NA | 0
FAN COIL UNIT - DUCTED |  | TRANE |  | NA | 0
FAN COIL UNIT - DUCTED |  | TRANE |  | NA | 0
FAN COIL UNIT - DUCTED |  | TRANE |  | NA | 0
FAN COIL UNIT - DUCTED |  | TRANE |  | NA | 0
FAN COIL UNIT - DUCTED |  | TRANE |  | NA | 0
FAN COIL UNIT - DUCTED |  | TRANE |  | NA | 0
FAN COIL UNIT - DUCTED |  | TRANE |  | NA | 0
DUCTED SPLIT SYSTEM |  | APAC |  | NA | 0
FAN COIL UNIT - DUCTED |  | TRANE |  | NA | 0
FAN COIL UNIT - DUCTED |  | APAC |  | NA | 0
DUCTED SPLIT SYSTEM | 1195W80147 | APAC | S16 WEL | NA | 0
DUCTED SPLIT SYSTEM |  | APAC |  | NA | 0
DUCTED SPLIT SYSTEM |  | APAC |  | NA | 0
DUCTED SPLIT SYSTEM |  | APAC |  | NA | 0
DUCTED SPLIT SYSTEM |  | APAC |  | NA | 0
SWITCHBOARD MECHANICAL |  | NULL |  | NA | 0
CHILLED WATER PUMP |  | NULL |  | NA | 0
VARIABLE SPEED DRIVE |  | TRANE | TR2000 | NA | 0
WATER FILTRATION SYSTEM |  | NULL |  | NA | 0
CHILLED WATER PUMP |  | NULL |  | NA | 0
VARIABLE SPEED DRIVE |  | TRANE | TR2000 | NA | 0
BOILER - GAS ATMOSPHERIC | 2347 | NULL | WATSONS HH500 | NA | 0
TOILET EXHAUST FAN | 93412 | FANTECH | P050-5-10 | NA | 0
TOILET EXHAUST FAN |  | FANTECH |  | NA | 0
TOILET EXHAUST FAN |  | FANTECH |  | NA | 0
TOILET EXHAUST FAN |  | FANTECH |  | NA | 0
SMOKE EXHAUST FAN |  | NULL |  | NA | 0
SMOKE EXHAUST FAN |  | NULL |  | NA | 0
AIR HANDLING UNIT |  | TRANE |  | NA | 0
AIR HANDLING UNIT |  | TRANE |  | NA | 0
HEATING HOT WATER PUMP |  | NULL |  | NA | 0
SWITCHBOARD MECHANICAL |  | NULL |  | NA | 0
CHILLED WATER PUMP |  | NULL |  | NA | 0
DUCTED SPLIT SYSTEM | E014816 | DAIKIN | RSX60FVMA | R410A | 2
DUCTED SPLIT SYSTEM | E004445 | DAIKIN | RZQ160PV4A | R410A | 2
DUCTED SPLIT SYSTEM | E003950 | DAIKIN | RZQ160PV4A | R410A | 2
DUCTED SPLIT SYSTEM | E003913 | DAIKIN | RZQ160PV4A | R410A | 2
DUCTED SPLIT SYSTEM | E003915 | DAIKIN | RZQ160PV4A | R410A | 2
NON DUCTED SPLIT SYSTEM | E008866 | DAIKIN | FTXS50GVMA | R410A | 3
DUCTED SPLIT SYSTEM | E0044447 | DAIKIN | RZQ160PV4A | R410A | 4
FLOOR STANDING CONSOLE SPLIT | 244101118RE | MITSUBISHI | SRC50ZJX-S | NA | 0
WALL MOUNTED SPLIT SYSTEM | 014403789-RE | MITSUBISHI | SRK80ZEA-S2 | NA | 0
WALL MOUNTED SPLIT SYSTEM | E002291 | GREGORY | ASTA34JCC | NA | 0
WALL MOUNTED SPLIT SYSTEM | 220512798RE | MITSUBISHI | SRK25ZJ-S1 | NA | 0
CASSETTE SPLIT SYSTEM | 3000175 | DAKO | FHY71DAV1 | NA | 0
WALL MOUNTED SPLIT SYSTEM | K80304758HK | MITSUBISHI | FDKN308H | NA | 0
CASSETTE SPLIT SYSTEM | 34F00134 | MODULEX | PLH-4AKS | NA | 0
CASSETTE SPLIT SYSTEM | 31M00105 | MODULEX | SLH1.6AR | NA | 0
CASSETTE SPLIT SYSTEM | 34F00132 | MODULEX | PLH-4AKS | NA | 0
CASSETTE SPLIT SYSTEM | 3ZF00178 | MODULEX | PLH-3AK | NA | 0
WALL MOUNTED SPLIT SYSTEM | 814005542-RE | MITSUBISHI | SRK35ZGA-S | NA | 0
WALL MOUNTED SPLIT SYSTEM | 814005444 RE | MITSUBISHI | SRK35ZGA-S | NA | 0
WALL MOUNTED SPLIT SYSTEM | 014206969 RE | MITSUBISHI | SRK71ZEA-S1 | NA | 0
WALL MOUNTED SPLIT SYSTEM | 390032324 | DAKO | FLX50JVEA | NA | 0
WALL MOUNTED SPLIT SYSTEM | 3900325 | DAKO | FLX50JVEA | NA | 0
WALL MOUNTED SPLIT SYSTEM | 3900349 | DAKO | FLX50JVEA | NA | 0
WALL MOUNTED SPLIT SYSTEM | K80400139HK | MODULEX | FDKN30H | NA | 0
WALL MOUNTED SPLIT SYSTEM | 3900680 | DAKO | FLX50AVMA | NA | 0
WALL MOUNTED SPLIT SYSTEM | 3900260 | DAKO | FLX50AVMA | NA | 0
WALL MOUNTED SPLIT SYSTEM | 3900260 | DAKO | FLX50AVMA | NA | 0
WALL MOUNTED SPLIT SYSTEM | 034003936 RE | MITSUBISHI | SCR80ZE-S2 | NA | 0
WALL MOUNTED SPLIT SYSTEM | H803 03652NF | MITSUBISHI | FDC306HEN3 | NA | 0
WALL MOUNTED SPLIT SYSTEM | T002662 | GREGORY | AOTR34JCT | NA | 0
WALL MOUNTED SPLIT SYSTEM | 35130250RE | MITSUBISHI | SRC25ZJ-S1 | NA | 0
CASSETTE SPLIT SYSTEM | 319 | MODULEX | PUH-4YKSA | NA | 0
CASSETTE SPLIT SYSTEM | 329 | MODULEX | PUH-4YKSA | NA | 0
CASSETTE SPLIT SYSTEM | NA | MODULEX | PUH-3YKA | NA | 0
WALL MOUNTED SPLIT SYSTEM | H803 03649 NF | MITSUBISHI | FDC306HEN3 | NA | 0
WALL MOUNTED SPLIT SYSTEM | 833325020 | MITSUBISHI | SRC35ZG-S | NA | 0
WALL MOUNTED SPLIT SYSTEM | 33808014 | MITSUBISHI | SRC71ZE-S1 | NA | 0
WALL MOUNTED SPLIT SYSTEM | 833324965 RE | MITSUBISHI | SRC35ZG-S | NA | 0
WALL MOUNTED SPLIT SYSTEM | H804 00418 NF | MITSUBISHI | FDC306HEN3 | NA | 0
CRAC AIR COOLED | 524124-0805-01 | LOVELOCK LUKE | LSF20-S-K | NA | 0
DUCTED SPLIT SYSTEM | E002421 | DAKO | RZQ125KV4A | NA | 0
WALL MOUNTED SPLIT SYSTEM | 3SB62966-1A | DAKO | RMX140JVMCB | NA | 0
WALL MOUNTED SPLIT SYSTEM | 6300924 | DAKO | 4MXD80BVMA | NA | 0
AIR FAN - EXHAUST | UNKNOWN | NULL | UNKNOWN | NA | 0
CHILLED WATER PUMP | A70892WAL112 | REHAU | 40-174R-T21B | NA | 0
CRAC UNIT | 524394-0905-01 | LOVELOCK LUKE | 113RA-100 | NA | 0
AIR FAN - EXHAUST | UNKNOWN | FEDERAL | UNKNOWN | NA | 0
AIR FAN - EXHAUST | LAB-MINIVENT | FEDERAL | MV252RE | NA | 0
AIR FAN - EXHAUST | NA | NULL | NA | NA | 0
AIR FAN - SUPPLY | A7108569 | TEMPERZONE | AEEBXX | NA | 0
AIR FAN - RETURN | 172308028 | TEMPERZONE | AEEBXX | NA | 0
DUCTED SPLIT SYSTEM | 8014651 | DAKO | FDYQ125KV1 | NA | 0
ELECTRIC DUCT HEATER | UNKNOWN | HELLER | UNKNOWN | NA | 0
VARIABLE SPEED DRIVE | ACS550-023A-4 | ABB | NEMA 1 | NA | 0
VARIABLE SPEED DRIVE | ACS550-023A-4 | ABB | NEMA 1 | NA | 0
PACKAGED AIR CONDITIONING UNIT | 0806-1824 | AIR CHANGE | ACL45RCRTP | NA | 0
ELECTRIC DUCT HEATER | UNKNOWN | NULL | UNKNOWN | NA | 0
CHILLER - AIR COOLED | 22471410321001 | TRITEC ELECT | CXAHO807DKIRVNE | NA | 0
ELECTRIC DUCT HEATER | UNKNOWN | HELLER | UNKNOWN | NA | 0
ELECTRIC DUCT HEATER | UNKNOWN | HIROTECH | UNKNOWN | NA | 0
ELECTRIC DUCT HEATER | UNKNOWN | HELLER | UNKNOWN | NA | 0
ELECTRIC DUCT HEATER | UNKNOWN | HELLER | UNKNOWN | NA | 0
ELECTRIC DUCT HEATER | UNKNOWN | HELLER | UNKNOWN | NA | 0
ELECTRIC DUCT HEATER | UNKNOWN | HELLER | UNKNOWN | NA | 0
ELECTRIC DUCT HEATER | UNKNOWN | HELLER | UNKNOWN | NA | 0
DUCTED SPLIT SYSTEM | UNKNOWN | HELLER | UNKNOWN | NA | 0
ELECTRIC DUCT HEATER | UNKNOWN | HELLER | UNKNOWN | NA | 0
ELECTRIC DUCT HEATER | UNKNOWN | HELLER | UNKNOWN | NA | 0
PACKAGED AIR CONDITIONING UNIT | 51959 | ALFA LAVAL | HCPK 50 RT | NA | 0
PACKAGED AIR CONDITIONING UNIT | 3290W22411 | ACPAC | S17HPBH | NA | 0
WALL MOUNTED SPLIT SYSTEM | K80304756HK | MITSUBISHI | FDKN308H | NA | 0
CASSETTE SPLIT SYSTEM | 34F00120 | MODULEX | PLH-4AKS | NA | 0
CASSETTE SPLIT SYSTEM | 6300235 | DAKO | RY71DAY1 | NA | 0
CASSETTE SPLIT SYSTEM | 231 | MODULEX | PUH-4YKSA | NA | 0
CASSETTE SPLIT SYSTEM | NA | MODULEX | SUH-1.6VR2 | NA | 0
VARIABLE SPEED DRIVE |  | AGER | VSC 2000 | NA | 0
FIELD CONTROLLER | UNKNOWN | TECO | UNKNOWN | NA | 0
SWITCHBOARD MECHANICAL |  | LAMINAR HI-FLOW |  | NA | 0
PACKAGED AIR CONDITIONING UNIT | 4100069637 | ACCENT AIR | ACEP14-A | NA | 0
AIR FAN - EXHAUST | NA | DUNN AIR | NA | NA | 0
AIR FAN - EXHAUST | NA | NULL | NA | NA | 0
AIR FAN - EXHAUST | NA | DUNN AIR | NA | NA | 0
AIR FAN - EXHAUST | NA | NULL | NA | NA | 0
AIR FAN - EXHAUST | NA | NULL | NA | NA | 0
AIR FAN - EXHAUST | NA | NULL | NA | NA | 0
AIR FAN - EXHAUST | NA | NULL | NA | NA | 0
WALL MOUNTED SPLIT SYSTEM | DG79R804H01 | MODULEX | MSH-18NV | R22 | 2
WALL MOUNTED SPLIT SYSTEM | NA | MODULEX | MSH-18NV | R22 | 2
CASSETTE SPLIT SYSTEM | A14805438RK | MITSUBISHI | FDTA501R | R410A | 4
CASSETTE SPLIT SYSTEM | A14805490RK | MITSUBISHI | FDTA501R | R410A | 4
CASSETTE SPLIT SYSTEM | A145805436RK | MITSUBISHI | FDTA501R | R410A | 4
CASSETTE SPLIT SYSTEM | A14805440RK | MITSUBISHI | FDTA501R | R410A | 4
CASSETTE SPLIT SYSTEM | A14805439KR | MITSUBISHI | FDTA501R | R410A | 4
CASSETTE SPLIT SYSTEM | A14805445RK | MITSUBISHI | FDTA501R | R410A | 4
CASSETTE SPLIT SYSTEM | A14805488KR | MITSUBISHI | FTDA501R | R410A | 4
CASSETTE SPLIT SYSTEM | W14803451 VF | MITSUBISHI | FDCVA502HENAR | R410A | 4
CASSETTE SPLIT SYSTEM | W14803529VF | MITSUBISHI | FDCVA502HENAR | R410A | 4
CASSETTE SPLIT SYSTEM | W14801642VF | MITSUBISHI | FD VA502HENAR | R410A | 4
CASSETTE SPLIT SYSTEM | W14803312VF | MITSUBISHI | FDCVA502HENAR | R410A | 4
0 - NOT SET | W14802522VF | MITSUBISHI | FDCVA502HENAR | NA | 0
0 - NOT SET | W14801445VF | MITSUBISHI | FDCVA502HENAR | NA | 0
CASSETTE SPLIT SYSTEM | W14803424VF | MITSUBISHI | FDCVA502HENAR | R410A | 4
AIR FAN - EXHAUST | NA | NULL | EXHAUST FAN | NA | 0
SWITCHBOARD MECHANICAL | NA | KOSSMANN BROS | NA | NA | 0
DOMESTIC HW UNIT (GAS) | NA | NULL | NA | NA | 0
PACKAGED AIR CONDITIONING UNIT | 852324 | APAC | PO55AHR9AE | R22 | 14
PACKAGED AIR CONDITIONING UNIT | 851592 | APAC | PO55AHR9AE | R22 | 14
PACKAGED AIR CONDITIONING UNIT | 852324 | APAC | PO55AHR9AE | R22 | 14
PACKAGED AIR CONDITIONING UNIT | 851512 | APAC | PO55AHR9AE | R22 | 14
NON DUCTED SPLIT SYSTEM | 508KAED00228 | LG | LSQ090C-2 | R22 | 0
AIR COOLED SPLIT SYSTEM | NOT AVALIABLE | LG | LSQ090C | R22 | 0
HEATING WATER STORAGE VESSEL |  | NULL | 50LT | NA | 0
SWITCHBOARD MECHANICAL | NA | SAMCO | NA | NA | 0
TOILET EXHAUST FAN |  | FANTECH |  | NA | 0
ROOM AIR CONDITIONING UNIT | 508KARW00310 | LG | S09AHN | R410A | 1
AIR COOLED SPLIT SYSTEM | 510KAHG00377 | LG | S09AHN | R410A | 1
CASSETTE SPLIT SYSTEM |  | DAIKIN | FHY50CK | R22 | 2
AIR COOLED SPLIT SYSTEM | E003524 | DAIKIN | RY50GAV1A | R22 | 2
PACKAGED AIR CONDITIONING UNIT |  | APAC | PO75ARD007500 | R22 | 16
PACKAGED AIR CONDITIONING UNIT | 739831 | APAC | PO75AHR9AD | R22 | 16
PACKAGED AIR CONDITIONING UNIT | 739832 | APAC | PO75AHR9AD | R22 | 16
WALL MOUNTED SPLIT SYSTEM | E049332 | FUJITSU | ASTG09LVCA | R410A | 0
WALL MOUNTED SPLIT SYSTEM | E049237 | FUJITSU | ASTG09LVCA | R410A | 0
TOILET EXHAUST FAN | NA | FANTECH | NA | NA | 0
TOILET EXHAUST FAN | NA | FANTECH | NA | NA | 0
WALL MOUNTED SPLIT SYSTEM | NA | FUJITSU | ASTG09KMCA | R410A | 2
WALL MOUNTED SPLIT SYSTEM | NA | FUJITSU | ASTG09KMCA | R410A | 2
AIR FAN - EXHAUST | NA | FANTECH | NA | NA | 0
WALL MOUNTED SPLIT SYSTEM | NA | TOSHIBA | NA | NA | 0
0 - NOT SET |  | TRIDIUM |  | NA | 0
WALL MOUNTED SPLIT SYSTEM | NA | MITSUBISHI | NA | NA | 0
WALL MOUNTED SPLIT SYSTEM | NA | TOSHIBA | NA | NA | 0
WALL MOUNTED SPLIT SYSTEM | NA | TOSHIBA | NA | NA | 0
WALL MOUNTED SPLIT SYSTEM |  | TRANE |  | R410A | 1
0 - NOT SET |  | TRANE |  | NA | 0
0 - NOT SET |  | TRANE |  | NA | 0
WALL MOUNTED SPLIT SYSTEM | NA | TOSHIBA | NA | R410A | 1
0 - NOT SET |  | TROX |  | NA | 0
WALL MOUNTED SPLIT SYSTEM | NA | TOSHIBA | NA | R410A | 1
WALL MOUNTED SPLIT SYSTEM |  | TRANE |  | R410A | 1
WALL MOUNTED SPLIT SYSTEM | NA | TRANE | NA | R410A | 1
WALL MOUNTED SPLIT SYSTEM | NA | TOSHIBA | NA | R410A | 1
WALL MOUNTED SPLIT SYSTEM | NA | TOSHIBA | NA | R410A | 1
WALL MOUNTED SPLIT SYSTEM | NA | TOSHIBA | NA | NA | 0
COOL ROOM |  | CAMEO |  | R404A | 8
COOL ROOM |  | CAMEO |  | R404A | 8
COOL ROOM |  | NULL |  | R404A | 8
CONDENSER UNIT | NA | ACPAC | NA | R404A | 8
FAN COIL UNIT - DUCTED |  | THERMAL EQUP CO | IMD | NA | 0
AIR FAN - RETURN |  | FEDERAL | AXIALAP0564AP1012 | NA | 0
AIR FAN - RETURN |  | FEDERAL | AXIALAP0564AP1012 | NA | 0
AIR FAN - RETURN |  | FEDERAL | AXIALAP0564AP1012 | NA | 0
AIR FAN - RETURN |  | FEDERAL | AXIALAP0564AP1012 | NA | 0
AIR FAN - RETURN |  | FEDERAL | AXIALAP0564AP1012 | NA | 0
AIR FAN - RETURN |  | FEDERAL | AXIALAP0564AP1012 | NA | 0
AIR FAN - RETURN |  | FEDERAL | AXIALAP0564AP1012 | NA | 0
AIR FAN - RETURN |  | FEDERAL | AXIALAP0564AP1012 | NA | 0
AIR FAN - RETURN |  | FEDERAL | AXIALAP0564AP1012 | NA | 0
AIR FAN - RETURN |  | FEDERAL | AXIALAP0564AP1012 | NA | 0
AIR FAN - RETURN |  | FEDERAL | AXIALAP0564AP1012 | NA | 0
AIR FAN - RETURN |  | FEDERAL | AXIALAP0564AP1012 | NA | 0
AIR FAN - RETURN |  | FEDERAL | AXIALAP0564AP1012 | NA | 0
AIR FAN - RETURN |  | FEDERAL | AXIALAP0564AP1012 | NA | 0
AIR FAN - RETURN |  | FEDERAL | AXIALAP0564AP1012 | NA | 0
FAN COIL UNIT - DUCTED |  | THERMAL EQUP CO | IMD-1354-1 | NA | 0
FIRE DAMPER |  | NULL |  | NA | 0
FIRE DAMPER |  | NULL |  | NA | 0
FIRE DAMPER |  | NULL |  | NA | 0
FIRE DAMPER |  | NULL |  | NA | 0
FIRE DAMPER |  | NULL |  | NA | 0
FIRE DAMPER |  | NULL |  | NA | 0
FIRE DAMPER |  | NULL |  | NA | 0
CHILLER - AIR COOLED | EKR 4189 | TRANE | RTAC 155 | R134A | 186
CHILLER - AIR COOLED | EKR4190 | TRANE | RTAC 155 | R134A | 187
FIRE DAMPER |  | NULL |  | NA | 0
FIRE DAMPER |  | NULL |  | NA | 0
FIRE DAMPER |  | NULL |  | NA | 0
NON DUCTED SPLIT SYSTEM | E001801 | DAKO | FTXS100JVMA | NA | 0
FRIDGE | 3120094 | WHITE MCALISTER | RA1405-R | NA | 0
FRIDGE | HA130311226 | NULL | TME1000-H | R134A | 1
FRIDGE | U-6 | NULL | ARCUS AUD2 | R22 | 1
WALL MOUNTED SPLIT SYSTEM | 8007934T | MODULEX | MUZ-GB50VA | NA | 0
WALL MOUNTED SPLIT SYSTEM | 76P00769 | MODULEX | SUZ-KA35VA | NA | 0
0 - NOT SET | NONE | NULL | NONE | NA | 0
AIR FAN - EXHAUST | NO SERIAL ID | FEDERAL | NO MODEL ID | NA | 0
PACKAGED AIR CONDITIONING UNIT | NO SERIAL ID | ALFA LAVAL | NO MODEL ID | NA | 0
AIR FAN - EXHAUST | NO SERIAL ID | FEDERAL | NO MODEL ID | NA | 0
AIR FAN - SUPPLY | 115638 | FEDERAL | AP0634P10B01521 | NA | 0
DUCTED SPLIT SYSTEM | NO SERIAL ID | ALFA LAVAL | NO MODEL ID | NA | 0
WALL MOUNTED SPLIT SYSTEM | NONE | NULL | NONE | NA | 0
WALL MOUNTED SPLIT SYSTEM | 8010994 | MODULEX | MUZ GB 35VA | NA | 0
AIR FAN - EXHAUST | NONE | NULL | NONE | NA | 0
WALL MOUNTED SPLIT SYSTEM | NO SERIAL ID | NULL | NO MODEL ID | NA | 0
DUCTED SPLIT SYSTEM | NO SERIAL ID | THERMAL EQUP CO | OSA150 C | NA | 0
AIR FAN - EXHAUST | 102779 | FEDERAL | CHE404 | NA | 0
PACKAGED AIR CONDITIONING UNIT | NO SERIAL ID | CARRIER | 50YQ060900 | R22 | 6
PACKAGED AIR CONDITIONING UNIT | P417151 | CARRIER | 50YQ036900 | R22 | 4
PACKAGED AIR CONDITIONING UNIT | TBA | TEMPERZONE | OPA116RKTYH | R410A | 4
PACKAGED AIR CONDITIONING UNIT | TBA | TEMPERZONE | OPA186RKTYH | R410A | 5
AIR FAN - EXHAUST | NO SERIAL ID | NULL | NO MODEL ID | NA | 0
AIR FAN - EXHAUST | 500 | NULL | CYCLO FANS V30 184 SP | NA | 0
AIR FAN - EXHAUST | NO SERIAL ID | NULL | NO MODEL ID | NA | 0
AIR FAN - EXHAUST | NONE | FEDERAL | NONE | NA | 0
AIR FAN - EXHAUST | NO SERIAL ID | FEDERAL | NO MODEL ID | NA | 0
AIR FAN - EXHAUST | NONE | NULL | NONE | NA | 0
AIR FAN - EXHAUST | 300 | NULL | CYCLO FANS V38 374 SP | NA | 0
AIR FAN - EXHAUST | 300 | NULL | CYCLO FANS V30 374 SP | NA | 0
WALL MOUNTED SPLIT SYSTEM | 1097800448 | CIEMANTS | 38QKO12703 | NA | 0
BOILER - GAS ATMOSPHERIC | NO SERIAL NUMBER | NULL | MAKE: IDEAL CONCORD | NA | 0
COOLING TOWER | 09J0898 | BARREL FAN | VXT150 | NA | 0
CONDENSER WATER PUMP | A55345W | REHAU | 100L-170 T21B | NA | 0
CHILLER - WATER COOLED | NO SERIAL ID | ENGLISH ELECT | NO MODEL ID | R22 | 80
CHILLER - WATER COOLED | NO SERIAL ID | ENGLISH ELECT | NO MODEL ID | NA | 0
SWITCHBOARD MECHANICAL | NO SERIAL ID | NULL | NO MODEL ID | NA | 0
SWITCHBOARD MECHANICAL | NONE | NULL | NONE | NA | 0
AIR FAN - SUPPLY | 805 CYD | ROBERT SHAW | E5125 | NA | 0
AIR FAN - SUPPLY | 805 CYD | ROBERT SHAW | E5125 | NA | 0
PACKAGED AIR CONDITIONING UNIT | 0600W139778 | AQUA | P042AHR9AA | NA | 0
PACKAGED AIR CONDITIONING UNIT | 0600W139779 | AQUA | PO46AHR9AB | NA | 0
PACKAGED AIR CONDITIONING UNIT | 0600W139781 | AQUA | P036AHR9AA | NA | 0
PACKAGED AIR CONDITIONING UNIT | 0600W139780 | AQUA | PO46AHR9AB | NA | 0
DUCTED SPLIT SYSTEM | UNREADABLE | THERMAL EQUP CO | OSA920RB-X | NA | 31
FIRE DAMPER | NO SERIAL ID | NULL | NO MODEL ID | NA | 0
FIRE DAMPER | NO SERIAL ID | NULL | NO MODEL,ID | NA | 0
FIRE DAMPER | NO SERIAL ID | NULL | NO MODEL ID | NA | 0
FIRE DAMPER | NO SERIAL ID | NULL | NO MODEL ID | NA | 0
DUCTED SPLIT SYSTEM | NONE | ALFA LAVAL | NONE | NA | 0
AIR COOLED SPLIT SYSTEM | 56925 | BONAIR | B40-063 | NA | 0
SUMP/DRAINAGE PUMP | NA | NULL | CU192F (BECKETT CORP) | NA | 0
AIR FAN - OUTSIDE | NOT READABLE | NULL | EBM R2E190-AO26-37 | NA | 0
AIR FAN - OUTSIDE | NOT READABLE | NULL | EBM R2E190-AE77-24 TW | NA | 0
DUCTED SPLIT SYSTEM | 700 170 0090 | AIRTEMP | C 601 H | NA | 0
CASSETTE SPLIT SYSTEM | 900476 | DAKO | R60GAV1A | NA | 0
CASSETTE SPLIT SYSTEM | 900466 | DAKO | R60GAV1A | NA | 0
SWITCHBOARD MECHANICAL | NA | NULL | SPHERE | NA | 0
ROOM AIR CONDITIONING UNIT | NOT READABLE | GREGORY | ASTA34JCC | NA | 0
UNDER CEILING SPLIT SYSTEM | 9000101 | DAKO | FHY125FVE | NA | 0
FAN COIL UNIT - NON DUCTED | 18A01801 | MODULEX | PCA-RP125KAQ | NA | 0
UNDER CEILING SPLIT SYSTEM | T000042 | GREGORY | ABT45UBAG | NA | 0
WALL MOUNTED SPLIT SYSTEM | E043340 | GREGORY | ASTA18LCC | NA | 0
DUCTED SPLIT SYSTEM | 3356 | AIRITE | S6.5VE | NA | 0
AIR HANDLING UNIT | NA | MODULEX | SCR50ZDA | NA | 0
CASSETTE SPLIT SYSTEM | UNKNOWN | DAKO | FFQ50B8V1B | NA | 0
CASSETTE SPLIT SYSTEM | 285 | GREGORY | AUT30RLD-W | NA | 0
NON DUCTED SPLIT SYSTEM | E015278 | DAKO | RXS50FBVMA | NA | 0
CASSETTE SPLIT SYSTEM | T001441 | GREGORY | AOT30RMBL | NA | 0
FAN COIL UNIT - DUCTED | NA | THERMAL EQUP CO | IMDL130 | NA | 0
DUCTED SPLIT SYSTEM | 9YM 01271 | MODULEX | PEA-RP125EA | NA | 0
DUCTED SPLIT SYSTEM | 91U01143 | MODULEX | PUHZ-RP125VHA2 | NA | 0
CASSETTE SPLIT SYSTEM | NA | MODULEX | SLZ-KA50VAL | NA | 0
CASSETTE SPLIT SYSTEM | 78P 02295 | MODULEX | SUZ-KA50VA | NA | 0
CASSETTE SPLIT SYSTEM | C10200286PK | MODULEX | FDT100V | NA | 0
CASSETTE SPLIT SYSTEM | 3857491 | DAKO | BYFQ60B8W1 | NA | 0
CASSETTE SPLIT SYSTEM | 23817 | DAKO | FDYQ100KAV1 | NA | 0
DUCTED SPLIT SYSTEM | UNKNOWN | DAKO | FDYQ100KAV1 | NA | 0
CASSETTE SPLIT SYSTEM | UNKNOWN | DAKO | UNKNOWN | NA | 0
CASSETTE SPLIT SYSTEM | E008994 | DAKO | RXS50JVMA | NA | 0
DUCTED SPLIT SYSTEM | E011928 | DAKO | RZQ125KV4A | NA | 0
DUCTED SPLIT SYSTEM | E011251 | DAKO | RZQ100KV4A | NA | 0
DUCTED SPLIT SYSTEM | 9000469 | APC | EDK36H | NA | 0
NON DUCTED SPLIT SYSTEM |  | TEMPERZONE | LA2304HS | NA | 0
DUCTED SPLIT SYSTEM | UNABLE TO OBTAIN | MODULEX | SPLIT DUCTED | NA | 0
NON DUCTED SPLIT SYSTEM | 3604Y50491 | CIEMANTS | 42PQV050 | NA | 0
DUCTED SPLIT SYSTEM | UNABLE TO OBTAIN | MODULEX | DUCTED SPLIT SYSTEM | NA | 0
VARIABLE AIR VOLUME UNITS | UNABLE TO OBTAIN | FEDERAL | UNABLE TO OBTAIN | NA | 0
AIR COOLED SPLIT SYSTEM | 8YUO1011 | MODULEX | PUHZ-BP200YHA | NA | 0
AIR COOLED SPLIT SYSTEM | 8XU00850 | MODULEX | PUHZ-BP200YHA | NA | 0
AIR COOLED SPLIT SYSTEM | 38AS6134080 | CIEMANTS | 42PQV040X38VYX040X | NA | 0
AIR COOLED SPLIT SYSTEM | 308P0163 | CIEMANTS | 38BYX050 | NA | 0
PACKAGE AC - WATER SOURCED | 438616 | THERMAL EQUP CO | HWP78R | NA | 0
PACKAGE AC - WATER SOURCED | 585824 | THERMAL EQUP CO | HWP41R | NA | 0
PACKAGE AC - WATER SOURCED | 566091 | THERMAL EQUP CO | HWP41R | NA | 0
DUCTED SPLIT SYSTEM | 438625 | THERMAL EQUP CO | HWP78R | NA | 0
PACKAGE AC - WATER SOURCED | 438612 | THERMAL EQUP CO | HWP78R | NA | 0
PACKAGE AC - WATER SOURCED | 579916 | THERMAL EQUP CO | HWP49R | NA | 0
DUCTED SPLIT SYSTEM | 561406 | THERMAL EQUP CO | HWP49R | NA | 0
PACKAGE AC - WATER SOURCED | 346072 | THERMAL EQUP CO | HWP33R | NA | 0
DUCTED SPLIT SYSTEM | 438628 | THERMAL EQUP CO | HWP78R | NA | 0
PACKAGE AC - WATER SOURCED | 546075 | THERMAL EQUP CO | HWP33R | NA | 0
PACKAGE AC - WATER SOURCED | 427522 | THERMAL EQUP CO | HWP41R | NA | 0
PACKAGE AC - WATER SOURCED | 438637 | THERMAL EQUP CO | HWP78R | NA | 0
PACKAGE AC - WATER SOURCED | 438611 | THERMAL EQUP CO | HWP78R | NA | 0
PACKAGE AC - WATER SOURCED | 557971 | THERMAL EQUP CO | HWP49R | NA | 0
PACKAGE AC - WATER SOURCED | 557959 | THERMAL EQUP CO | HWP49R | NA | 0
PACKAGE AC - WATER SOURCED | 773547 | THERMAL EQUP CO | HWP77RKSN | NA | 0
PACKAGE AC - WATER SOURCED | 438668 | THERMAL EQUP CO | HWP78R | NA | 0
PACKAGE AC - WATER SOURCED | 546078 | THERMAL EQUP CO | HWP33R | NA | 0
PACKAGE AC - WATER SOURCED | 546069 | THERMAL EQUP CO | HWP33R | NA | 0
COOLING TOWER | C1101 | AQUA HEAT PUMP | CRS011C | NA | 0
COOLING TOWER | 0J0679 | BARREL FAN | VXIS50-4 | NA | 0
0 - NOT SET | NA | ASEA | NA | NA | 0
PACKAGE AC - WATER SOURCED | 565540 | THERMAL EQUP CO | HWP33C | NA | 0
PACKAGE AC - WATER SOURCED | 87840 | THERMAL EQUP CO | CWP0170RKT | NA | 0
PACKAGE AC - WATER SOURCED | 569019 | THERMAL EQUP CO | HWP78C | NA | 0
DUCTED SPLIT SYSTEM | 568364 | THERMAL EQUP CO | HWP41C | NA | 0
PACKAGE AC - WATER SOURCED | 569023 | THERMAL EQUP CO | HWP78C | NA | 0
PACKAGE AC - WATER SOURCED | 427520 | THERMAL EQUP CO | HWP41R | NA | 0
PACKAGE AC - WATER SOURCED | 438649 | THERMAL EQUP CO | HWP78R | NA | 0
PACKAGE AC - WATER SOURCED | 546080 | THERMAL EQUP CO | HWP33R | NA | 0
PACKAGE AC - WATER SOURCED | 43866 | THERMAL EQUP CO | HWP78R | NA | 0
PACKAGE AC - WATER SOURCED | 438634 | THERMAL EQUP CO | HWP78R | NA | 0
PACKAGE AC - WATER SOURCED | 546070 | THERMAL EQUP CO | HWP33R | NA | 0
PACKAGE AC - WATER SOURCED | 438633 | THERMAL EQUP CO | HWP78R | NA | 0
PACKAGE AC - WATER SOURCED | 569044 | THERMAL EQUP CO | HWP78C | NA | 0
CONDENSER WATER PUMP | 10042 GBJ | MTA HCYGNUS | FRAME 180M-4, 18.5KW, 33AMPS | NA | 0
CONDENSER WATER PUMP | 5.5KW FRAME:D132S SERIAL:20469ALJ 10.7A | WALKER | TAC TECO | NA | 0
CONDENSER WATER PUMP | 10062 GBJ | MTA HCYGNUS | FRAME: 180M-4, 18.5KW, 33AMPS | NA | 0
0 - NOT SET | NA | ASEA | NA | NA | 0
PACKAGE AC - WATER SOURCED | 568373 | THERMAL EQUP CO | HWP41C | NA | 0
PACKAGE AC - WATER SOURCED | 569011 | THERMAL EQUP CO | HWP78C | NA | 0
PACKAGE AC - WATER SOURCED | 569047 | THERMAL EQUP CO | HWP78C | NA | 0
PACKAGE AC - WATER SOURCED | 568350 | THERMAL EQUP CO | HWP41C | NA | 0
PACKAGE AC - WATER SOURCED | 95300 | THERMAL EQUP CO | CWP0077RKS | NA | 0
PACKAGE AC - WATER SOURCED | 96024 | THERMAL EQUP CO | CWP0077RKS | NA | 0
PACKAGE AC - WATER SOURCED | 435093 | THERMAL EQUP CO | HWP78R | NA | 0
PACKAGE AC - WATER SOURCED | 535756 | THERMAL EQUP CO | HWP78R | NA | 0
PACKAGE AC - WATER SOURCED | 438636 | THERMAL EQUP CO | HWP78R | NA | 0
PACKAGE AC - WATER SOURCED | 438678 | THERMAL EQUP CO | HWP78R | NA | 0
CRAC WATER COOLED | 522781-0405-03 | STIEBEL | 240FW-100 | NA | 0
CRAC WATER COOLED | 522781-0405-01 | STIEBEL | 240FW-100 | NA | 0
CRAC WATER COOLED | 526132-0306-02 | STIEBEL | 240FW100 | NA | 0
CRAC WATER COOLED | 526132-0306-01 | STIEBEL | 240FW100 | NA | 0
PACKAGE AC - WATER SOURCED | 764064 | THERMAL EQUP CO | HWP58CKSYN | NA | 0
DUCTED SPLIT SYSTEM |  | NULL |  | NA | 0
VARIABLE AIR VOLUME UNITS |  | NULL |  | NA | 0
CRAC WATER COOLED | 526130-0306-02 | STIEBEL | 240FW100 | NA | 0
CRAC WATER COOLED | 526130-0306-03 | STIEBEL | 240FW100 | NA | 0
CRAC WATER COOLED | 526130-0306-01 | STIEBEL | 240FW100 | NA | 0
DUCTED SPLIT SYSTEM |  | NULL |  | NA | 0
DUCTED SPLIT SYSTEM |  | NULL |  | NA | 0
NON DUCTED SPLIT SYSTEM | 710E0593 | CIEMANTS | 38NYV035 | NA | 0
NON DUCTED SPLIT SYSTEM | 8200013 | CIEMANTS | 38NYV035 | NA | 0
NON DUCTED SPLIT SYSTEM | 322274 | KIRBY | L340 | NA | 0
NON DUCTED SPLIT SYSTEM | 368100689 | CIEMANTS | WR125 | NA | 0
NON DUCTED SPLIT SYSTEM | 368300560 | CIEMANTS | WL2000C | NA | 0
CASSETTE SPLIT SYSTEM | 250 | MODULEX | SLZ-KA-50VA | R410A | 0
NON DUCTED SPLIT SYSTEM |  | MODULEX |  | NA | 0
AIR COOLED SPLIT SYSTEM | 8YP00144 | MODULEX | SUZ-KA-50VA | R410A | 1.6
DUCTED SPLIT SYSTEM | NA | GREGORY | NA | NA | 0
DUCTED SPLIT SYSTEM | T000905 | GREGORY | AOT30RMBL | NA | 0
CRAC WATER COOLED | 521511-1104-01 | LOVELOCK LUKE | 243FC-100-M-AUS | NA | 0
CRAC WATER COOLED | 521511-1104-01 | LOVELOCK LUKE | 243FC-100-M-AUS | NA | 0
FAN COIL UNIT - DUCTED | 41042399 | MIJELL | 13-30-47 | NA | 0
FAN COIL UNIT - DUCTED | DD042339 | MIJELL | 13-30-47 | NA | 0
FAN COIL UNIT - DUCTED | DD042399 | MIJELL | 13-30-32 | NA | 0
ELECTRIC DUCT HEATER | (CUST NO) M06325 | BROLEC | (CAT NO) 1CCSS15WBKI | NA | 0
ELECTRIC DUCT HEATER | (CUST NO) M06325 | BROLEC | (CAT NO) 1CCSS15WBKI | NA | 0
FAN COIL UNIT - DUCTED | DD042399 | MIJELL | 13-30-47 | NA | 0
FAN COIL UNIT - DUCTED | DD042399 | MIJELL | 13-30-32 | NA | 0
ELECTRIC DUCT HEATER | (CUST NO) M06325 | BROLEC | (CAT NO) 1CCSS15WBKI | NA | 0
ELECTRIC DUCT HEATER | (CUST NO) M06325 | BROLEC | (CAT NO) 1CCSS15WBKI | NA | 0
FAN COIL UNIT - DUCTED | DD042399 | MIJELL | 13-30-47 | NA | 0
FAN COIL UNIT - DUCTED | DD042399 | MIJELL | 13-30-47 | NA | 0
ELECTRIC DUCT HEATER | (CUST NO) M06325 | BROLEC | (CAT NO) 20C5520UBKI | NA | 0
FAN COIL UNIT - DUCTED | DD043299 | ASEA | 13-30-32 | NA | 0
ELECTRIC DUCT HEATER | (CUST NO) M06325 | BROLEC | (CAT NO) 1CCSS15WBKI | NA | 0
ELECTRIC DUCT HEATER | (CUST NO) M06325 | BROLEC | (CAT NO) 1CCSS15WBKI | NA | 0
ELECTRIC DUCT HEATER | M06325 (CUST REF) | BROLEC | 2CCSS20UBKI (CAT NO) | NA | 0
FAN COIL UNIT - DUCTED | 4044088 | MIJELL | AS540,3 | NA | 0
FAN COIL UNIT - DUCTED | 4044088 | MIJELL | AS540-3 | NA | 0
FAN COIL UNIT - DUCTED | 4044088 | MIJELL | AS2703 | NA | 0
ELECTRIC DUCT HEATER |  | BROLEC | ICCSS15WBK1 | NA | 0
AIR FAN - OUTSIDE | 282773 | FEDERAL | PCE404ER | NA | 0
ELECTRIC DUCT HEATER | M06325 | ASEA | ICCSS15WBKJ | NA | 0
FAN COIL UNIT - DUCTED | 04'042399 | MIJELL | AS540'3 | NA | 0
FAN COIL UNIT - DUCTED | 04'042399 | MIJELL | 4S540'3 | NA | 0
FAN COIL UNIT - DUCTED | 04'042399 | MIJELL | AS'270'3 | NA | 0
ELECTRIC DUCT HEATER | M06325 | BROLEC | ICDSS15WBKJ | NA | 0
AIR FAN - OUTSIDE | 254288 | FEDERAL | PCE404ER | NA | 0
AIR FAN - OUTSIDE | 384999 | FEDERAL | PCE404ER | NA | 0
FAN COIL UNIT - DUCTED |  | MIJELL |  | NA | 0
ELECTRIC DUCT HEATER | M06325 | BROLEC | ICCSS14WBK1 | NA | 0
FAN COIL UNIT - DUCTED | 04'042399 | MIJELL | AS540'3 | NA | 0
ELECTRIC DUCT HEATER | M06325 | BROLEC | 2CCSS2011BKI | NA | 0
FAN COIL UNIT - DUCTED | 04'042399 | MIJELL | AS540'3 | NA | 0
FAN COIL UNIT - DUCTED |  | MIJELL | AS540'3 | NA | 0
ELECTRIC DUCT HEATER | M06325 | NULL | ICCSS15WBKJ | NA | 0
AIR FAN - OUTSIDE | 249233 | FEDERAL | PCE404ER | NA | 0
FAN COIL UNIT - DUCTED | 04'042399 | MIJELL | AS270'3 | NA | 0
ELECTRIC DUCT HEATER | M06325 | BROLEC | ICCSS15WBKJ | NA | 0
FAN COIL UNIT - DUCTED | 04'042399 | MIJELL | AS540'3 | NA | 0
FAN COIL UNIT - DUCTED | 04'042399 | MIJELL | AS540'3 | NA | 0
FAN COIL UNIT - DUCTED | 04'042399 | MIJELL | AS270'3 | NA | 0
AIR FAN - OUTSIDE |  | SINKO | TD2000315 | NA | 0
AIR FAN - OUTSIDE | 454459 | FEDERAL | PCE404ER | NA | 0
FAN COIL UNIT - DUCTED |  | MIJELL |  | NA | 0
ELECTRIC DUCT HEATER | M06364 | BROLEC | 2HKS535WSB151 | NA | 0
PACKAGE AC - WATER SOURCED | AHU-14.9 | WEATHERWALL | ASH-27 | NA | 0
FAN COIL UNIT - DUCTED | 04'044088 | MIJELL | AS270'3 | NA | 0
FAN COIL UNIT - DUCTED | 04'044088 | MIJELL | AS540'3 | NA | 0
AIR FAN - EXHAUST |  | SINKO | TD1300 | NA | 0
FAN COIL UNIT - DUCTED | 04'04'4088 | MIJELL | AS 270'3 | NA | 0
FAN COIL UNIT - DUCTED | 4044088 | MIJELL | AS540'3 | NA | 0
FAN COIL UNIT - DUCTED | 04'044088 | MIJELL | AS 540'3 | NA | 0
FAN COIL UNIT - DUCTED | 44088 | MIJELL | AS 1000 | NA | 0
FAN COIL UNIT - DUCTED | 44088 | BROLEC | AS-5403 | NA | 0
FAN COIL UNIT - DUCTED |  | MIJELL | AS 540 | NA | 0
FAN COIL UNIT - DUCTED | 4044088 | MIJELL | AS 540 | NA | 0
WALL MOUNTED SPLIT SYSTEM | 3805Y50125 | CIEMANTS | 42P400HX(53P400HX | NA | 0
WALL MOUNTED SPLIT SYSTEM | 3805Y5021 | CIEMANTS | 42P400HX (53P400HX) | NA | 0
AIR FAN - EXHAUST | 254284 | FEDERAL | PCE404DD | NA | 0
PACKAGE AC - WATER SOURCED | 04'042399 | MIJELL | 4S270'3 | NA | 0
WALL MOUNTED SPLIT SYSTEM | 3605Y71532 | CIEMANTS | 38P400HX (53P400HX) | R22 | 3
WALL MOUNTED SPLIT SYSTEM | 3605Y71533 | CIEMANTS | 38P400HX (53P400HX) | R22 | 3
EVAPORATIVE COOLER | 5567 | BRAEMAR | SPATIAL | NA | 0
ROOM AIR CONDITIONING UNIT | 5578 | KIRBY | RM150 | R22 | 1
ROOM AIR CONDITIONING UNIT | 4210960 | WHITE MCALISTER | AM126T | R22 | 1
DUCTED SPLIT SYSTEM | 778492 | THERMAL EQUP CO | ISD184KY | R410A | 6
DUCTED SPLIT SYSTEM | 779343 | THERMAL EQUP CO | OSA184RKTGH | R410A | 6
DUCTED SPLIT SYSTEM | 767410 | THERMAL EQUP CO | ISD230K | R410A | 9
DUCTED SPLIT SYSTEM | 770462 | THERMAL EQUP CO | OSA230RKTGH | R410A | 9
EVAPORATIVE COOLER | 61952 | PARAGON | NA | NA | 0
EVAPORATIVE COOLER | 61951 | PARAGON | NA | NA | 0
HEATER - ELECTRIC (ROOM) | NONE | HURLCON | REGAL 45 | NA | 0
HEATER - ELECTRIC (ROOM) | UNAVAILABLE | HURLCON | REGAL 35 | NA | 0
HEATER - ELECTRIC (ROOM) | NONE | HEATRAY | REGAL 35 | NA | 0
HEATER - ELECTRIC (ROOM) | NA | HURLCON | REAGAL 35 | NA | 0
HEATER - ELECTRIC (ROOM) | NA | HURLCON | REGAL 35 | NA | 0
EVAPORATIVE COOLER | SEE PHOTO | RAYPAK |  | NA | 0
ROOM AIR CONDITIONING UNIT | NA | WHITE MCALISTER | NA | R22 | 5
CASSETTE SPLIT SYSTEM | 1YA01595 | MODULEX | PLA-RP125BA | NA | 0
CASSETTE SPLIT SYSTEM | 1YU02033 | MODULEX | PUHZRP125VKA | NA | 0
AIR FAN - EXHAUST | 04D063500 | PURE HEAT | 90188AW | NA | 0
AIR FAN - EXHAUST | 04D063501 | PURE HEAT | 90188AW | NA | 0
AIR CURTAIN | A264589 | INLINE | HAC1209RC | NA | 0
AIR CURTAIN | AC64553 | INLINE | HAC1209RC | NA | 0
PACKAGE AC - WATER SOURCED | NA | THERMAL EQUP CO | NA | R410A | 5
CRAC AIR COOLED | 534644-0608-01 | STIEBEL | 240RA-100 | NA | 0
UNDER CEILING SPLIT SYSTEM | 342310499 | PARKER | CS-A50BTP | NA | 0
CRAC AIR COOLED | 518707-0204-02 | LOVELOCK LUKE | 248FA-100-M-AUS | NA | 0
CRAC AIR COOLED | 518707-0204-01 | LOVELOCK LUKE | 248FA-100-M-AUS | NA | 0
CRAC AIR COOLED | 518707-0204-03 | LOVELOCK LUKE | 248FA-100-M | NA | 0
WALL MOUNTED SPLIT SYSTEM | 1001936T | MODULEX | MSZ-GE71VA | NA | 0
UNDER CEILING SPLIT SYSTEM | 342310427 | PARKER | CS-A50-BTP | NA | 0
FAN COIL UNIT - DUCTED | ASB, 7.5 | MIJELL | 273'3 | NA | 0
FAN COIL UNIT - DUCTED | ACC 7.5 | MIJELL | AS540,3 | NA | 0
FAN COIL UNIT - DUCTED | ACC 7.2 | MIJELL | 270'3 | NA | 0
FAN COIL UNIT - DUCTED | ACC 7.1 | MIJELL | 270'3 | NA | 0
FAN COIL UNIT - DUCTED | ACC 7.3 | MIJELL | 270'3 | NA | 0
AIR FAN - EXHAUST |  | SINKO | TD500 | NA | 0
FAN COIL UNIT - DUCTED | ACC 7.3 | MIJELL | 270'3 | NA | 0
FAN COIL UNIT - DUCTED | ACC 7.2 | MIJELL | 270'3 | NA | 0
FAN COIL UNIT - DUCTED | ACB 8.5 | MIJELL | AS 540'5 | NA | 0
FAN COIL UNIT - DUCTED | ACB 8.4 | MIJELL | AS540'5 | NA | 0
FAN COIL UNIT - DUCTED | ACB 8.4 | MIJELL | AS540'5 | NA | 0
FAN COIL UNIT - DUCTED | ACB 8.2 | MIJELL | 270'3 | NA | 0
FAN COIL UNIT - DUCTED | ACB 8.1 | MIJELL | 270'3 | NA | 0
FAN COIL UNIT - DUCTED | ACB 8.3 | MIJELL | AS270,3 | NA | 0
FAN COIL UNIT - DUCTED | AC B 8.6 | MIJELL | 270'3 | NA | 0
AIR FAN - EXHAUST |  | SINKO | TD500 | NA | 0
FAN COIL UNIT - DUCTED | ACC 8.3 | MIJELL | 270'3 | NA | 0
FAN COIL UNIT - DUCTED | ACC 8.4 | MIJELL | AS540 | NA | 0
FAN COIL UNIT - DUCTED | ACB 9.3 | MIJELL | 270'3 | NA | 0
FAN COIL UNIT - DUCTED | AC B 9.2 | MIJELL | 270'3 | NA | 0
FAN COIL UNIT - DUCTED | AC B 9.1 | MIJELL | 270'3 | NA | 0
FAN COIL UNIT - DUCTED | AC B 9.1 | MIJELL | 270'3 | NA | 0
FAN COIL UNIT - DUCTED | AC B 9.5 | MIJELL | AS540 | NA | 0
FAN COIL UNIT - DUCTED | AC B 9.4 | MIJELL | AS540 | NA | 0
FAN COIL UNIT - DUCTED | ACB 9.6 | MIJELL | AS270,3 | NA | 0
FAN COIL UNIT - DUCTED | AC C 9.4 | MIJELL | 270'3 | NA | 0
FAN COIL UNIT - DUCTED | 75450 | THERMAL EQUP CO | IMD 95-41 | NA | 0
FAN COIL UNIT - DUCTED | 75459 | THERMAL EQUP CO | IMD 94-41 | NA | 0
FAN COIL UNIT - DUCTED | 75453 | THERMAL EQUP CO | IMD 95-41 | NA | 0
FAN COIL UNIT - DUCTED | 75466 | THERMAL EQUP CO | IMD 95-41 | NA | 0
FAN COIL UNIT - DUCTED | 75460 | THERMAL EQUP CO | IMD 95-41 | NA | 0
FAN COIL UNIT - DUCTED | 75467 | THERMAL EQUP CO | IMD 95-41 | NA | 0
FAN COIL UNIT - DUCTED | 640943 | THERMAL EQUP CO | IMDL 90 | NA | 0
AIR FAN - EXHAUST |  | SINKO | TD1300 | NA | 0
AIR FAN - EXHAUST |  | SINKO | TD500 | NA | 0
AIR FAN - EXHAUST |  | SINKO | TD 1300 | NA | 0
AIR FAN - EXHAUST | NA | SINKO | TD 500 | NA | 0
KITCHEN EXHAUST FAN |  | SINKO | TD 500 | NA | 0
WALL MOUNTED SPLIT SYSTEM | 11997 | DAKO | FTXS71FVMA | NA | 0
CRAC AIR COOLED | 517579-0903-01 | LOVELOCK LUKE | CONDENSER LSF25-S-N | NA | 0
CRAC AIR COOLED | 517510-1003-02 | LOVELOCK LUKE | LSF25-S-N | NA | 0
CRAC AIR COOLED | 517579-0903-02 | LOVELOCK LUKE | LSF25-S-N | NA | 0
CRAC AIR COOLED | 517450-0903-03 | LOVELOCK LUKE | LSF25-S-N | NA | 0
UNDER CEILING SPLIT SYSTEM | 738604985 | PARKER | CU-A50BBP8 | NA | 0
UNDER CEILING SPLIT SYSTEM | 738604990 | PARKER | CU-A50BBP8 | NA | 0
CRAC AIR COOLED | 534060-0508-02 | LOVELOCK LUKE | LSF25-S-K | NA | 0
CRAC AIR COOLED | 534060-0508-03 | LOVELOCK LUKE | LSF25-S-K | NA | 0
CRAC AIR COOLED | 517650-1003-06 | LOVELOCK LUKE | LSF-25-S-N | NA | 0
CRAC AIR COOLED | 517650-1003-01 | LOVELOCK LUKE | LSF25-S-N | NA | 0
WALL MOUNTED SPLIT SYSTEM | E011936 | DAKO | RXS71FVMA | NA | 0
WALL MOUNTED SPLIT SYSTEM |  | MODULEX | MUZGE71VA | NA | 0
FAN COIL UNIT - DUCTED | 4031804 | MIJELL | 2703 | NA | 0
FAN COIL UNIT - DUCTED | 31804 | MIJELL | AS270-3 | NA | 0
FAN COIL UNIT - DUCTED | 4031804 | MIJELL | 2703 | NA | 0
FAN COIL UNIT - DUCTED | 431825 | MIJELL | AS5404 | NA | 0
FAN COIL UNIT - DUCTED | 4031804 | MIJELL | 270-3 | NA | 0
FAN COIL UNIT - DUCTED | 4031804 | MIJELL | 2703 | NA | 0
FAN COIL UNIT - DUCTED | 31804 | MIJELL | AS2703 | NA | 0
FAN COIL UNIT - DUCTED | 31804 | MIJELL | 270-H | NA | 0
FAN COIL UNIT - DUCTED | 40314 | MIJELL | 2703 | NA | 0
FAN COIL UNIT - DUCTED | 4031804 | MIJELL | 270-3 | NA | 0
FAN COIL UNIT - DUCTED | ACC6-3 | MIJELL | AS540-5 | NA | 0
FAN COIL UNIT - DUCTED | ACC6-4 | MIJELL | AS540 | NA | 0
FAN COIL UNIT - DUCTED | ACC6.5 | MIJELL | AS2704 | NA | 0
FAN COIL UNIT - DUCTED | ACC6.5 | MIJELL | AS2704 | NA | 0
FAN COIL UNIT - DUCTED | ACC65 | MIJELL | 2704 | NA | 0
FAN COIL UNIT - DUCTED | ACC69 | MIJELL | 2703 | NA | 0
FAN COIL UNIT - DUCTED | ACC68 | MIJELL | 2704 | NA | 0
AIR FAN - EXHAUST | 03X92666 | FEDERAL | TD-500 | NA | 0
AIR FAN - EXHAUST | 03Z24135 | FEDERAL | TD-500 | NA | 0
FAN COIL UNIT - DUCTED | ACB 6.3 | MIJELL | 2703 | NA | 0
FAN COIL UNIT - DUCTED | ACB62 | MIJELL | 2703 | NA | 0
FAN COIL UNIT - DUCTED | ACB61 | MIJELL | 2703 | NA | 0
FAN COIL UNIT - DUCTED | 71449 | THERMAL EQUP CO | IMDL90 | NA | 0
AIR FAN - EXHAUST | 03Z24063 | FEDERAL | TD-500 | NA | 0
FAN COIL UNIT - DUCTED | ACC78 | MIJELL | 2703 | NA | 0
FAN COIL UNIT - DUCTED | ACC77 | MIJELL | 2703 | NA | 0
FAN COIL UNIT - DUCTED | ACC76 | MIJELL | 2703 | NA | 0
FAN COIL UNIT - DUCTED | ACC7.5 | MIJELL | 5405 | NA | 0
FAN COIL UNIT - DUCTED | ACC7.5 | MIJELL | 5405 | NA | 0
FAN COIL UNIT - DUCTED | ACC7.4 | MIJELL | 2703 | NA | 0
FAN COIL UNIT - DUCTED | ACC71 | MIJELL | 2703 | NA | 0
AIR FAN - EXHAUST | 03Z65826 | FEDERAL | TD-500 | NA | 0
FAN COIL UNIT - DUCTED | ASS87 | MIJELL | 2703 | NA | 0
FAN COIL UNIT - DUCTED | ACC86 | MIJELL | 2703 | NA | 0
FAN COIL UNIT - DUCTED | ACC85 | MIJELL | 2703 | NA | 0
FAN COIL UNIT - DUCTED | ACC81 | MIJELL | 2703 | NA | 0
FAN COIL UNIT - DUCTED | ACC82 | MIJELL | 2704 | NA | 0
FAN COIL UNIT - DUCTED | ACC98 | MIJELL | 2703 | NA | 0
FAN COIL UNIT - DUCTED | ACC87 | MIJELL | 2703 | NA | 0
FAN COIL UNIT - DUCTED | ACC92 | MIJELL | 2703 | NA | 0
FAN COIL UNIT - DUCTED | ACC91 | MIJELL | 2703 | NA | 0
FAN COIL UNIT - DUCTED | ACC95 | MIJELL | 5405 | NA | 0
AIR FAN - EXHAUST | 06N56934 | FEDERAL | TD500 | NA | 0
AIR FAN - EXHAUST | NA | SINKO | TD 500 | NA | 0
FAN COIL UNIT - DUCTED | ACC93 | MIJELL | 2703 | NA | 0
FAN COIL UNIT - DUCTED | ACC96 | MIJELL | 5405 | NA | 0
AIR FAN - EXHAUST |  | FEDERAL | TD - 500 | NA | 0
AIR FAN - EXHAUST | NA | SINKO | TD-500 | NA | 0
AIR FAN - EXHAUST | NA | SINKO | TD-500 | NA | 0
AIR FAN - OUTSIDE |  | FEDERAL | MT132 | NA | 0
VARIABLE AIR VOLUME UNITS | NA | HURLCON | NA | NA | 0
VARIABLE AIR VOLUME UNITS | NA | HURLCON | NA | NA | 0
VARIABLE AIR VOLUME UNITS | NA | HURLCON | NA | NA | 0
VARIABLE AIR VOLUME UNITS | NA | HURLCON | NA | NA | 0
VARIABLE AIR VOLUME UNITS | NA | HURLCON | NA | NA | 0
VARIABLE AIR VOLUME UNITS | NA | HURLCON | NA | NA | 0
VARIABLE AIR VOLUME UNITS | NA | HURLCON | NA | NA | 0
VARIABLE AIR VOLUME UNITS | NA | HURLCON | NA | NA | 0
VARIABLE AIR VOLUME UNITS | NA | HURLCON | NA | NA | 0
VARIABLE AIR VOLUME UNITS | NA | HURLCON | NA | NA | 0
SMOKE DAMPERS | NA | HURLCON | NA | NA | 0
SMOKE DAMPERS | NA | HURLCON | NA | NA | 0
AIR FAN - EXHAUST | NA | FEDERAL | TD1300 | NA | 0
WALL MOUNTED SPLIT SYSTEM | 85P00151 84G00108 | MODULEX | PUH-3YKA PKH-3FKA | NA | 0
AIR FAN - OUTSIDE | NA | FEDERAL | TD1300250 | NA | 0
AIR FAN - OUTSIDE | 07PY7731 | FEDERAL | TD1300250 | NA | 0
VARIABLE AIR VOLUME UNITS | NA | FEDERAL | TD1300250 | NA | 0
AIR FAN - OUTSIDE | NA | FEDERAL | TD1300250 | NA | 0
AIR FAN - OUTSIDE | NA | FEDERAL | NA | NA | 0
AIR FAN - SUPPLY | NA | FEDERAL | TD300250 | NA | 0
AIR FAN - SUPPLY | NA | FEDERAL | TD1300250 | NA | 0
AIR FAN - SUPPLY | NA | FEDERAL | TD1300250 | NA | 0
AIR FAN - SUPPLY | NA | FEDERAL | TD1300250 | NA | 0
AIR FAN - SUPPLY | NA | FEDERAL | TD1300250 | NA | 0
0 - NOT SET | NA | HURLCON | MECC ALTE SPA EC.40.SB4 | NA | 0
COOLING TOWER | 876457 | BARREL FAN | VXT85CW | NA | 0
COOLING TOWER | 878456 | BARREL FAN | VXT85CW | NA | 0
CONDENSER WATER PUMP | 818144 | HARDLAND | TYPE LP80-200180 MODEL#8721 | NA | 0
CONDENSER WATER PUMP | NA | BARREL FAN | 8721 | NA | 0
CONDENSER WATER PUMP | 1084775 | HARDLAND | 8721 | NA | 0
CONDENSER WATER PUMP | NA | HARDLAND | 8721 | NA | 0
VARIABLE AIR VOLUME UNITS | NA | HURLCON | NA | NA | 0
HEAT EXCHANGER - WATER TO WAT | 98193071 | ANDOVER | A10 BFM | NA | 0
HEAT EXCHANGER - WATER TO WAT | 9819366 | ANDOVER | A10 BFH | NA | 0
CONDENSER WATER PUMP | 26E2008A31 | TCL | MHC49C-F | NA | 0
VARIABLE AIR VOLUME UNITS | N?A | HURLCON | 250 | NA | 0
VARIABLE AIR VOLUME UNITS | NA | HURLCON | NA | NA | 0
VARIABLE AIR VOLUME UNITS | NA | HURLCON | NA | NA | 0
VARIABLE AIR VOLUME UNITS | NA | HURLCON | NA | NA | 0
VARIABLE AIR VOLUME UNITS | NA | HURLCON | NA | NA | 0
VARIABLE AIR VOLUME UNITS | NA | HURLCON | NA | NA | 0
VARIABLE AIR VOLUME UNITS | NA | HURLCON | NA | NA | 0
VARIABLE AIR VOLUME UNITS | NA | HURLCON | NA | NA | 0
VARIABLE AIR VOLUME UNITS | NA | HURLCON | NA | NA | 0
VARIABLE AIR VOLUME UNITS | NA | HURLCON | NA | NA | 0
VARIABLE AIR VOLUME UNITS | NA | HURLCON | NA | NA | 0
VARIABLE AIR VOLUME UNITS | NA | HURLCON | NA | NA | 0
VARIABLE AIR VOLUME UNITS | NA | HURLCON | NA | NA | 0
VARIABLE AIR VOLUME UNITS | NA | HURLCON | NA | NA | 0
VARIABLE AIR VOLUME UNITS | NA | HURLCON | NA | NA | 0
VARIABLE AIR VOLUME UNITS | NA | HURLCON | NA | NA | 0
FAN COIL UNIT - DUCTED |  | THERMAL EQUP CO | IMD-4204-1 | NA | 0
FAN COIL UNIT - DUCTED |  | THERMAL EQUP CO | IMD 420 | NA | 0
FAN COIL UNIT - DUCTED |  | THERMAL EQUP CO | IMD 135 | NA | 0
FAN COIL UNIT - DUCTED |  | THERMAL EQUP CO | IMD 170 | NA | 0
FAN COIL UNIT - DUCTED |  | THERMAL EQUP CO | IMD 135 | NA | 0
FAN COIL UNIT - DUCTED |  | THERMAL EQUP CO | IMD 170 | NA | 0
FAN COIL UNIT - DUCTED |  | THERMAL EQUP CO | IMD 135 | NA | 0
FAN COIL UNIT - DUCTED |  | THERMAL EQUP CO | IMD 170 | NA | 0
FAN COIL UNIT - DUCTED |  | THERMAL EQUP CO | IMD 280 | NA | 0
FAN COIL UNIT - DUCTED |  | THERMAL EQUP CO | IMD 170 | NA | 0
FAN COIL UNIT - DUCTED |  | THERMAL EQUP CO | IMD 135 | NA | 0
FAN COIL UNIT - DUCTED |  | THERMAL EQUP CO | IMD 135 | NA | 0
FAN COIL UNIT - DUCTED |  | THERMAL EQUP CO | IMD 95 | NA | 0
FAN COIL UNIT - DUCTED |  | THERMAL EQUP CO | IMD 420 | NA | 0
FAN COIL UNIT - DUCTED |  | THERMAL EQUP CO | IMD 155 | NA | 0
FAN COIL UNIT - DUCTED |  | THERMAL EQUP CO | IMD 280 | NA | 0
FAN COIL UNIT - DUCTED |  | THERMAL EQUP CO | IMD 135 | NA | 0
FAN COIL UNIT - DUCTED |  | THERMAL EQUP CO | IMD 135 | NA | 0
FAN COIL UNIT - DUCTED |  | THERMAL EQUP CO | IMD 135 | NA | 0
FAN COIL UNIT - DUCTED |  | THERMAL EQUP CO | IMD 135 | NA | 0
FAN COIL UNIT - DUCTED |  | THERMAL EQUP CO | IMD 135 | NA | 0
FAN COIL UNIT - DUCTED |  | THERMAL EQUP CO | IMD 170 | NA | 0
FAN COIL UNIT - DUCTED |  | THERMAL EQUP CO | IMD 280 | NA | 0
FAN COIL UNIT - DUCTED |  | THERMAL EQUP CO | IMD 170 | NA | 0
FAN COIL UNIT - DUCTED |  | THERMAL EQUP CO | IMD 135 | NA | 0
FAN COIL UNIT - DUCTED |  | THERMAL EQUP CO | IMD 420 | NA | 0
FAN COIL UNIT - DUCTED |  | THERMAL EQUP CO | IMD 95 | NA | 0
FAN COIL UNIT - DUCTED |  | THERMAL EQUP CO | IMD 95 | NA | 0
FAN COIL UNIT - DUCTED |  | THERMAL EQUP CO | IMD 550 | NA | 0
FAN COIL UNIT - DUCTED |  | THERMAL EQUP CO | IMD 280 | NA | 0
FAN COIL UNIT - DUCTED |  | THERMAL EQUP CO | IMD 135 | NA | 0
FAN COIL UNIT - DUCTED |  | THERMAL EQUP CO | IMD 135 | NA | 0
FAN COIL UNIT - DUCTED |  | THERMAL EQUP CO | IMD 280 | NA | 0
FAN COIL UNIT - DUCTED |  | THERMAL EQUP CO | IMD 170 | NA | 0
FAN COIL UNIT - DUCTED |  | THERMAL EQUP CO | IMD 95 | NA | 0
FAN COIL UNIT - DUCTED |  | THERMAL EQUP CO | IMD 135 | NA | 0
FAN COIL UNIT - DUCTED |  | THERMAL EQUP CO | IMD 210 | NA | 0
FAN COIL UNIT - DUCTED |  | THERMAL EQUP CO | IMD 95 | NA | 0
FAN COIL UNIT - DUCTED |  | THERMAL EQUP CO | IMD 550 | NA | 0
FAN COIL UNIT - DUCTED |  | THERMAL EQUP CO | IMD 280 | NA | 0
FAN COIL UNIT - DUCTED |  | THERMAL EQUP CO | IMD 135 | NA | 0
FAN COIL UNIT - DUCTED |  | THERMAL EQUP CO | IMD 135 | NA | 0
FAN COIL UNIT - DUCTED |  | THERMAL EQUP CO | IMD 95 | NA | 0
FAN COIL UNIT - DUCTED |  | THERMAL EQUP CO | IMD 170 | NA | 0
FAN COIL UNIT - DUCTED |  | THERMAL EQUP CO | IMD 170 | NA | 0
FAN COIL UNIT - DUCTED |  | THERMAL EQUP CO | IMD 280 | NA | 0
FAN COIL UNIT - DUCTED |  | THERMAL EQUP CO | IMD 210 | NA | 0
FAN COIL UNIT - DUCTED |  | THERMAL EQUP CO | IMD 170 | NA | 0
FAN COIL UNIT - DUCTED |  | THERMAL EQUP CO | IMD 170 | NA | 0
FAN COIL UNIT - DUCTED |  | THERMAL EQUP CO | IMD 95 | NA | 0
FAN COIL UNIT - DUCTED |  | THERMAL EQUP CO | IMD 135 | NA | 0
FAN COIL UNIT - DUCTED |  | THERMAL EQUP CO | IMD 95 | NA | 0
FAN COIL UNIT - DUCTED |  | THERMAL EQUP CO | IMD 210 | NA | 0
FAN COIL UNIT - DUCTED |  | THERMAL EQUP CO | IMD 280 | NA | 0
FAN COIL UNIT - DUCTED |  | THERMAL EQUP CO | IMD 280 | NA | 0
FAN COIL UNIT - DUCTED |  | THERMAL EQUP CO | IMD 95 | NA | 0
FAN COIL UNIT - DUCTED |  | THERMAL EQUP CO | IMD 95 | NA | 0
CASSETTE SPLIT SYSTEM |  | NULL |  | NA | 0
FAN COIL UNIT - DUCTED |  | THERMAL EQUP CO | IMD 280 | NA | 0
FAN COIL UNIT - DUCTED |  | THERMAL EQUP CO | IMD 550 | NA | 0
FAN COIL UNIT - DUCTED |  | THERMAL EQUP CO | IMD 170 | NA | 0
FAN COIL UNIT - DUCTED |  | THERMAL EQUP CO | IMD 280 | NA | 0
FAN COIL UNIT - DUCTED |  | THERMAL EQUP CO | IMD 210 | NA | 0
FAN COIL UNIT - DUCTED |  | THERMAL EQUP CO | IMD 280 | NA | 0
FAN COIL UNIT - DUCTED |  | THERMAL EQUP CO | IMD 280 | NA | 0
FAN COIL UNIT - DUCTED |  | THERMAL EQUP CO | IMD 95 | NA | 0
FAN COIL UNIT - DUCTED |  | THERMAL EQUP CO | IMD 280 | NA | 0
FAN COIL UNIT - DUCTED |  | THERMAL EQUP CO | IMD 135 | NA | 0
FAN COIL UNIT - DUCTED |  | THERMAL EQUP CO | IMD 95 | NA | 0
FAN COIL UNIT - DUCTED |  | THERMAL EQUP CO | IMD | NA | 0
FAN COIL UNIT - DUCTED |  | THERMAL EQUP CO | IMD | NA | 0
FAN COIL UNIT - DUCTED |  | THERMAL EQUP CO | IMD | NA | 0
FAN COIL UNIT - DUCTED |  | THERMAL EQUP CO | IMD | NA | 0
FAN COIL UNIT - DUCTED |  | THERMAL EQUP CO | IMD | NA | 0
WALL MOUNTED SPLIT SYSTEM | E013443 | DAKO | RX850JVMA | NA | 0
WALL MOUNTED SPLIT SYSTEM | E005898 | DAKO | RX850JVMA | NA | 0
AIR HANDLING UNIT | 42427355 | NULL | AHU OT-1 | NA | 0
AIR HANDLING UNIT | 42427355 | NULL | AHU OT-2 | NA | 0
AIR HANDLING UNIT | 42427355 | NULL | AHU OT-5 | NA | 0
AIR HANDLING UNIT | 42427355 | NULL | AHU OT-6 | NA | 0
AIR HANDLING UNIT | 42427355 | NULL | AHU OT-4 | NA | 0
AIR HANDLING UNIT | 42427355 | NULL | AHU OT-7 | NA | 0
AIR HANDLING UNIT | 42427355 | NULL | AHU OT-8 | NA | 0
AIR HANDLING UNIT | 43167380 | NULL | AHU OT-13 | NA | 0
AIR HANDLING UNIT | 43167380 | NULL | AHU OT-09 | NA | 0
AIR HANDLING UNIT | 73554224 | NULL | AHU-REC-01 | NA | 0
AIR HANDLING UNIT | 43167380 | NULL | AHU OT-15 | NA | 0
AIR HANDLING UNIT | 43167380 | NULL | AHU OT-14 | NA | 0
AIR HANDLING UNIT | 43167380 | NULL | AHU OT-03 | NA | 0
AIR HANDLING UNIT | 42427355 | NULL | AHU OT-10 | NA | 0
AIR HANDLING UNIT | 43167380 | NULL | AHU OT-12 | NA | 0
AIR HANDLING UNIT | 43167380 | NULL | AHU OT-11 | NA | 0
AIR HANDLING UNIT | 43167380 | NULL | AHU ST-01 | NA | 0
AIR HANDLING UNIT | 43167380 | NULL | AHU-TSSU-01 | NA | 0
AIR HANDLING UNIT | 43167380 | NULL | AHU-ICU-01 | NA | 0
VARIABLE SPEED DRIVE | 3083900430 | ABB | ACH550-01-05A4-4+B055 | NA | 0
VARIABLE SPEED DRIVE | 3084800588 | ABB | ACH550-01-02A4-4+B055 | NA | 0
VARIABLE SPEED DRIVE |  | ABB | ACH550-01-05A4-4+B055 | NA | 0
VARIABLE SPEED DRIVE | 3084801026 | ABB | ACH550-01-02A4-4+B055 | NA | 0
VARIABLE SPEED DRIVE | 3090801131 | ABB | ACH550-01-05A4-4+B055 | NA | 0
VARIABLE SPEED DRIVE | 3084800411 | ABB | ACH550-01-02A4-4+B055 | NA | 0
VARIABLE SPEED DRIVE |  | ABB | ACH550-01-05A4-4+B055 | NA | 0
VARIABLE SPEED DRIVE | 3091401377 | ABB | ACH550-01-05A4-4+B055 | NA | 0
VARIABLE SPEED DRIVE | 3090800325 | ABB | ACH550-01-02A4-4+B055 | NA | 0
AIR HANDLING UNIT | LTT09-0157B1-001 | WEATHERWALL | CW060-S | NA | 0
AIR HANDLING UNIT | LTT09-0157A1-001 | WEATHERWALL | CW060-S | NA | 0
VARIABLE SPEED DRIVE | 3094500509 | ABB | ACH550-01-02A4-4+B055 | NA | 0
VARIABLE SPEED DRIVE | 3093600017 | ABB | ACH550-01-02A4-4+B055 | NA | 0
MULTI HEAD NON DUCTED SPLIT | E007842 | DAKO | 3MXS62EMVA | NA | 0
WALL MOUNTED SPLIT SYSTEM |  | DAKO |  | NA | 0
CASSETTE SPLIT SYSTEM |  | DAKO | RZQ125KCV4A | NA | 0
CASSETTE SPLIT SYSTEM | 40620002 | TRANE | RAVS1003HE8A | NA | 0
DUCTED SPLIT SYSTEM | N112 | BRADWAY | SCR 701 | NA | 0
COOL ROOM | EF 151548 | MECHANICAL SER | GM28-4AT | NA | 0
WALL MOUNTED SPLIT SYSTEM | E001022 | DAKO | FTXS95LVMA | NA | 0
DOMESTIC HW UNIT (GAS) | SEZ44505 | NULL | 34017ACW134 | NA | 0
AIR FAN - EXHAUST | NA | TEMPERZONE | AEEB-UC | NA | 0
AIR FAN - EXHAUST |  | TEMPERZONE |  | NA | 0
AIR FAN - EXHAUST |  | TEMPERZONE | AEEB-UC | NA | 0
AIR FAN - EXHAUST |  | TEMPERZONE | AEEB-UC | NA | 0
AIR FAN - EXHAUST | 457875 | FEDERAL | SCD56HP | NA | 0
AIR FAN - EXHAUST |  | TEMPERZONE | AEEB-UC | NA | 0
AIR FAN - EXHAUST |  | FANTECH | AEEA-UC | NULL | NULL
AIR FAN - EXHAUST |  | TEMPERZONE | AEEB-UC | NA | 0
WALL MOUNTED SPLIT SYSTEM | E017180 | DAKO | FTXS71LVMA | NA | 0
WALL MOUNTED SPLIT SYSTEM | E006313 | DAKO | FTXS85LVMA | NA | 0
WALL MOUNTED SPLIT SYSTEM | C024229 | DAKO | FXFQ80PVE9 | NA | 0
AIR FAN - EXHAUST | NA | NULL | ICM250 | NA | 0
AIR FAN - EXHAUST | NA | FIASCO MOTOR | ICM315Z | NA | 0
AIR FAN - EXHAUST | NA | NULL | CEC 190-2EM | NA | 0
AIR FAN - SUPPLY | NA | FIASCO MOTOR | SBD150-A3LOW | NA | 0
WALL MOUNTED SPLIT SYSTEM | E015401 | DAKO | FTXS50LVMA | NA | 0
WALL MOUNTED SPLIT SYSTEM | E006308 | DAKO | FTXS85LVMA | NA | 0
CAR PARK EXHAUST FAN | 221483 | FIASCO MOTOR | AX-50DB30A-7BSF | NA | 0
WALL MOUNTED SPLIT SYSTEM | E006308 | DAKO | FTXS85LVMA | NA | 0
WALL MOUNTED SPLIT SYSTEM | E006308 | DAKO | FTXS85LVMA | NA | 0
CAR PARK EXHAUST FAN | 221462 | FIASCO MOTOR | AX-40DA10A-7ASF | NA | 0
AIR FAN - EXHAUST | NA | FIASCO MOTOR | ICM315Z | NA | 0
AIR FAN - EXHAUST | NA | FIASCO MOTOR | ICM315Z | NA | 0
AIR FAN - EXHAUST | NA | FIASCO MOTOR | ICM315Z | NA | 0
CASSETTE SPLIT SYSTEM | CO24032 | DAKO | FFXFQ80PBE9 | NA | 0
CASSETTE SPLIT SYSTEM | C024024 | DAKO | FFXFQ80PBE9 | NA | 0
CASSETTE SPLIT SYSTEM | CO24029 | DAKO | FXFQ80PBE9 | NA | 0
AIR FAN - EXHAUST | NA | FIASCO MOTOR | MFP150-V-LOW | NA | 0
AIR FAN - EXHAUST | NA | FIASCO MOTOR | KS150-2E | NA | 0
DUCTED SPLIT SYSTEM | E024170 | DAKO | FXMQ125PVE | NA | 0
AIR FAN - EXHAUST | NA | FIASCO MOTOR | CEC190-2EM | NA | 0
WALL MOUNTED SPLIT SYSTEM | E014914 | DAKO | FTXS25LVMA | NA | 0
WALL MOUNTED SPLIT SYSTEM | E012939 | DAKO | FTXS25LVMA | NA | 0
WALL MOUNTED SPLIT SYSTEM | E012399 | DAKO | FTXS60LVMA | NA | 0
WALL MOUNTED SPLIT SYSTEM | E014936 | DAKO | FTXS25LVMA | NA | 0
WALL MOUNTED SPLIT SYSTEM | E015377 | DAKO | FTXS50LVMA | NA | 0
WALL MOUNTED SPLIT SYSTEM | E018594 | DAKO | FTXS50LVMA | NA | 0
AIR FAN - EXHAUST | NA | FIASCO MOTOR | ICM200Z | NA | 0
WALL MOUNTED SPLIT SYSTEM | E003164 | DAKO | FXAQ40PVE | NA | 0
WALL MOUNTED SPLIT SYSTEM | E003137 | DAKO | FXAQ40PVE | NA | 0
WALL MOUNTED SPLIT SYSTEM | E027538 | DAKO | FXAQ32MAVE | NA | 0
WALL MOUNTED SPLIT SYSTEM | E027536 | DAKO | FXAQ32MAVE | NA | 0
AIR FAN - OUTSIDE | NA | FIASCO MOTOR | MFP200-V-LOW | NA | 0
CASSETTE SPLIT SYSTEM | C018067 | DAKO | FXFQ100PVE9 | NA | 0
WALL MOUNTED SPLIT SYSTEM | E014567 | DAKO | RXS71LVMA | NA | 0
WALL MOUNTED SPLIT SYSTEM | NA | DAKO | NA | NA | 0
CASSETTE SPLIT SYSTEM | C024201 | DAKO | FXFQ80PVE9 | NA | 0
MULTI HEAD NON DUCTED SPLIT | A000716 | DAKO | REYQ12PY1 | NA | 0
MULTI HEAD NON DUCTED SPLIT | E003013 | DAKO | RXYMQ6PV4A | NA | 0
MULTI HEAD NON DUCTED SPLIT | A000611 | DAKO | REYQ8PY1 | NA | 0
MULTI HEAD DUCTED SPLIT SYSTEM | E002989 | DAKO | RXYMQ6PV4A | NA | 0
MULTI HEAD NON DUCTED SPLIT | E001488 | DAKO | 3MXS68LVMA | NA | 0
MULTI HEAD NON DUCTED SPLIT | E000845 | DAKO | 3MXS68LVMA | NA | 0
MULTI HEAD NON DUCTED SPLIT | A000721 | DAKO | REYQ12PY1 | NA | 0
MULTI HEAD NON DUCTED SPLIT | A000492 | DAKO | RXYQ16PAY1 | NA | 0
WALL MOUNTED SPLIT SYSTEM | E003076 | DAKO | RKS71LVMA | NA | 0
WALL MOUNTED SPLIT SYSTEM | E014099 | DAKO | RXS25LVMA | NA | 0
WALL MOUNTED SPLIT SYSTEM | E011219 | DAKO | RXS50LVMA | NA | 0
WALL MOUNTED SPLIT SYSTEM | E011219 | DAKO | RXS50LVMA | NA | 0
WALL MOUNTED SPLIT SYSTEM |  | DAKO |  | NA | 0
WALL MOUNTED SPLIT SYSTEM | E004105 | DAKO | RXS85LVMA | NA | 0
HEATING HOT WATER PUMP | SUZ032001 | NULL | 340-17ACW-134 | NA | 0
HEATING HOT WATER PUMP | SUZ032001 | NULL | 340-17ACW-134 | NA | 0
HEATING HOT WATER PUMP | SUZ032001 | NULL | 340-17ACW-134 | NA | 0
WALL MOUNTED SPLIT SYSTEM | E016955 | DAKO | FTXS35KVMA | NA | 0
WALL MOUNTED SPLIT SYSTEM | E015424 | DAKO | FTXS25LVMA | NA | 0
WALL MOUNTED SPLIT SYSTEM | E009380 | DAKO | FTXSZ25LVMA | NA | 0
WALL MOUNTED SPLIT SYSTEM | E001489 | DAKO | FTXS71LVMA | NA | 0
WALL MOUNTED SPLIT SYSTEM | E002793 | DAKO | FTXS85LVMA | NA | 0
WALL MOUNTED SPLIT SYSTEM | E014560 | DAKO | FTXS25GVNA | NA | 0
WALL MOUNTED SPLIT SYSTEM | 900147 | DAKO | FTX25JVEA | NA | 0
WALL MOUNTED SPLIT SYSTEM | 900148 | DAKO | FTX25JVEA | NA | 0
WALL MOUNTED SPLIT SYSTEM | 1900296 | DAKO | FTX25JVEA | NA | 0
WALL MOUNTED SPLIT SYSTEM | E009083 | DAKO | FTXS25LVMA | NA | 0
WALL MOUNTED SPLIT SYSTEM | 900152 | DAKO | FTX25JVEA | NA | 0
WALL MOUNTED SPLIT SYSTEM | 900138 | DAKO | FTX25JVEA | NA | 0
WALL MOUNTED SPLIT SYSTEM | 900136 | DAKO | FTX25JVEA | NA | 0
WALL MOUNTED SPLIT SYSTEM | 1901296 | DAKO | FTX25JVEA | NA | 0
WALL MOUNTED SPLIT SYSTEM | 1901280 | DAKO | FTX25JVEA | NA | 0
WALL MOUNTED SPLIT SYSTEM | 900156 | DAKO | FTX25JVEA | NA | 0
WALL MOUNTED SPLIT SYSTEM | E039719 | DAKO | FTXS25GVMA | NA | 0
WALL MOUNTED SPLIT SYSTEM | E026345 | DAKO | FTXS25LVMA | NA | 0
WALL MOUNTED SPLIT SYSTEM | 900151 | DAKO | FTX25JVEA9 | NA | 0
WALL MOUNTED SPLIT SYSTEM | 1900394 | DAKO | FTX25JVEA9 | NA | 0
WALL MOUNTED SPLIT SYSTEM | E025529 | DAKO | FTXS25GVMA | NA | 0
WALL MOUNTED SPLIT SYSTEM | E001585 | DAKO | FTXS20LVMA | NA | 0
WALL MOUNTED SPLIT SYSTEM | E007331 | DAKO | FTYN25GV1A | NA | 0
WALL MOUNTED SPLIT SYSTEM | E007309 | DAKO | FTYN25GV1A | NA | 0
WALL MOUNTED SPLIT SYSTEM | E007787 | DAKO | FTXS25LVMA | NA | 0
WALL MOUNTED SPLIT SYSTEM | E0077683 | DAKO | FTXS25LVMA | NA | 0
WALL MOUNTED SPLIT SYSTEM | E007825 | DAKO | FTXS25LVMA | NA | 0
WALL MOUNTED SPLIT SYSTEM | E007794 | DAKO | FTXS25LVMA | NA | 0
WALL MOUNTED SPLIT SYSTEM | E007797 | DAKO | FTXS25LVMA | NA | 0
WALL MOUNTED SPLIT SYSTEM | E007829 | DAKO | FTX25LVMA | NA | 0
WALL MOUNTED SPLIT SYSTEM | E001519 | DAKO | FTXS20LVMA | NA | 0
WALL MOUNTED SPLIT SYSTEM | E001766 | DAKO | FTXS20LVMA | NA | 0
WALL MOUNTED SPLIT SYSTEM | E001837 | DAKO | FTXS20LVMA | NA | 0
WALL MOUNTED SPLIT SYSTEM | E007788 | DAKO | FTXS25LVMA | NA | 0
WALL MOUNTED SPLIT SYSTEM | E007785 | DAKO | FTXS25LVMA | NA | 0
WALL MOUNTED SPLIT SYSTEM | E001550 | DAKO | FTXS29LVMA | NA | 0
WALL MOUNTED SPLIT SYSTEM | E001764 | DAKO | FTXS29LVMA | NA | 0
WALL MOUNTED SPLIT SYSTEM | E001820 | DAKO | FTXS20LVMA | NA | 0
WALL MOUNTED SPLIT SYSTEM | E001574 | DAKO | FTXS20LVMA | NA | 0
WALL MOUNTED SPLIT SYSTEM | E001765 | DAKO | FTXS20LVMA | NA | 0
WALL MOUNTED SPLIT SYSTEM | E001558 | DAKO | FTXS20LVMA | NA | 0
WALL MOUNTED SPLIT SYSTEM | E001571 | DAKO | FTXS20LVMA | NA | 0
WALL MOUNTED SPLIT SYSTEM | E001369 | DAKO | FTXS20LVMA | NA | 0
WALL MOUNTED SPLIT SYSTEM | E001829 | DAKO | FTXS20LVMA | NA | 0
WALL MOUNTED SPLIT SYSTEM | E001836 | DAKO | FTXS20PVMA | NA | 0
WALL MOUNTED SPLIT SYSTEM | E007760 | DAKO | FTXS25LVMA | NA | 0
WALL MOUNTED SPLIT SYSTEM | E007784 | DAKO | FTTX25LVMA | NA | 0
WALL MOUNTED SPLIT SYSTEM | E007782 | DAKO | FTXS25LVMA | NA | 0
WALL MOUNTED SPLIT SYSTEM | E010624 | DAKO | FTXS50JVMA | NA | 0
WALL MOUNTED SPLIT SYSTEM | E007781 | DAKO | FTXS25LVMA | NA | 0
WALL MOUNTED SPLIT SYSTEM | E001570 | DAKO | FTXS20LVMA | NA | 0
WALL MOUNTED SPLIT SYSTEM | E007763 | DAKO | FTX25LVMA | NA | 0
WALL MOUNTED SPLIT SYSTEM | E007528 | DAKO | FTXS25LVMA | NA | 0
WALL MOUNTED SPLIT SYSTEM | E007792 | DANFOSS | FTXS25LVMA | NA | 0
WALL MOUNTED SPLIT SYSTEM | E007789 | DAKO | FTXS25LVMA | NA | 0
WALL MOUNTED SPLIT SYSTEM | E005105 | DAKO | FTXS35LVMA | NA | 0
WALL MOUNTED SPLIT SYSTEM | E007780 | DAKO | FTXS25LVMA | NA | 0
WALL MOUNTED SPLIT SYSTEM | E007812 | DAKO | FTX25LVMA | NA | 0
WALL MOUNTED SPLIT SYSTEM | E007788 | DAKO | FTXS25LVMA | NA | 0
WALL MOUNTED SPLIT SYSTEM | BA | DAKO | NA | NA | 0
WALL MOUNTED SPLIT SYSTEM | J000439 | DAKO | FTXS25J2VMA | NA | 0
WALL MOUNTED SPLIT SYSTEM | E007686 | DAKO | FTYN25GV1A | NA | 0
WALL MOUNTED SPLIT SYSTEM | E000945 | DAKO | FTYN35HV1A | NA | 0
WALL MOUNTED SPLIT SYSTEM | E003315 | DAKO | FTXS50LVMA | NA | 0
WALL MOUNTED SPLIT SYSTEM | E001582 | DAKO | FTXS95LVMA | NA | 0
WALL MOUNTED SPLIT SYSTEM | E001731 | DAKO | FTXS95LVMA | NA | 0
WALL MOUNTED SPLIT SYSTEM | NA | NULL | JBS AIRMASTER HRS25PCLA | NA | 0
COOL ROOM | 9512020733 | KLOCHNER MOLLER | KCR37 | NA | 0
WALL MOUNTED SPLIT SYSTEM | NA | MODULEX | SRK4523K4FH-W | NA | 0
WALL MOUNTED SPLIT SYSTEM | E001142 | DAKO | FTYN71GV1A | NA | 0
WALL MOUNTED SPLIT SYSTEM | E120828 | GREGORY | ASTA24LCC | NA | 0
WALL MOUNTED SPLIT SYSTEM | E1181180 | GREGORY | ASTA09LCC | NA | 0
WALL MOUNTED SPLIT SYSTEM | E116894 | GREGORY | ASTA09LCC | NA | 0
WALL MOUNTED SPLIT SYSTEM | E117856 | GREGORY | ASTA09LCC | NA | 0
WALL MOUNTED SPLIT SYSTEM | E118870 | GREGORY | ASTA09LCC | NA | 0
WALL MOUNTED SPLIT SYSTEM | E120702 | GREGORY | ASTA24LCC | NA | 0
WALL MOUNTED SPLIT SYSTEM | E115287 | GREGORY | ASTA24LCC | NA | 0
WALL MOUNTED SPLIT SYSTEM | E092574 | GREGORY | ASTA12LCC | NA | 0
WALL MOUNTED SPLIT SYSTEM | E102893 | GREGORY | AST12LCC | NA | 0
WALL MOUNTED SPLIT SYSTEM | NA | GREGORY | NA | NA | 0
WALL MOUNTED SPLIT SYSTEM | NA | GREGORY | NA | NA | 0
WALL MOUNTED SPLIT SYSTEM | E103921 | GREGORY | ASTA12LCC | NA | 0
WALL MOUNTED SPLIT SYSTEM | E103924 | GREGORY | ASTA12LCC | NA | 0
WALL MOUNTED SPLIT SYSTEM | E014864 | DAKO | RXS35KVMA | NA | 0
WALL MOUNTED SPLIT SYSTEM | E015945 | DAKO | RXS25LVMA | NA | 0
WALL MOUNTED SPLIT SYSTEM |  | DAKO | FXS25LVMA | NA | 0
WALL MOUNTED SPLIT SYSTEM | E002448 | DAKO | RXS7LVMA | NA | 0
WALL MOUNTED SPLIT SYSTEM | E001074 | DAKO | RXSS85LVMA | NA | 0
WALL MOUNTED SPLIT SYSTEM | E018565 | DAKO | RXS25EBVMA | NA | 0
WALL MOUNTED SPLIT SYSTEM | NA | DAKO | NA | NA | 0
WALL MOUNTED SPLIT SYSTEM | NA | DAKO | NA | NA | 0
WALL MOUNTED SPLIT SYSTEM | 900262 | DAKO | FYX25JVEA 9 | NA | 0
WALL MOUNTED SPLIT SYSTEM | E009236 | DAKO | RXS25LVMA | NA | 0
WALL MOUNTED SPLIT SYSTEM | NA | DAKO | RX25JVEA | NA | 0
WALL MOUNTED SPLIT SYSTEM | 99252 | DAKO | RXS25JVEA | NA | 0
WALL MOUNTED SPLIT SYSTEM | 900256 | DAKO | FTX25JVEA | NA | 0
WALL MOUNTED SPLIT SYSTEM | 900319 | DAKO | RX25JVEA | NA | 0
WALL MOUNTED SPLIT SYSTEM | 900250 | DAKO | FTX25JVEA | NA | 0
WALL MOUNTED SPLIT SYSTEM | NA | DAKO | NA | NA | 0
WALL MOUNTED SPLIT SYSTEM | E040071 | DAKO | FTXS25EVMA | NA | 0
WALL MOUNTED SPLIT SYSTEM | E025309 | DAKO | RXS25LVMA | NA | 0
WALL MOUNTED SPLIT SYSTEM | 900218 | DAKO | FTX25JVEA9 | NA | 0
WALL MOUNTED SPLIT SYSTEM | NA | DAKO | FTX25JVEA9 | NA | 0
WALL MOUNTED SPLIT SYSTEM | E033413 | DAKO | RXS25EBVMA | NA | 0
WALL MOUNTED SPLIT SYSTEM | E001082 | DAKO | RXS20LVMA | NA | 0
WALL MOUNTED SPLIT SYSTEM | E009772 | DAKO | RYN25DAV1A | NA | 0
WALL MOUNTED SPLIT SYSTEM | E009776 | DAKO | RYN25DAV1A | NA | 0
WALL MOUNTED SPLIT SYSTEM | E005958 | DAKO | RXS25LVMA | NA | 0
WALL MOUNTED SPLIT SYSTEM | E005965 | DAKO | RXS25LVMA | NA | 0
WALL MOUNTED SPLIT SYSTEM | E005877 | DAKO | RXS25LVMA | NA | 0
WALL MOUNTED SPLIT SYSTEM | E007271 | DAKO | RX25LVMA | NA | 0
WALL MOUNTED SPLIT SYSTEM | E007282 | DAKO | RXS25LVMA | NA | 0
WALL MOUNTED SPLIT SYSTEM | E005873 | DAKO | RXS25LVMA | NA | 0
WALL MOUNTED SPLIT SYSTEM | E000554 | DAKO | RXS20LVMA | NA | 0
WALL MOUNTED SPLIT SYSTEM | E000830 | DAKO | RXS20LVMA | NA | 0
WALL MOUNTED SPLIT SYSTEM | E001104 | DAKO | RXS20LVMA | NA | 0
WALL MOUNTED SPLIT SYSTEM | E005964 | DAKO | RXS25LVMA | NA | 0
WALL MOUNTED SPLIT SYSTEM | E001119 | DAKO | RXS20LVMA | NA | 0
WALL MOUNTED SPLIT SYSTEM | E001117 | DAKO | ZRXS20LVMA | NA | 0
WALL MOUNTED SPLIT SYSTEM | E000816 | DAKO | RXS20LVMA | NA | 0
WALL MOUNTED SPLIT SYSTEM | E001110 | DANFOSS | RXS20LVMA | NA | 0
WALL MOUNTED SPLIT SYSTEM | E001114 | DAKO | RXS20LVMA | NA | 0
WALL MOUNTED SPLIT SYSTEM | E007266 | DAKO | RXS25LVMA | NA | 0
WALL MOUNTED SPLIT SYSTEM | E001113 | DAKO | RXS20LVMA | NA | 0
WALL MOUNTED SPLIT SYSTEM | E001109 | DAKO | FTXS20LVMA | NA | 0
WALL MOUNTED SPLIT SYSTEM | E001118 | DAKO | RXSS20LVMA | NA | 0
WALL MOUNTED SPLIT SYSTEM | E000814 | DAKO | RXS20LVMA | NA | 0
WALL MOUNTED SPLIT SYSTEM | E000376 | DAKO | RXS20LVMA | NA | 0
WALL MOUNTED SPLIT SYSTEM | E005969 | DAKO | RXS25LVMA | NA | 0
WALL MOUNTED SPLIT SYSTEM | E005968 | DAKO | RXS25LVMA | NA | 0
WALL MOUNTED SPLIT SYSTEM | E005936 | DAKO | RXS25LVMA | NA | 0
WALL MOUNTED SPLIT SYSTEM | E011268 | DAKO | RXS50JVMA | NA | 0
WALL MOUNTED SPLIT SYSTEM | E0095878 | DAKO | RXS25LVMA | NA | 0
WALL MOUNTED SPLIT SYSTEM | E000818 | DAKO | RSX20LVMA | NA | 0
WALL MOUNTED SPLIT SYSTEM | E007237 | DAKO | RXS25LVMA | NA | 0
WALL MOUNTED SPLIT SYSTEM | E005970 | DAKO | ARXS25LVMA | NA | 0
WALL MOUNTED SPLIT SYSTEM | E007286 | DAKO | RXS25LVMA | NA | 0
WALL MOUNTED SPLIT SYSTEM | E005959 | DAKO | RXS25LVMA | NA | 0
WALL MOUNTED SPLIT SYSTEM | E004371 | DAKO | AZRXS35LVMA | NA | 0
WALL MOUNTED SPLIT SYSTEM | E007278 | DAKO | RXS25LVMA | NA | 0
WALL MOUNTED SPLIT SYSTEM | E007276 | DAKO | RXS25LVMA | NA | 0
WALL MOUNTED SPLIT SYSTEM | E007277 | DAKO | RXS25LVMA | NA | 0
WALL MOUNTED SPLIT SYSTEM | E045084 | DAKO | RXS25EVMA | NA | 0
WALL MOUNTED SPLIT SYSTEM | E001092 | DAKO | RXS25JVMA | NA | 0
WALL MOUNTED SPLIT SYSTEM | E010265 | DAKO | RYN25DAV1A | NA | 0
WALL MOUNTED SPLIT SYSTEM | E001167 | DAKO | RYN35HV1A | NA | 0
WALL MOUNTED SPLIT SYSTEM | E0003444 | DAKO | RXS50LVMA | NA | 0
WALL MOUNTED SPLIT SYSTEM | E003410 | DAKO | RXS95LVMA | NA | 0
WALL MOUNTED SPLIT SYSTEM | E003367 | DAKO | RXS95LVMA | NA | 0
WALL MOUNTED SPLIT SYSTEM | NA | NULL | JBS AIRMASTER HRS25PCLA-O | NA | 0
COOL ROOM | 9602020465 | KLOCHNER MOLLER | AJ34AMGB1 | NA | 0
WALL MOUNTED SPLIT SYSTEM | NA | MODULEX | SRC4523K4FH | NA | 0
WALL MOUNTED SPLIT SYSTEM | E001035 | DAKO | RYN71FV1A | NA | 0
WALL MOUNTED SPLIT SYSTEM | NA | MODULEX | AOTR24LCL | NA | 0
0 - NOT SET | E116026 | GREGORY | APTR09LCC | NA | 0
WALL MOUNTED SPLIT SYSTEM | NA | GREGORY | AOTR09LCC | NA | 0
WALL MOUNTED SPLIT SYSTEM | E105747 | GREGORY | AOTR09LCC | NA | 0
WALL MOUNTED SPLIT SYSTEM | E116459 | GREGORY | AOTR09LCC | NA | 0
WALL MOUNTED SPLIT SYSTEM | E008223 | GREGORY | AOTR24LCL | NA | 0
WALL MOUNTED SPLIT SYSTEM | E016684 | GREGORY | AOTR24LCL | NA | 0
WALL MOUNTED SPLIT SYSTEM | E093115 | GREGORY | APTR12LCC | NA | 0
WALL MOUNTED SPLIT SYSTEM | E094095 | GREGORY | AOTR12LCC | NA | 0
WALL MOUNTED SPLIT SYSTEM | E094800 | GREGORY | AOTR12LCC | NA | 0
WALL MOUNTED SPLIT SYSTEM | E093104 | GREGORY | AOTR12LCC | NA | 0
WALL MOUNTED SPLIT SYSTEM | E101631 | GREGORY | AOTR12LCC | NA | 0
WALL MOUNTED SPLIT SYSTEM | E102702 | GREGORY | AOTR12LCC | NA | 0
AIR FAN - EXHAUST | NA | FEDERAL | NA | NA | 0
AIR FAN - EXHAUST | NA | FEDERAL | NA | NA | 0
AIR FAN - EXHAUST | NA | NULL | FASCO 80855BMTA-A11 | NA | 0
AIR FAN - EXHAUST | NA | NULL | NA | NA | 0
AIR FAN - EXHAUST | NA | FEDERAL | NA | NA | 0
DOMESTIC HW UNIT (GAS) | SUZ048317 | NULL | 340-17ACW-134 | NA | 0
DOMESTIC HW UNIT (GAS) | SUZ048500 | NULL | 340-17ACW-134 | NA | 0
DOMESTIC HW UNIT (GAS) | SUZ048364 | NULL | 340-17ACW-134 | NA | 0
DOMESTIC HW UNIT (GAS) | NA | NULL | QUANTUM ENERGY TECHNOLOGIES | NA | 0
DOMESTIC HW UNIT (GAS) | NA | NULL | 340-17ACW-134 | NA | 0
DOMESTIC HW UNIT (GAS) | NA | NULL | 340-17ACW-134 | NA | 0
DOMESTIC HW UNIT (GAS) | SUZ042430 | NULL | 340-17ACW-134 | NA | 0
DOMESTIC HW UNIT (GAS) | SUZ02408 | NULL | 340-17ACW-134 | NA | 0
DOMESTIC HW UNIT (GAS) | SUZ042432 | NULL | 340-17ACW-134 | NA | 0
FREEZER | BO907130019 | NULL | CENTAUR (SKOPE)BC126-2FFOS-E | NA | 0
AIR FAN - EXHAUST | NA | FEDERAL | NA | NA | 0
AIR FAN - EXHAUST | NA | NULL | FASCO 80855BMTA-A11 | NA | 0
WALL MOUNTED SPLIT SYSTEM | 3002119T | MODULEX | MSH 18RV | NA | 0
WALL MOUNTED SPLIT SYSTEM | E013066 | DAKO | FTXS60KVMA | NA | 0
DUCTED SPLIT SYSTEM | 208703 | ACTRON | SCA31E-001 | NA | 0
WALL MOUNTED SPLIT SYSTEM | NA | MODULEX | MUH-18RV | NA | 0
WALL MOUNTED SPLIT SYSTEM | 3001702T | MODULEX | MUH-18RV | NA | 0
WALL MOUNTED SPLIT SYSTEM | E010524 | DAKO | RXS60KVMA | NA | 0
WALL MOUNTED SPLIT SYSTEM | E011557 | DAKO | RXS60KVMA | NA | 0
DUCTED SPLIT SYSTEM | 208238 | ACTRON | SCA31C-400-XO26 | NA | 0
0 - NOT SET | HW982 | ACCENT AIR | HWP20BB | NA | 0
WALL MOUNTED SPLIT SYSTEM | 2002265 | MODULEX | MSV-18RV | NA | 0
WALL MOUNTED SPLIT SYSTEM | E013017 | DAKO | FTXS60KVMA | NA | 0
AIR FAN - EXHAUST | N19181-8 | NULL | DYNAFLOW 9CW90" | NA | 0
AIR FAN - EXHAUST | N19181-17 | NULL | DYNAFLOW 9CW90" | NA | 0
AIR FAN - EXHAUST | N 19181-16 | NULL | DYNAFLOW 9CW90" | NA | 0
HEATING HOT WATER PUMP | 8.7312e+17 | HARDLAND | MG132SC2-38FF265-D1 | NA | 0
VARIABLE SPEED DRIVE | 3124504479 | ABB | ACH 550-01-012A-4+B055 | NA | 0
AIR FAN - EXHAUST | N19348 | NULL | DYNAFLOW 9ACW 90" | NA | 0
AIR FAN - EXHAUST | N 19181-4 | NULL | DYNAFLOW 9 CW90" | NA | 0
AIR FAN - EXHAUST | N 19181-5 | NULL | DYNAFLOW 9 CW90" | NA | 0
AIR FAN - EXHAUST | N 19181-7 | NULL | DYNAFLOW 9 CW90" | NA | 0
AIR FAN - EXHAUST | N19286 | NULL | DYNAFLOW 14CW90" | NA | 0
AIR FAN - EXHAUST |  | EXHAUST FAN | DYNAFLOW 12",N 19181" | NA | 0
AIR FAN - EXHAUST | 12936 14 | NULL | FAN & BLOWER AUSTRALIA 16 EF 3 | NA | 0
FAN COIL UNIT - NON DUCTED | 1205003363070010 | NULL | AERMEC FCL 38 | NA | 0
AIR FAN - EXHAUST | H 19181-9 | NULL | DYNAFLOW 9CW90" | NA | 0
AIR FAN - EXHAUST | N19181-11 | NULL | DYNAFLOW 9CW90" | NA | 0
AIR FAN - EXHAUST | N 19181-12 | NULL | DYNAFLOW 9CW90" | NA | 0
AIR HANDLING UNIT | 1207AH0059 | NULL | COSAIR AH 1500 | NA | 0
AIR HANDLING UNIT | 1207AH0055 | NULL | COSAIR AH 8500 | NA | 0
AIR HANDLING UNIT | 1207AH0055 | NULL | COSAIR AH 8500 | NA | 0
AIR FAN - RETURN | UNREADABLE | FEDERAL | UNREADABLE | NA | 0
AIR FAN - RETURN | UNREADABLE | FEDERAL | UNREADABLE | NA | 0
FAN COIL UNIT - NON DUCTED | 1006003528310000 | NULL | AERMEC FCL 64 VL | NA | 0
AIR HANDLING UNIT | 1207 AH0060 | NULL | COSAIR AH-1700 | NA | 0
AIR FAN - RETURN | NIL | FEDERAL | NIL | NA | 0
VARIABLE SPEED DRIVE | 3124404284 | ABB | ACH 550-01-03A3-4+B055 | NA | 0
VARIABLE SPEED DRIVE | 3124603256 | ABB | ACH 550-01-05A4-4+B055 | NA | 0
AIR HANDLING UNIT | 1207AH0057 | NULL | COSAIR AH-3000 | NA | 0
AIR HANDLING UNIT | 1207 AH0061 | NULL | COSAIR AH 2500 | NA | 0
VARIABLE SPEED DRIVE | 3124105457 | ABB | ACH550-01-024A-4+B055 | NA | 0
VARIABLE SPEED DRIVE | 3124105451 | ABB | ACH 550-024A-4+B055 | NA | 0
VARIABLE SPEED DRIVE | 3134605109 | ABB | ACH 550-01-06A9-4+B055 | NA | 0
VARIABLE SPEED DRIVE | 3134906151 | ABB | ACH 550-01-03A3-4+B055 | NA | 0
AIR HANDLING UNIT | NIL | NULL | COLAIR ASV 1500FM | NA | 0
AIR HANDLING UNIT | 1207-AH0062 | NULL | COSAIR AH3000 | NA | 0
VARIABLE SPEED DRIVE | 312305135 | ABB | ACH550-01-08A8-4+B055 | NA | 0
AIR FAN - RETURN | NIL | FEDERAL | NIL | NA | 0
VARIABLE SPEED DRIVE | 3124903820 | ABB | ACH550-01-04A1-4+B055 | NA | 0
VARIABLE SPEED DRIVE | 3124903820 | ABB | ACH550-01-04A1-4+B055 | NA | 0
AIR HANDLING UNIT | NIL | NULL | COLAIR ASH1500FM | NA | 0
FAN COIL UNIT - DUCTED | 120500335860015 | NULL | AERMEC FCX62P | NA | 0
FAN COIL UNIT - DUCTED | 1205003363070000 | NULL | AERMEC FCL 38 | NA | 0
SWITCHBOARD MECHANICAL | NIL | NULL | NIL | NA | 0
VARIABLE SPEED DRIVE | 3124504055 | ABB | ACH 550-01-023A-4+B055 | NA | 0
VARIABLE SPEED DRIVE | 3124504469 | ABB | ACH 550-01-12A-4+B055 | NA | 0
BOILER - GAS FIRED | 04116 2000000605 | NHP | ARIZONA 400 | NA | 0
AIR FAN - EXHAUST | N 19181-3 | NULL | DYNAFLOW 9ACW 90" | NA | 0
AIR FAN - EXHAUST | N 19181-6 | NULL | DYNAFLOW 9 CW90" | NA | 0
VARIABLE SPEED DRIVE | 3135006067 | ABB | ACH 550-01-06A9-4+B055 | NA | 0
VARIABLE SPEED DRIVE | 3124304956 | ABB | ACH 550-01-06A-09+4B055 | NA | 0
VARIABLE SPEED DRIVE | 3124304950 | ABB | ACH550-01-06A9-4+B055 | NA | 0
AIR FAN - EXHAUST | NIL | FEDERAL | NIL | NA | 0
AIR FAN - EXHAUST | H 19181-9 | NULL | DYNAFLOW 9CW90" | NA | 0
NON DUCTED SPLIT SYSTEM | 200334 | MODULEX | MUZ-GE 60VA | R410A | 2
NON DUCTED SPLIT SYSTEM | 2006573 | MODULEX | MUZ-GE 60VA | R410A | 2
NON DUCTED SPLIT SYSTEM | 2006103 | MODULEX | MUZ 60-GEVA | R410A | 2
NON DUCTED SPLIT SYSTEM | 2000 | MODULEX | MUZ-GE 60VA | R410A | 2
NON DUCTED SPLIT SYSTEM | 2006579 | MODULEX | MUZ GE-60VA | R410A | 2
CHILLER - AIR COOLED | 1207006228340000 | NULL | AERMEC NRL 1250...E...03 COMM.625970 | R410A | 80
CHILLER - AIR COOLED | 1207006228350000 | NULL | AERMEC NRL 1250...E...03 COMM.625971 | R410A | 80
AIR HANDLING UNIT |  | NULL |  | NA | 0
AIR HANDLING UNIT |  | NULL |  | NA | 0
FAN COIL UNIT - DUCTED |  | NULL |  | NA | 0
AIR HANDLING UNIT |  | NULL |  | NA | 0
AIR HANDLING UNIT |  | NULL |  | NA | 0
AIR HANDLING UNIT |  | NULL |  | NA | 0
AIR HANDLING UNIT |  | NULL |  | NA | 0
AIR HANDLING UNIT |  | NULL |  | NA | 0
AIR HANDLING UNIT |  | NULL |  | NA | 0
AIR HANDLING UNIT |  | NULL |  | NA | 0
AIR HANDLING UNIT |  | NULL |  | NA | 0
CHILLED WATER PUMP |  | NULL |  | NA | 0
CHILLED WATER PUMP |  | NULL |  | NA | 0
AIR FAN - EXHAUST |  | NULL |  | NA | 0
AIR FAN - EXHAUST |  | NULL |  | NA | 0
AIR FAN - EXHAUST |  | NULL |  | NA | 0
AIR FAN - EXHAUST |  | NULL |  | NA | 0
AIR FAN - EXHAUST |  | NULL |  | NA | 0
AIR FAN - EXHAUST |  | NULL |  | NA | 0
AIR FAN - EXHAUST |  | NULL |  | NA | 0
AIR FAN - EXHAUST |  | NULL |  | NA | 0
AIR FAN - EXHAUST |  | NULL |  | NA | 0
AIR FAN - EXHAUST |  | NULL |  | NA | 0
AIR FAN - EXHAUST |  | NULL |  | NA | 0
AIR FAN - EXHAUST |  | NULL |  | NA | 0
AIR FAN - EXHAUST |  | NULL |  | NA | 0
AIR FAN - EXHAUST |  | NULL |  | NA | 0
AIR FAN - EXHAUST |  | NULL |  | NA | 0
AIR FAN - EXHAUST |  | NULL |  | NA | 0
AIR FAN - EXHAUST |  | NULL |  | NA | 0
AIR FAN - EXHAUST |  | NULL |  | NA | 0
AIR FAN - EXHAUST |  | NULL |  | NA | 0
AIR FAN - EXHAUST |  | NULL |  | NA | 0
AIR FAN - EXHAUST |  | NULL |  | NA | 0
AIR FAN - EXHAUST |  | NULL |  | NA | 0
AIR FAN - EXHAUST |  | NULL |  | NA | 0
AIR FAN - EXHAUST |  | NULL |  | NA | 0
AIR FAN - EXHAUST |  | NULL |  | NA | 0
AIR FAN - EXHAUST |  | NULL |  | NA | 0
AIR FAN - EXHAUST |  | NULL |  | NA | 0
AIR FAN - EXHAUST |  | NULL |  | NA | 0
COOL ROOM |  | NULL |  | NA | 0
COOL ROOM |  | NULL |  | NA | 0
COOL ROOM |  | NULL |  | NA | 0
FUME CUPBOARD |  | NULL |  | NA | 0
FUME CUPBOARD |  | NULL |  | NA | 0
FUME CUPBOARD |  | NULL |  | NA | 0
FUME CUPBOARD |  | NULL |  | NA | 0
FUME CUPBOARD |  | NULL |  | NA | 0
FUME CUPBOARD |  | NULL |  | NA | 0
FUME CUPBOARD |  | NULL |  | NA | 0
FUME CUPBOARD |  | NULL |  | NA | 0
FUME CUPBOARD |  | NULL |  | NA | 0
FUME CUPBOARD |  | NULL |  | NA | 0
FUME CUPBOARD |  | NULL |  | NA | 0
FUME CUPBOARD |  | NULL |  | NA | 0
PACKAGED AIR CONDITIONING UNIT |  | NULL |  | NA | 0
PACKAGED AIR CONDITIONING UNIT |  | NULL |  | NA | 0
PACKAGED AIR CONDITIONING UNIT |  | NULL |  | NA | 0
PACKAGED AIR CONDITIONING UNIT |  | NULL |  | NA | 0
PACKAGED AIR CONDITIONING UNIT |  | NULL |  | NA | 0
PACKAGED AIR CONDITIONING UNIT |  | NULL |  | NA | 0
PACKAGED AIR CONDITIONING UNIT |  | NULL |  | NA | 0
PACKAGED AIR CONDITIONING UNIT |  | NULL |  | NA | 0
PACKAGED AIR CONDITIONING UNIT |  | NULL |  | NA | 0
PACKAGED AIR CONDITIONING UNIT |  | NULL |  | NA | 0
PACKAGED AIR CONDITIONING UNIT |  | NULL |  | NA | 0
PACKAGED AIR CONDITIONING UNIT |  | AIR CHANGE |  | NA | 0
PACKAGED AIR CONDITIONING UNIT |  | NULL |  | NA | 0
PACKAGED AIR CONDITIONING UNIT |  | NULL |  | NA | 0
PACKAGED AIR CONDITIONING UNIT |  | NULL |  | NA | 0
PACKAGED AIR CONDITIONING UNIT |  | NULL |  | NA | 0
PACKAGED AIR CONDITIONING UNIT |  | NULL |  | NA | 0
PACKAGED AIR CONDITIONING UNIT |  | NULL |  | NA | 0
PACKAGED AIR CONDITIONING UNIT |  | NULL |  | NA | 0
PACKAGED AIR CONDITIONING UNIT |  | NULL |  | NA | 0
PACKAGED AIR CONDITIONING UNIT |  | NULL |  | NA | 0
PACKAGED AIR CONDITIONING UNIT |  | NULL |  | NA | 0
PACKAGED AIR CONDITIONING UNIT |  | NULL |  | NA | 0
PACKAGED AIR CONDITIONING UNIT |  | NULL |  | NA | 0
PACKAGED AIR CONDITIONING UNIT |  | NULL |  | NA | 0
FUME CUPBOARD |  | NULL |  | NA | 0
CHILLER - RECIPROCATING | 12P902146 | CARRIER | 30RB0262-A0030-PEE-- | R410A | 48
CHILLER - RECIPROCATING | 12P902147 | CARRIER | 30RB0262-A0030-PEE-- | R410A | 48
AIR FAN - EXHAUST |  | NULL |  | NA | 0
AIR FAN - EXHAUST |  | NULL |  | NA | 0
AIR FAN - EXHAUST |  | NULL |  | NA | 0
AIR FAN - EXHAUST |  | NULL |  | NA | 0
AIR FAN - EXHAUST |  | NULL |  | NA | 0
COOL ROOM |  | NULL |  | NA | 0
FUME CUPBOARD |  | NULL |  | NA | 0
FUME CUPBOARD |  | NULL |  | NA | 0
FUME CUPBOARD |  | NULL |  | NA | 0
FUME CUPBOARD |  | NULL |  | NA | 0
FUME CUPBOARD |  | NULL |  | NA | 0
PACKAGED AIR CONDITIONING UNIT | 92361 | TEMPERZONE | OPA1370RKTM01 | R410A | 36
PACKAGED AIR CONDITIONING UNIT | 99921 | TEMPERZONE | OPA960RKTBH | R410A | 19.2
CHILLER - AIR COOLED | GA 5134 | POWER PAX | PPA 1100-2.24156-249.10X2-4.0/2 | R134A | 325
AIR FAN - EXHAUST | NOT LEDGIBLE | FEDERAL | MV354 | NULL | NULL
AIR FAN - EXHAUST | 594714 | FANTECH | CE404D | NULL | NULL
AIR FAN - EXHAUST | 543140 | FANTECH | CE314V | NULL | NULL
SMOKE EXHAUST FAN | UNKNOWN | LUKE | UNKNOWN | NULL | NULL
SMOKE EXHAUST FAN | UNKNOWN | LUKE | UNKNOWN | NULL | NULL
SMOKE EXHAUST FAN | SSF 18 | LUKE | UNKNOWN | NULL | NULL
SMOKE EXHAUST FAN | UNKNOWN | LUKE | UNKNOWN | NULL | NULL
SMOKE EXHAUST FAN | UNKNOWN | HEAT STRIP | UNKNOWN | NULL | NULL
SMOKE EXHAUST FAN | UNKNOWN | WORMALD | 21839 | NULL | NULL
SMOKE EXHAUST FAN | UNKNOWN | HEAT STRIP | UNKNOWN | NULL | NULL
SMOKE EXHAUST FAN | UNKNOWN | HEAT STRIP | UNKNOWN | NULL | NULL
SMOKE EXHAUST FAN | UNKNOWN | HEAT STRIP | UNKNOWN | NULL | NULL
SMOKE EXHAUST FAN | UNKNOWN | LUKE | UNKNOWN | NULL | NULL
SMOKE EXHAUST FAN | UNKNOWN | LUKE | UNKNOWN | NULL | NULL
SMOKE EXHAUST FAN | UNKNOWN | HEAT STRIP | UNKNOWN | NULL | NULL
SMOKE EXHAUST FAN | UNKNOWN | HEAT STRIP | UNKNOWN | NULL | NULL
SMOKE EXHAUST FAN | UNKNOWN | HEAT STRIP | UNKNOWN | NULL | NULL
SMOKE EXHAUST FAN | UNKNOWN | HEAT STRIP | UNKNOWN | NULL | NULL
SMOKE EXHAUST FAN | UNKNOWN | HEAT STRIP | UNKNOWN | NULL | NULL
SMOKE EXHAUST FAN | UNKNOWN | HEAT STRIP | UNKNOWN | NULL | NULL
SMOKE EXHAUST FAN | UNKNOWN | HEAT STRIP | UNKNOWN | NULL | NULL
SMOKE EXHAUST FAN | UNKNOWN | LUKE | UNKNOWN | NULL | NULL
SMOKE EXHAUST FAN | UNKNOWN | LUKE | UNKNOWN | NULL | NULL
SMOKE EXHAUST FAN | UNKNOWN | LUKE | UNKNOWN | NULL | NULL
SMOKE EXHAUST FAN | UNKNOWN | HEAT STRIP | UNKNOWN | NULL | NULL
AIR FAN - EXHAUST | 9850 | WORMALD | 250 | NULL | NULL
CASSETTE SPLIT SYSTEM | N/A | DAIKIN | RY71KY1 | R22 | 2
PACKAGED AIR CONDITIONING UNIT | 445654 | ACTRON | PCG290L-01D1-K | R410A | 11
PACKAGED AIR CONDITIONING UNIT | 146679 | APAC | P030AHR9AA | R22 | 3
CASSETTE SPLIT SYSTEM | 9000161 | DAIKIN | FHYC71KE | R410A | 4
PACKAGED AIR CONDITIONING UNIT | 3496W92653 | APAC | S14 HPBH | R22 | 4
PACKAGED AIR CONDITIONING UNIT | 404438 | ACTRON | PCG300-01D1-K | R410A | 9.5
PACKAGED AIR CONDITIONING UNIT | 508260 | NULL | PCA300U-0300-M449 | R410A | 9.5
PACKAGED AIR CONDITIONING UNIT | 851475 | APAC | P023AHR9AA | R22 | 5
PACKAGED AIR CONDITIONING UNIT | 4624 | HURLCON | MP180 | R22 | 5
PACKAGED AIR CONDITIONING UNIT | 4625 | HURLCON | MP180 | R22 | 5
PACKAGED AIR CONDITIONING UNIT | 478230 | NULL | PCG340L-0100 | R410A | 12
PACKAGED AIR CONDITIONING UNIT | UNKNOWN | HURLCON | UNKNOWN | R22 | 5
PACKAGED AIR CONDITIONING UNIT | 446400 | NULL | PKY470T-6Q2-6Q2-LFFT-VA-M604 | R410A | 13.4
PACKAGED AIR CONDITIONING UNIT | 851335 | APAC | P046AHR9AE | R22 | 6
PACKAGED AIR CONDITIONING UNIT | 4538 | HURLCON | UNKNOWN | R22 | 6
PACKAGED AIR CONDITIONING UNIT | UNKNOWN | HURLCON | MP120 | R22 | 6
PACKAGED AIR CONDITIONING UNIT | 4635 | HURLCON | MP120 | R22 | 8
PACKAGED AIR CONDITIONING UNIT | 446331 | NULL | PKY540T-6Q2-LFFT-VA-K | R410A | 17.8
PACKAGED AIR CONDITIONING UNIT | 445652 | ACTRON | PCG300L-01D1-K | R410A | 9.5
PACKAGED AIR CONDITIONING UNIT | 468201 | ACTRON | PCG340L-01D1-K | R410A | 12
PACKAGED AIR CONDITIONING UNIT | UNKNOWN | HURLCON | UNKNOWN | R22 | 6
PACKAGED AIR CONDITIONING UNIT | 2700W145114 | APAC | P023AHR9AA | R22 | 6
PACKAGED AIR CONDITIONING UNIT | 446332 | ACTRON | PKY700T-6Q2-LFFT-VA-K. | R410A | 21
PACKAGED AIR CONDITIONING UNIT | 403847 | ACTRON | PKY470T-6Q1-LFFT-VA-M547 | R410A | 13.4
PACKAGED AIR CONDITIONING UNIT | 403848 | ACTRON | PKY470T-6Q1-LFFT-VA-M547 | R410A | 13.2
PACKAGED AIR CONDITIONING UNIT | 4636 | CUSTOM-BUILT | MP120 | R22 | 10
PACKAGED AIR CONDITIONING UNIT | 4696 | HURLCON | MP150 | R22 | 10
PACKAGED AIR CONDITIONING UNIT | 357931 | ACTRON | PKY960T-3Q1-LFFT-VA-M465 | R410A | 33
PACKAGED AIR CONDITIONING UNIT | 383443 | ACTRON | PKY540T | R410A | 17.8
PACKAGED AIR CONDITIONING UNIT | 357929 | ACTRON | PKY540T | R410A | 17.8
PACKAGED AIR CONDITIONING UNIT | 383445 | ACTRON | PKY540T | R410A | 17.8
PACKAGED AIR CONDITIONING UNIT | 383444 | ACTRON | PKY540T | R410A | 17.8
PACKAGED AIR CONDITIONING UNIT | 357930 | ACTRON | PKY540T | R410A | 17.8
PACKAGED AIR CONDITIONING UNIT | 403849 | ACTRON | PKY620T-6Q1-LFFT | R410A | 20
PACKAGED AIR CONDITIONING UNIT | 327191 | ACTRON | PKY470T | R410A | 13.4
PACKAGED AIR CONDITIONING UNIT | 357928 | ACTRON | PKY470T | R410A | 13.2
NON DUCTED SPLIT SYSTEM | 813903667 RE | MITSUBISHI | SRK25ZGA-S | R410A | 0
NON DUCTED SPLIT SYSTEM | UNKNOWN | MITSUBISHI | UNKNOWN | NA | 0
CASSETTE SPLIT SYSTEM | UNKNOWN | HITACHI | UNKNOWN | R410A | 0
NON DUCTED SPLIT SYSTEM | UNKNOWN | MITSUBISHI | UNKNOWN | NA | 0
NON DUCTED SPLIT SYSTEM | UNKNOWN | HITACHI | UNKNOWN | R410A | 0
NON DUCTED SPLIT SYSTEM | 813903667 RE | MODULEX | SRK25ZGA-S | R410A | 0
HEATING HOT WATER PUMP | 17A94-56 | SOUTHERN CROSS | MFA43B-F | NA | 0
KITCHEN EXHAUST FAN | UNKNOWN | RICHARDSON | UNKNOWN | NULL | NULL
HEATING HOT WATER PUMP | UNKNOWN | AJAX | UNKNOWN | NA | 0
CHILLED WATER PUMP | UNKNOWN | AJAX | UNKNOWN | NA | 0
HEATING HOT WATER PUMP | 20050040 | AJAX | 210402 | NA | 0
CHILLED WATER PUMP | 20060051 | AJAX | 210423 | NA | 0
HEATING HOT WATER PUMP | UNKNOWN | AJAX | UNKNOWN | NA | 0
GAS DUCT HEATER | UNKNOWN | UNKNOWN | UNKNOWN | NA | 0
AIR FAN - EXHAUST | 2194 | DUCTLINE | 355B4VE | NA | 0
AIR FAN - EXHAUST | UNKNOWN | FANTECH | UNKNOWN | NULL | NULL
HEATING HOT WATER PUMP | 10B94-52 | SOUTHERN CROSS | MGB46B-F | NA | 0
KITCHEN EXHAUST FAN | UNKNOWN | RICHARDSON | RV 800 B | NULL | NULL
HEATING HOT WATER PUMP | UNKNOWN | AJAX | 210065 E32 26M2.20 | NA | 0
AIR FAN - EXHAUST | UNKNOWN | NULL | UNKNOWN | NULL | NULL
AIR FAN - EXHAUST | UNKNOWN | FANTECH | UNKNOWN | NA | 0
HEATING HOT WATER PUMP | S24-4998-HI | AJAX | SW40-16 | NA | 0
NON DUCTED SPLIT SYSTEM | UNKNOWN | MITSUBISHI | UNKNOWN | R410A | 0
SWITCHBOARD MECHANICAL |  | UNKNOWN |  | NULL | NULL
AIR FAN - EXHAUST | UNKNOWN | FANTECH | UNKNOWN | NA | 0
AIR FAN - EXHAUST | UNKNOWN | FANTECH | UNKNOWN | NA | 0
NON DUCTED SPLIT SYSTEM | UNKNOWN | MITSUBISHI | UNKNOWN | R410A | 0
SWITCHBOARD MECHANICAL |  | UNKNOWN |  | NULL | NULL
KITCHEN EXHAUST FAN | UNKNOWN | RICHARDSON | UNKNOWN | NULL | NULL
CAR PARK EXHAUST FAN | UNKNOWN | FANTECH | GOALDWDI | NA | 0
CAR PARK EXHAUST FAN | UNKNOWN | FANTECH | GOALDWDI | NA | 0
CAR PARK EXHAUST FAN | UNKNOWN | FANTECH | GOALDWDI | NULL | NULL
AIR HANDLING UNIT | UNKNOWN | HURLCON | ASH5500 | R22 | 0
AIR HANDLING UNIT | UNKNOWN | HURLCON | UNKNOWN | R22 | 0
AIR HANDLING UNIT | UNKNOWN | COOLAIR | ASH5500 | NA | 0
SMOKE EXHAUST FAN |  | NULL |  | NULL | NULL
SMOKE EXHAUST FAN | UNKNOWN | DUCTLINE | UNKNOWN | NULL | NULL
SMOKE EXHAUST FAN | UNKNOWN | DUCTLINE | UNKNOWN | NULL | NULL
SMOKE EXHAUST FAN | UNKNOWN | FANTECH | AP080 - 1432.5 | NULL | NULL
SMOKE EXHAUST FAN | UNKNOWN | FANTECH | AP125-822.5 | NULL | NULL
EXPANSION TANK (CLOSED LOOPS) | UNKNOWN | AUTOHEAT | UNKNOWN | NA | 0
EXPANSION TANK (CLOSED LOOPS) | UNKNOWN | AUTOHEAT | UNKNOWN | NA | 0
BOILER - GAS ATMOSPHERIC | 20110710017114 | RAYPAK | P1242NCMHWT | NA | 0
SMOKE EXHAUST FAN | UNKNOWN | FANTECH | AP080-1427.5 | NULL | NULL
HEATING HOT WATER PUMP | 23H2011A11 | SOUTHERN CROSS | AUSEB1B CZ2CP | NA | 0
SMOKE EXHAUST FAN | UNKNOWN | FANTECH | AP100 - 1437.5 | NULL | NULL
AIR HANDLING UNIT | UNKNOWN | COOLAIR | ASH8000FM | NA | 0
SMOKE EXHAUST FAN | UNKNOWN | FANTECH | AP100 - 1437.5 | NULL | NULL
AIR HANDLING UNIT | UNKNOWN | COOLAIR | ASH800FM | NA | 0
SWITCHBOARD MECHANICAL | NA | NULL | NA | NA | 0
AIR FAN - EXHAUST | NA | FEDERAL | NA | NA | 0
WALL MOUNTED SPLIT SYSTEM | 7900400 | DAKO | FTY35FV1C | NA | 0
FLOOR STANDING CONSOLE SPLIT | NA | CARRIER | NA | R22 | 2
EXTRACTION SYSTEM - DUST | NA | NULL | NA | NA | 0
EXTRACTION SYSTEM - DUST | NA | NULL | NA | NA | 0
TOILET EXHAUST FAN | NA | FEDERAL | NA | NA | 0
TOILET EXHAUST FAN | NA | NULL | NA | NA | 0
AIR FAN - EXHAUST | NA | FANTECH | NA | NA | 0
AIR FAN - EXHAUST | NA | NULL | 4TS EWB_DM | NA | 0
DUCT - FURNACE (GAS FIRED) | D1069-81 | AIRA | BD40 | NATURAL GAS | 0
DUCT - FURNACE (GAS FIRED) | NO SERIAL ID | AIRA | SD40 | NATURAL GAS | 0
PACKAGED AIR CONDITIONING UNIT | IG72044711 | AIRTEMP | 3105-07 | R22 | 5
DUCT - FURNACE (GAS FIRED) | D1070-81 | AIRA | SD 40 | NATURAL GAS | 0
DUCT - FURNACE (GAS FIRED) | D 107281 | AIRA | SD 40 | NATURAL GAS | 0
DUCT - FURNACE (GAS FIRED) | D106681 | AIRA | D16 | NATURAL GAS | 0
DUCT - FURNACE (GAS FIRED) | D1096-81 | AIRA | SD 40 | NATURAL GAS | 0
DUCT - FURNACE (GAS FIRED) | D107381 | AIRA | SD 40 | NATURAL GAS | 0
WALL MOUNTED SPLIT SYSTEM | NA | FUJITSU | NA | R22 | 2
HEATER - ELECTRIC (ROOM) | NA | HOVAL | NA | NA | 0
HEATER - ELECTRIC (ROOM) | NA | HOVAL | NA | NA | 0
HEATER - HYDRONIC (ROOM) | NO SERIAL ID | NULL | NO MODEL ID | NA | 0
AIR FAN - EXHAUST | NONE | PURE HEAT | NONE | NA | 0
WALL MOUNTED SPLIT SYSTEM | OUTDOOR: 0900726 | DAKO | OUTDOOR: R100KUY1 | NA | 0
FRIDGE | NA | NULL | NA | R134A | 3
WALL MOUNTED SPLIT SYSTEM | OUTDOOR: 1900201 | DAKO | OUTDOOR: R100KUY1 | NA | 0
COOL ROOM | NA | WILLIAMS | NA | R404A | 6
FRIDGE | NO SERIAL ID | KLOCHNER MOLLER | AE 18MG-1 | NA | 0
FRIDGE | NA | KIRBY | NA | R404A | 4
ICE MACHINE | NA | NULL | NA | R134A | 2
FREEZER | NA | WILLIAMS | NA | R404A | 3
FRIDGE | 358762 | NULL | CMP 12TB3N | NA | 0
FRIDGE | NA | WILLIAMS | NA | R134A | 4
CHILLER - WATER COOLED | NA | BILLI | NA | NA | 0
CHILLER - WATER COOLED | NO SERIAL ID | NULL | MAKE: BILLI | NA | 0
WALL MOUNTED SPLIT SYSTEM | 1900448 | DAKO | R50GAV1A | NA | 0
AIR FAN - EXHAUST | 177919 | FEDERAL | APO 504 API | NA | 0
AIR FAN - EXHAUST | M79978 | FEDERAL | PCD 314DD | NA | 0
ROOM AIR CONDITIONING UNIT | NA | TECO | NA | R22 | 2
ROOM AIR CONDITIONING UNIT | NA | KELVINATOR | NA | R410A | 2
ROOM AIR CONDITIONING UNIT | NA | LENNOX | NA | R22 | 2
ROOM AIR CONDITIONING UNIT | NA | LENNOX | NA | R22 | 2
ROOM AIR CONDITIONING UNIT | NONE | KIRBY | NONE | NA | 0
ROOM AIR CONDITIONING UNIT | NA | LENNOX | NA | R22 | 2
ROOM AIR CONDITIONING UNIT | NA | FUJITSU | NA | R22 | 2
ROOM AIR CONDITIONING UNIT | NA | FUJITSU | NA | R22 | 2
ICE MACHINE | NA | NULL | NA | R134A | 2
FRIDGE | NA | ORFORD | NA | R134A | 2
WALL MOUNTED SPLIT SYSTEM | OUTDOOR: A000105 | DAKO | OUTDOOR: RZQ100FV4A | NA | 0
FREEZER |  | NULL | MAKE: ENTHALPY | NA | 0
FRIDGE |  | NULL | MAKE: ENTHALPY | NA | 0
FRIDGE |  | NULL | MAKE: ENTHALPY | NA | 0
COOL ROOM | 06G16671B | CROSSLE | CSI4K6E TFD 551 | NA | 0
COOL ROOM | 06G16671B | CROSSLE | CSI4K6E TFD 551 | NA | 0
DUCTED SPLIT SYSTEM | NONE | GREGORY | NONE | NA | 0
DUCTED SPLIT SYSTEM | NO ACCESS | GREGORY | NO ACCESS | NA | 0
AIR FAN - EXHAUST | 37062 | DUNN AIR | DFC220-4E | NA | 0
FRIDGE | 6B85930200 | NULL | TECUMSEH R22 LRA 15.3 | NA | 0
FRIDGE | 6A96730200 | NULL | TEUMSEH R22 LRA 12.3 | NA | 0
FRIDGE | O6G16679 B | CROSSLE | CSI 4K6E TFD 551 | NA | 0
COOL ROOM | 06G16662B | CROSSLE | CSI 4K6E TFD 551 | NA | 0
AIR FAN - EXHAUST | 308215 | FEDERAL | CE192V | NA | 0
AIR FAN - EXHAUST | 307868 | FEDERAL | CE192V | NA | 0
SWITCHBOARD MECHANICAL | NO SERIAL ID | NULL | NO MODEL ID | NA | 0
FAN COIL UNIT - DUCTED |  | NULL |  | NA | 0
FAN COIL UNIT - DUCTED | NO SERIAL ID | NULL | NO MODEL ID | NA | 0
FAN COIL UNIT - DUCTED | 100-7G-0059 | ZEIL | CS-74FO | NA | 0
FAN COIL UNIT - DUCTED | 50776 | MUNTERS | MLH14I61P | NA | 0
FAN COIL UNIT - DUCTED | 45929 | MUNTERS | MLHO4BHBL41B | NA | 0
FAN COIL UNIT - DUCTED | NO SERIAL ID | NULL | NO MODEL ID | NA | 0
KITCHEN EXHAUST FAN | NO SERIAL ID | FEDERAL | ILD 366.6 | NA | 0
FAN COIL UNIT - DUCTED | NO SERIAL ID | NULL | MAKE: WALKER, MODEL: ALHS.5 | NA | 0
FAN COIL UNIT - DUCTED | NO SERIAL ID | NULL | MAKE: WALKER, MODEL: ALHS.5 | NA | 0
FAN COIL UNIT - DUCTED | NO SERIAL ID | NULL | MAKE: WALKER, MODEL: ALHS.5 | NA | 0
FAN COIL UNIT - DUCTED | NO SERIAL ID | NULL | MAKE: WALKER, MODEL: ALHS.5 | NA | 0
AIR FAN - SUPPLY | NO SERIAL ID | NULL | MAKE: WALKER, MODEL: ALHS.5 | NA | 0
HEATING HOT WATER PUMP | A10C2. | ALCAIR | 40 250 | NA | 0
HEATING HOT WATER PUMP | NONE | ALCAIR | 50 250 | NA | 0
DUCTED SPLIT SYSTEM | NO ACCESS | GREGORY | NO ACCESS | NA | 0
DUCTED SPLIT SYSTEM | T 000556 | GREGORY | AR60HFCMF | NA | 0
SWITCHBOARD MECHANICAL | NO SERIAL ID | NULL | NO MODEL ID | NA | 0
AIR FAN - EXHAUST | 308177 | FEDERAL | CHD568 | NA | 0
VARIABLE SPEED DRIVE | NA | ABB | NA | NA | 0
AIR HANDLING UNIT | 1040 | NULL | MAKE: WALKER, MODEL: ASH-08 | NA | 0
PACKAGED AIR CONDITIONING UNIT | 597993 | THERMAL EQUP CO | OPA 180R | NA | 0
KITCHEN EXHAUST FAN | 308176 | FEDERAL | CHD456-HT | NA | 0
KITCHEN EXHAUST FAN | 308175 | FEDERAL | CHD718HT | NA | 0
AIR FAN - OUTSIDE | 309762 | FEDERAL | APO714P10B007 | NA | 0
AIR FAN - SUPPLY | NONE | CARRIER APAC | NONE | NA | 0
AIR FAN - RETURN | NA | CARRIER APAC | NA | NA | 0
SWITCHBOARD MECHANICAL | NONE | REGENT | NONE | NA | 0
SWITCHBOARD MECHANICAL | NONE | NULL | NONE | NA | 0
CASSETTE SPLIT SYSTEM | NA | MODULEX | PUH-2AG6 | NA | 0
WALL MOUNTED SPLIT SYSTEM | NA | LENNOX | NA | R22 | 2
FAN COIL UNIT - DUCTED | NA | NULL | NA | NA | 0
FAN COIL UNIT - NON DUCTED |  | MUNTERS | MF SERIES 1 | NA | 0
AIR FAN - EXHAUST | NA | FEDERAL | NA | NA | 0
WALL MOUNTED SPLIT SYSTEM | E014025 | DAIKIN | FTXS50FVMA | R410A | 2
DUCTED SPLIT SYSTEM | 4284 | NULL | WEATHERMATES15 | R22 | 5
DUCTED SPLIT SYSTEM | NA | NULL | WEATHERMATES15 | R22 | 5
WALL MOUNTED SPLIT SYSTEM | NA | NULL | BENSONKFR35GW | NA | 0
ROOM AIR CONDITIONING UNIT | NONE | MITSUBISHI | MIDEA MWF 12HB4 | NA | 0
WALL MOUNTED SPLIT SYSTEM | 11A3971619 | HITACHI | RAS-60YHA3 | NA | 0
WALL MOUNTED SPLIT SYSTEM | E011192 | DAIKIN | FTXS25LVMA | NA | 0
WALL MOUNTED SPLIT SYSTEM | E011388 | DAIKIN | FTXS25LVMA | R410A | 2
WALL MOUNTED SPLIT SYSTEM | L75303850800009 | NULL | CHILLAIRKFR-63GW | NA | 0
WALL MOUNTED SPLIT SYSTEM | E004240 | DAIKIN | FTXS71LVMA | NA | 0
WALL MOUNTED SPLIT SYSTEM | E004233 | DAIKIN | FTXS71LVMA | NA | 0
ROOM AIR CONDITIONING UNIT |  | HONEYWELL | RA-3147CHA | NA | 0
WALL MOUNTED SPLIT SYSTEM | M003717 | DAIKIN | FTXS80KAVMA | NA | 0
WALL MOUNTED SPLIT SYSTEM | 9905938 | DAIKIN | FTY60GV1A7 | R22 | 1.75
WALL MOUNTED SPLIT SYSTEM | ACC040500119 | HELLER | HELLERACH13RCR | R22 | 1.2
WALL MOUNTED SPLIT SYSTEM | 9906027 | DAIKIN | FTY60GV1A7 | R22 | 5
ROOM AIR CONDITIONING UNIT | NA | KIRBY | NA | NA | 0
CASSETTE SPLIT SYSTEM | 24A01676 | MODULEX | PLA-RP60BA | NA | 0
CASSETTE SPLIT SYSTEM | 1XA01859 | MODULEX | PLA-RP100BA | NA | 0
DUCTED SPLIT SYSTEM | 776123 | CIEMANTS | 5018IHR7AN | NA | 0
CASSETTE SPLIT SYSTEM | 26M03196 | MODULEX | SLZ-KA50VAL | NA | 0
CASSETTE SPLIT SYSTEM | 18M01972 | MODULEX | SLZ-KA35VAQ | NA | 0
CASSETTE SPLIT SYSTEM | 26M03194 | MODULEX | SLZ-KA50VAL | NA | 0
CASSETTE SPLIT SYSTEM | 24M01692 | MODULEX | SLZ-KA25VAL | NA | 0
CASSETTE SPLIT SYSTEM | 21M00072 | MODULEX | SLZ-KA50VAL | NA | 0
CASSETTE SPLIT SYSTEM | 24A01658 | MODULEX | PLA-RP60BA | NA | 0
WALL MOUNTED SPLIT SYSTEM | 5064121303 | NULL | AIRWELL XV30RCA | NA | 0
COOL ROOM | 1682102856 | NULL | ENTHALPY -TD4CC92MP383 | NA | 0
DUCTED SPLIT SYSTEM | E003917 | DAKO | RZQ71KBV4A | NA | 0
DUCTED SPLIT SYSTEM | E000374 | DAKO | RKS71FVMA | NA | 0
COOL ROOM | 406022967 | KLOCHNER MOLLER | PP450HMH-4 | NA | 0
PACKAGED AIR CONDITIONING UNIT | 363577 | THERMAL EQUP CO | OPA101 | NA | 0
FAN COIL UNIT - DUCTED |  | TEMPERZONE |  | NA | 0
CASSETTE SPLIT SYSTEM |  | DAIKIN |  | NA | 0
WALL MOUNTED SPLIT SYSTEM |  | DAIKIN |  | NA | 0
CASSETTE SPLIT SYSTEM | J000487 | DAIKIN | FFQ25C2VEB | R410A | 2
ROOM AIR CONDITIONING UNIT |  | NULL |  | NA | 0
ROOM AIR CONDITIONING UNIT | N/A | TECO RAC | TWW27HFBGJBB | R410A | 0
ROOM AIR CONDITIONING UNIT |  | TEMPERZONE |  | NA | 0
WALL MOUNTED SPLIT SYSTEM | NA | TEMPERZONE | LS1826H | NA | 0
ROOM AIR CONDITIONING UNIT |  | TEMPERZONE |  | NA | 0
ROOM AIR CONDITIONING UNIT |  | TEMPERZONE |  | NA | 0
VARIABLE AIR VOLUME UNITS |  | NULL |  | NA | 0
VARIABLE AIR VOLUME UNITS |  | NULL |  | NA | 0
VARIABLE AIR VOLUME UNITS |  | NULL |  | NA | 0
VARIABLE AIR VOLUME UNITS | NA | NULL | TEMPMASTER - S7-G | NA | 0
VARIABLE AIR VOLUME UNITS |  | NULL |  | NA | 0
VARIABLE AIR VOLUME UNITS |  | NULL |  | NA | 0
VARIABLE AIR VOLUME UNITS |  | NULL |  | NA | 0
VARIABLE AIR VOLUME UNITS |  | NULL |  | NA | 0
VARIABLE AIR VOLUME UNITS |  | NULL |  | NA | 0
VARIABLE AIR VOLUME UNITS |  | NULL |  | NA | 0
VARIABLE AIR VOLUME UNITS |  | NULL |  | NA | 0
VARIABLE AIR VOLUME UNITS |  | NULL |  | NA | 0
VARIABLE AIR VOLUME UNITS |  | NULL |  | NA | 0
VARIABLE AIR VOLUME UNITS |  | NULL |  | NA | 0
VARIABLE AIR VOLUME UNITS |  | NULL |  | NA | 0
VARIABLE AIR VOLUME UNITS |  | NULL |  | NA | 0
VARIABLE AIR VOLUME UNITS |  | NULL |  | NA | 0
VARIABLE AIR VOLUME UNITS |  | NULL |  | NA | 0
VARIABLE AIR VOLUME UNITS |  | NULL |  | NA | 0
WALL MOUNTED SPLIT SYSTEM | MEZ62248003 | LG | R18AWN-NC9 | R410A | 1
AIR FAN - EXHAUST |  | DUCTLINE |  | NA | 0
VARIABLE AIR VOLUME UNITS |  | NULL |  | NA | 0
VARIABLE AIR VOLUME UNITS |  | NULL |  | NA | 0
VARIABLE AIR VOLUME UNITS |  | NULL |  | NA | 0
VARIABLE AIR VOLUME UNITS |  | NULL |  | NA | 0
VRF DUCTED SPLIT |  | DAKO | RXYQ8 | NA | 0
VRF NON DUCTED SPLIT | E002428 | DAKO | RQY12 | NA | 0
PACKAGED AIR CONDITIONING UNIT |  | DAKO | UAQ 150 | NA | 0
DUCTED SPLIT SYSTEM | EOO1502 | DAKO | RQ 140 LA | NA | 0
AIR FAN - EXHAUST |  | NULL |  | NA | 0
WALL MOUNTED SPLIT SYSTEM | T016050 | GREGORY | ATO30RMAL | NA | 0
AIR HANDLING UNIT | C3L062994 | CARRIER | 39FD1-57DG2917BL | NA | 0
AIR HANDLING UNIT | 03G062776 | CARRIER | 39FD1 | CHILLED WATER | 0
AIR HANDLING UNIT | A12564-002 | NULL | SKILLEDAIR. FCS-300V | NA | 0
AIR HANDLING UNIT |  | TEMPERZONE |  | NULL | NULL
AIR HANDLING UNIT |  | TEMPERZONE |  | NA | 0
AIR HANDLING UNIT |  | NULL |  | NA | 0
AIR HANDLING UNIT | WA271002-002 | NULL | FMS 500 H | CHILLED WATER | 0
AIR HANDLING UNIT | AP 2908 | YORK | HD-260 | NA | 0
AIR HANDLING UNIT | AP 2908 | NULL | HD 670 | NA | 0
AIR HANDLING UNIT | AP 2908 | NULL | HD-260 | NA | 0
AIR HANDLING UNIT | AP 2908 | NULL | HD 150 | NA | 0
AIR FAN - RETURN | 376986 | FEDERAL | APS0804CA929 | NA | 0
AIR HANDLING UNIT | AP 2908 | NULL | HD-330 | NA | 0
AIR HANDLING UNIT | AP 2908 | NULL | HD -380 | NA | 0
AIR HANDLING UNIT | AP 2908 | NULL | HD200 | NA | 0
AIR HANDLING UNIT | LKGM 1588 | NULL | M45H1B504 CW HW MP | NA | 0
AIR HANDLING UNIT | WA250210-001 | NULL | FCS-200 H(S) | NA | 0
AIR HANDLING UNIT | WA 260210-002 | NULL | FCS- 400H (S) | NA | 0
AIR FAN - EXHAUST |  | FEDERAL |  | NA | 0
PACKAGED AIR CONDITIONING UNIT |  | TEMPERZONE |  | R22 | 0
SMOKE EXHAUST FAN |  | HEAT STRIP |  | NA | 0
SMOKE EXHAUST FAN |  | ONGA |  | NA | 0
SMOKE EXHAUST FAN |  | HEAT STRIP |  | NA | 0
AIR HANDLING UNIT | 03L062993 | CARRIER | 39FD1-66D12917BM | NA | 0
AIR HANDLING UNIT | 03L062999 | CARRIER | 39FV1-44DL2917LH | NA | 0
AIR HANDLING UNIT | 03L062996 | CARRIER | 39FD1-68D12917LN | CHILLED WATER | 0
AIR HANDLING UNIT | 03L062997 | CIEMANTS | 39FD1-55D12917BK | CHILLED WATER | 0
AIR HANDLING UNIT | 03LCE299B | CARRIER | 39FD1-57DG2917BL | CHILLED WATER | 0
WALL MOUNTED SPLIT SYSTEM |  | DAIKIN |  | NA | 0
AIR FAN - EXHAUST |  | NULL |  | NA | 0
WALL MOUNTED SPLIT SYSTEM | 3906700208 | PARKER | CS-RE18NKR | R410A | 2
WALL MOUNTED SPLIT SYSTEM | E010365 | DAKO | FTXS90FVMA | R22 | 2
WALL MOUNTED SPLIT SYSTEM | E010368 | DAKO | FTXS90FVMA | R22 | 2
UNDER CEILING SPLIT SYSTEM | 387205773 | PARKER | CS-F50DTE | R22 | 2
UNDER CEILING SPLIT SYSTEM | 387205778 | PARKER | CS-F50DTE5 | R22 | 2
CRAC UNIT | 537307-0609-01 | STIEBEL | 1025FA | R404A | 10
CRAC UNIT | 537307-0609-02 | STIEBEL | 1025FA | R404A | 10
WALL MOUNTED SPLIT SYSTEM | T006748 | FUJITSU | AST24LBAJ | R22 | 2
WALL MOUNTED SPLIT SYSTEM | M5HA02169FP | MITSUBISHI | FDKN256CEN | R22 | 2
WALL MOUNTED SPLIT SYSTEM |  | MODULEX |  | NA | 0
WALL MOUNTED SPLIT SYSTEM |  | PANASONIC |  | NA | 0
WALL MOUNTED SPLIT SYSTEM |  | PANASONIC |  | NA | 0
CHILLED WATER PUMP | 77423-1A | ALCAIR | E125-32 | NA | 0
CHILLED WATER PUMP | 77423-1B | ALCAIR | E125-32 | NA | 0
CONDENSER WATER PUMP |  | ALCAIR |  | NA | 0
CONDENSER WATER PUMP |  | ALCAIR |  | NA | 0
CHILLED WATER PUMP | 77423-7A | ALCAIR | E50-16 | NA | 0
CHILLED WATER PUMP | 77423-7B | ALCAIR | E50-16 | NA | 0
CHILLED WATER PUMP | 77423-3A | ALCAIR | E40-16 | NA | 0
CHILLER - WATER COOLED | U08L01755 | TRANE | RTHD | R134A | 310
CHILLED WATER PUMP | 77423-98 | ALCAIR | E50-16 | NA | 0
AIR FAN - EXHAUST |  | WORMALD |  | NA | 0
CHILLED WATER PUMP | 77423-8B | ALCAIR | E50-16 | NA | 0
CONDENSER WATER PUMP | 77423-8A | ALCAIR | E50-16 | NA | 0
CHILLED WATER PUMP | 77423-9A | ALCAIR | E50-16 | NA | 0
CHILLED WATER PUMP | 77423-3B | ALCAIR | E40-16 | NA | 0
FAN COIL UNIT - DUCTED |  | TEMPERZONE |  | NA | 0
AIR HANDLING UNIT |  | TEMPERZONE |  | NA | 0
AIR FAN - EXHAUST |  | NULL |  | NA | 0
AIR FAN - EXHAUST |  | NULL |  | NA | 0
AIR HANDLING UNIT | LKGM1589 | YORK | M34H3B402CWHWMP | NA | 0
AIR FAN - EXHAUST |  | NULL |  | NA | 0
BOILER - GAS ATMOSPHERIC | 12 500 804 | THERMAL EQUP CO | TW1000 | NA | 0
BOILER - GAS ATMOSPHERIC | 12 500. 803 | THERMOLINE | TW 1000 | NA | 0
HEATING HOT WATER PUMP | 1377907 | MONARCH | H50-20 | NA | 0
HEATING HOT WATER PUMP | 1377907 | MONARCH | H50-20 | NA | 0
HEATING WATER - RETICULATION | 3551787 | NULL | 61631507 | NA | 0
HEATING WATER - RETICULATION | 4314623 | NULL | 61631507 | NA | 0
COOLING TOWER | 09J0306 | BARREL FAN | RCT 2388 | NA | 0
COOLING TOWER | 09J0305 | BARREL FAN | RCT 2388 | NA | 0
COOL ROOM | NA | NULL | NA | NA | 0
COOL ROOM | NA | NULL | NA | NA | 0
ICE MACHINE | SD9322A | NULL | MANITOWOC ICE MACHINE MFGDT1012 | NA | 0
FRIDGE | 902001 | NULL | SUPERCHILLER HOSHIZAKI 31627821 | R404A | 0
FRIDGE | 1031501 | NULL | ORFORDOGC1 | NA | 0
FRIDGE | 806523260 | WILLIAMS | HA135SS | NA | 0
FRIDGE | 1031502 | NULL | ORFORDOGC1 | NA | 0
FRIDGE | 0210-C00021 | NULL | STODDART. SSCOLDWEL. CU3 | NA | 0
FRIDGE | 0210-C00020 | NULL | STODDARD. SSCOLDWEL | NA | 0
FRIDGE | H070102467 | NULL | SKOPE. HB400 | R134A | 0
ICE MACHINE | AP388109X | NULL | SCOTSMAN. ACS56 | NA | 0
FRIDGE | NA | NULL | NA | NA | 0
FRIDGE | 0210-C00018 | NULL | STODDARD. SSCOLDWEL | R404A | 4
FRIDGE | 0210-C0017 | NULL | STODDARD SSWINEWEL | R404A | 0
FRIDGE | Q-17 | NULL | ARCUS. AUD2SS | R404A | 4
FRIDGE | Q-16 | NULL | AUD2SS | R404A | 4
FRIDGE | 51206 | WILLIAMS | HPS2RGDSS-0H0 | R404A | 4
FREEZER ROOM | NA | NULL | NA | NA | 0
COOL ROOM | NA | NULL | NA | NA | 0
FRIDGE | 51277 | WILLIAMS | HO2R-000 | R404A | 4
FRIDGE | 0503-0071A | NULL | ARCUS. 3DRUCOUNTER | NA | 0
ICE MACHINE |  | NULL |  | NA | 0
FRIDGE |  | NULL |  | NA | 0
UNDER CEILING SPLIT SYSTEM | 2900919 | DAIKIN | FHY125BVE | R22 | 2
UNDER CEILING SPLIT SYSTEM |  | TEMPERZONE |  | NA | 0
FRIDGE | 59445 | WILLIAMS | HO3U-00R | R134A | 0
0 - NOT SET | NOT ACCESSIBLE | NULL | NOT ACCESSIBLE | NA | 0
FRIDGE | 355D | NULL | BR23 | NA | 0
FRIDGE | 62652 | WILLIAMS | HQS2GDSS-000 | R134A | 0
FRIDGE | 62653 | WILLIAMS | HQS2GDSS-000 | R134A | 0
CASSETTE SPLIT SYSTEM |  | DAIKIN |  | NA | 0
CASSETTE SPLIT SYSTEM |  | DAIKIN |  | NA | 0
WALL MOUNTED SPLIT SYSTEM | E025928 | DAIKIN | FTXS35GVMA | R22 | 2
CASSETTE SPLIT SYSTEM |  | DAIKIN |  | NA | 0
CASSETTE SPLIT SYSTEM |  | DAIKIN |  | NA | 0
UNDER CEILING SPLIT SYSTEM | 2900584 | DAIKIN | FHY125BVE | R22 | 2
UNDER CEILING SPLIT SYSTEM | 2900574 | DAIKIN | FHT125BVE | R22 | 2
UNDER CEILING SPLIT SYSTEM | 648387 | TEMPERZONE | ISU160KD | R22 | 2
CASSETTE SPLIT SYSTEM | J00292 | DAIKIN | FFQ25C2VEB | R410A | 2
WALL MOUNTED SPLIT SYSTEM |  | DAIKIN |  | NA | 0
ROOM AIR CONDITIONING UNIT |  | TEMPERZONE |  | NA | 0
ROOM AIR CONDITIONING UNIT |  | NULL |  | NA | 0
ROOM AIR CONDITIONING UNIT |  | TEMPERZONE |  | NA | 0
ROOM AIR CONDITIONING UNIT |  | TEMPERZONE |  | NA | 0
ROOM AIR CONDITIONING UNIT |  | TEMPERZONE |  | NA | 0
ROOM AIR CONDITIONING UNIT |  | TEMPERZONE |  | NA | 0
WALL MOUNTED SPLIT SYSTEM | E044616 | DAIKIN | FTXS35L MA | R410A | 2
WALL MOUNTED SPLIT SYSTEM |  | DAKO |  | NA | 0
WALL MOUNTED SPLIT SYSTEM |  | DAIKIN |  | NA | 0
FIRE DAMPER |  | COLD MAGIC |  | NA | 0
FIRE DAMPER | NA | COLD MAGIC | 4900 CURTAIN | NA | 0
FIRE DAMPER |  | COLD MAGIC |  | NA | 0
FIRE DAMPER |  | COLD MAGIC |  | NA | 0
FIRE DAMPER |  | COLD MAGIC |  | NA | 0
FIRE DAMPER |  | COLD MAGIC |  | NA | 0
FIRE DAMPER |  | COLD MAGIC |  | NA | 0
FIRE DAMPER |  | NULL |  | NA | 0
CHILLER - WATER COOLED | U08L01756 | TRANE | RTHD | R134A | 310
CHILLER - WATER COOLED |  | TRANE |  | NA | 0
VRF DUCTED SPLIT | 911KAFX00003 | LIEBERT | ARUN140LT2 | R410A | 8
PACKAGED AIR CONDITIONING UNIT |  | TEMPERZONE |  | NA | 0
AIR FAN - EXHAUST |  | FEDERAL |  | NA | 0
PACKAGED AIR CONDITIONING UNIT | 335276 | TEMPERZONE | OPA 150R | NA | 0
AIR FAN - RETURN | 376990 | FEDERAL | APS1004GA6HO75 | NA | 0
AIR FAN - RETURN | 184687A | NULL | AX 10TE12A-4KKF | NA | 0
SMOKE EXHAUST FAN |  | HEAT STRIP |  | NA | 0
PACKAGED AIR CONDITIONING UNIT | E000135 | DAIKIN | UATY15KY19 | NA | 0
AIR FAN - EXHAUST | 11216 | DUCTLINE | 12VV-DW | NA | 0
AIR FAN - EXHAUST | NA | NULL | NA | NA | 0
SMOKE EXHAUST FAN |  | HEAT STRIP |  | NA | 0
FIRE DAMPER |  | NULL |  | NA | 0
FIRE DAMPER |  | COLD MAGIC |  | NA | 0
FIRE DAMPER |  | COLD MAGIC |  | NA | 0
FIRE DAMPER |  | COLD MAGIC |  | NA | 0
FIRE DAMPER |  | NULL |  | NA | 0
FIRE DAMPER |  | NULL |  | NA | 0
FIRE DAMPER |  | NULL |  | NA | 0
WALL MOUNTED SPLIT SYSTEM | E006157 | DAKO | FS50KVMA | R410A | 2
COOL ROOM |  | NULL |  | NA | 0
WALL MOUNTED SPLIT SYSTEM |  | DAIKIN |  | NA | 0
WALL MOUNTED SPLIT SYSTEM |  | DAIKIN |  | NA | 0
CASSETTE SPLIT SYSTEM |  | LG |  | NA | 0
WALL MOUNTED SPLIT SYSTEM |  | DAIKIN |  | NA | 0
AIR HANDLING UNIT |  | MULLER |  | NA | 0
AIR FAN - EXHAUST | 34843 | PIFAN | 150 | NA | 0
TOILET EXHAUST FAN |  | PIFAN |  | NA | 0
FIRE DAMPER |  | NULL |  | NA | 0
FIRE DAMPER |  | NULL |  | NA | 0
FIRE DAMPER |  | NULL |  | NA | 0
FIRE DAMPER |  | NULL |  | NA | 0
FIRE DAMPER |  | NULL |  | NA | 0
FREEZER |  | NULL |  | NA | 0
FIRE DAMPER |  | NULL |  | NA | 0
FIRE DAMPER |  | NULL |  | NA | 0
FIRE DAMPER |  | NULL |  | NA | 0
WALL MOUNTED SPLIT SYSTEM |  | NULL |  | NA | 0
AIR FAN - EXHAUST |  | WORMALD | 95D63B | NA | 0
WALL MOUNTED SPLIT SYSTEM |  | DAIKIN |  | NA | 0
DUCTED SPLIT SYSTEM |  | NULL |  | NA | 0
DUCTED SPLIT SYSTEM |  | ACTRON |  | NA | 0
COOL ROOM | NA | BONAIR | 4EC6.2Y-IS5-4P | NA | 0
COOL ROOM | NA | BONAIR | 4EC6.2Y-IS5-4P | NA | 0
COOL ROOM | 1678311976 | NULL | ENTHALPY 2DC32Y36053 | NA | 0
COOL ROOM | 1678606270 | NULL | ENTHALPY 2DC32Y36053 | NA | 0
COOL ROOM | 1142029A | BONAIR | 4EC6.2Y-IS5-4P | NA | 0
COOL ROOM | 1147015B | BONAIR | 4EC6.2Y-IS5-4P | NA | 0
AIR FAN - EXHAUST | 1251852 | FASCO | ILD354EX | NA | 0
CASSETTE SPLIT SYSTEM | T003155 | FUJITSU | ATU25RLC | R410A | 2
CASSETTE SPLIT SYSTEM | T001874 | FUJITSU | ATU25RLC-W | R410A | 2
CASSETTE SPLIT SYSTEM | 4UE24834 | HITACHI | RCI-5HQ5E | R410A | 2
CASSETTE SPLIT SYSTEM | 4UE24833 | HITACHI | RCI-5HQ5E | R410A | 2
TOILET EXHAUST FAN | NA | DUCTLINE | 6655SDF | NA | 0
AIR FAN - EXHAUST | UNKNOWN | NULL | UNKNOWN | NA | 0
FAN COIL UNIT - DUCTED | K12063D | MUNTERS | LS106HCM | CHILLED WATER | 0
FAN COIL UNIT - DUCTED | J57353 | TEMPERZONE | IMDL 90 | CHILLED WATER | 0
CASSETTE SPLIT SYSTEM |  | DAIKIN |  | NA | 0
CASSETTE SPLIT SYSTEM |  | DAKO |  | NA | 0
FAN COIL UNIT - DUCTED | WA1504005-003 | NULL | FAN COIL INDUSTRIES. FCS-200H | NA | 0
FAN COIL UNIT - DUCTED | WA1504005-003 | NULL | FAN COIL INDUSTRIES. FCS-200H | NA | 0
FAN COIL UNIT - DUCTED | WA1504005-003 | FAN COIL INC | FAN COIL INDUSTRIES. FCS-200H | CHILLED WATER | 0
FAN COIL UNIT - DUCTED | WA1504005-003 | FAN COIL INC | FAN COIL INDUSTRIES. FCS-200H | CHILLED WATER | 0
AIR HANDLING UNIT |  | NULL |  | CHILLED WATER | 0
FRIDGE | 2832 | NULL | SKOPE. RCTME1000 | R404A | 10
FRIDGE | 2833 | NULL | SKOPE. RCTME1000 | R404A | 10
FREEZER | 2835 | NULL | SCOPE RCTMEF1000 | R404A | 10
FREEZER | 111216162 | NULL | FAGOR. AFN-1602CFP | R404A | 0
FRIDGE | 2834 | NULL | SKOPE. RCTME1000 | R404A | 10
FRIDGE | U080815617 | NULL | SKOPE. UE50AAC | R134A | 0
FRIDGE | 2837 | NULL | SKOPE. RCPMT650 | R404A | 10
FRIDGE | 2836 | NULL | SKOPE. RCTME1000 | R404A | 10
FRIDGE | 2830 | NULL | SKOPE. RCTME650 | R404A | 12
FRIDGE | 2826 | NULL | SKOPE. RCTME1000 | R404A | 12
FRIDGE | U080815703 | NULL | SKOPE. UE50AAC | R134A | 0
ICE MACHINE | AU300408M | SCOTSMAN | ACS176AS | R134A | 0
FRIDGE | 30C110200147 | KIRBY | BA9MGB1 | R404A | 1
FRIDGE | 22B08020043 | KIRBY | BA6MHGB1 | R404A | 1
UNDER CEILING SPLIT SYSTEM | B3NA00588GP | MITSUBISHI | FDEN406CES2 | R22 | 1
UNDER CEILING SPLIT SYSTEM | B3NA00662GP | MITSUBISHI | FDEN406CES2 | R22 | 1
UNDER CEILING SPLIT SYSTEM | B3NA00598GP | MITSUBISHI | FDEN406CES2 | R22 | 1
UNDER CEILING SPLIT SYSTEM | B3NA00663GP | MITSUBISHI | FDEN406CES2 | R22 | 1
UNDER CEILING SPLIT SYSTEM | B5EA00898GP | MITSUBISHI | FDEN506CES2 | R22 | 1
FAN COIL UNIT - DUCTED | NA | MUNTERS | NA | CHILLED WATER | 0
FAN COIL UNIT - DUCTED | 003296PD | MUNTERS | MLH09BH1BR61GA | CHILLED WATER | 0
TOILET EXHAUST FAN | NA | DUCTLINE | 6655SDF | NA | 0
TOILET EXHAUST FAN | NA | DUCTLINE | 6655SDF | NA | 0
AIR FAN - EXHAUST | NA | NULL | NA | NA | 0
AIR FAN - EXHAUST | NA | NULL | NA | NA | 0
AIR FAN - EXHAUST | NA | NULL | NA | NA | 0
TOILET EXHAUST FAN | 10012187 | DUCTLINE | 6655SDF | NA | 0
TOILET EXHAUST FAN | 10012127 | DUCTLINE | 6655SDF | NA | 0
WALL MOUNTED SPLIT SYSTEM | E001227 | DAIKIN | RY35FV1A7 | R22 | 1
AIR HANDLING UNIT | NA | MUNTERS | NA | NA | 0
AIR HANDLING UNIT | K10555B | MUNTERS | BS217HF1" | NA | 0
AIR HANDLING UNIT | NA | MUNTERS | NA | NA | 0
KITCHEN EXHAUST FAN | NA | DIRECTAIRE | SAI 046 | NA | 0
KITCHEN EXHAUST FAN | NA | DIRECTAIRE | SAI 046 | NA | 0
AIR HANDLING UNIT | NA | MUNTERS | NA | NA | 0
AIR HANDLING UNIT | NA | MUNTERS | NA | CHILLED WATER | 0
CHILLED WATER PUMP | 73769-18 | ALCAIR | 210430D | NA | 0
CHILLED WATER PUMP | 73769-1A | ALCAIR | 2104300 | NA | 0
SWITCHBOARD MECHANICAL | 0 | NULL | 0 | NA | 0
AIR FAN - EXHAUST | 34637 | PIFAN | 200 | NA | 0
AIR COMPRESSOR |  | JAVAC |  | NA | 0
AIR COMPRESSOR | 9924872 | INGERSOLL RAND | 2475 | NA | 0
CASSETTE SPLIT SYSTEM | 4VE 14533 | HONEYWELL | RCI-4AQ5E | NA | 0
CASSETTE SPLIT SYSTEM | 4VE14534 | HONEYWELL | RCI-4AQ5E | NA | 0
FIRE DAMPER | NA | NULL | NA | NA | 0
FIRE DAMPER |  | NULL |  | NA | 0
FIRE DAMPER |  | NULL |  | NA | 0
FIRE DAMPER |  | NULL |  | NA | 0
FIRE DAMPER |  | NULL |  | NA | 0
FIRE DAMPER |  | NULL |  | NA | 0
FIRE DAMPER |  | NULL |  | NA | 0
FIRE DAMPER | NA | NULL | NA | NA | 0
FIRE DAMPER | O | NULL | O | NA | 0
FIRE DAMPER |  | NULL |  | NA | 0
FIRE DAMPER |  | NULL |  | NA | 0
FIRE DAMPER |  | NULL |  | NA | 0
FIRE DAMPER |  | NULL |  | NA | 0
FIRE DAMPER |  | NULL |  | NA | 0
FIRE DAMPER | NA | NULL | NA | NA | 0
WALL MOUNTED SPLIT SYSTEM | E003471 | DAKO | RXS35KVMA | NA | 0
WALL MOUNTED SPLIT SYSTEM | E002444 | DAKO | RXS35KVMA | NA | 0
WALL MOUNTED SPLIT SYSTEM | E003470 | DAKO | RXS35KVMA | NA | 0
WALL MOUNTED SPLIT SYSTEM | E002440 | DAKO | FTX35KVMA | NA | 0
WALL MOUNTED SPLIT SYSTEM | E002882 | DAKO | RXS35KVMA | NA | 0
WALL MOUNTED SPLIT SYSTEM | E002439 | DAKO | FTXS35KVMA | NA | 0
WALL MOUNTED SPLIT SYSTEM | E001794 | DAKO | RXS20KVMA | NA | 0
WALL MOUNTED SPLIT SYSTEM | E003474 | DAKO | RXS35KVMA | NA | 0
WALL MOUNTED SPLIT SYSTEM | E010742 | DAKO | RXS50KVMA | NA | 0
WALL MOUNTED SPLIT SYSTEM | E010768 | DAKO | RXS50KVMA | NA | 0
WALL MOUNTED SPLIT SYSTEM | E010796 | DAKO | RXS50KVMA | NA | 0
WALL MOUNTED SPLIT SYSTEM | E000351 | DAKO | RXS20KVMA | NA | 0
WALL MOUNTED SPLIT SYSTEM | E0000352 | DAKO | FTXS20KVMA | NA | 0
WALL MOUNTED SPLIT SYSTEM | E009430 | DAKO | RXS25KVMA | NA | 0
WALL MOUNTED SPLIT SYSTEM | E009152 | DAKO | RXS25KVMA | NA | 0
WALL MOUNTED SPLIT SYSTEM | E009148 | DAKO | FTXS25VMA | NA | 0
WALL MOUNTED SPLIT SYSTEM | E010892 | DAKO | RXS35KVMA | NA | 0
WALL MOUNTED SPLIT SYSTEM | E000315 | DAKO | RXS20KVMA | NA | 0
WALL MOUNTED SPLIT SYSTEM | E010884 | DAKO | RXS35KVMA | NA | 0
WALL MOUNTED SPLIT SYSTEM | E010883 | DAKO | RXS35KVMA | NA | 0
WALL MOUNTED SPLIT SYSTEM | E010804 | DAKO | RXS35KVMA | NA | 0
WALL MOUNTED SPLIT SYSTEM | E010736 | DAKO | RXS25KVMA | NA | 0
WALL MOUNTED SPLIT SYSTEM | E010790 | DAKO | RXS50KVMA | NA | 0
WALL MOUNTED SPLIT SYSTEM | E010762 | DAKO | RXS50KVMA | NA | 0
WALL MOUNTED SPLIT SYSTEM | E010756 | DAKO | RXS35KVMA | NA | 0
WALL MOUNTED SPLIT SYSTEM | E008047 | DAKO | RXS25KVMA | NA | 0
WALL MOUNTED SPLIT SYSTEM | E003472 | DAKO | RXS35KVMA | NA | 0
WALL MOUNTED SPLIT SYSTEM | E0009157 | DAKO | RXS25LVMA | NA | 0
UNDER CEILING SPLIT SYSTEM | T001963 | GREGORY | AOTA45LATL | NA | 0
WALL MOUNTED SPLIT SYSTEM | E091335 | GREGORY | AOTR24LCC | NA | 0
WALL MOUNTED SPLIT SYSTEM | E002800 | DAKO | RXS25KVMA | NA | 0
WALL MOUNTED SPLIT SYSTEM | E003822 | DAKO | AXS25KVMA | NA | 0
WALL MOUNTED SPLIT SYSTEM | E009561 | DAKO | RXS25KVMA | NA | 0
0 - NOT SET | E004337 | DAKO | RXS25KVMA | NA | 0
WALL MOUNTED SPLIT SYSTEM | E009574 | DAKO | RXS25KVMA | NA | 0
WALL MOUNTED SPLIT SYSTEM | E004334 | DAKO | RXS25KVMA | NA | 0
WALL MOUNTED SPLIT SYSTEM | E002799 | DAKO | RXS25KVMA | NA | 0
WALL MOUNTED SPLIT SYSTEM | E009425 | DAKO | RXS25KVMA | NA | 0
WALL MOUNTED SPLIT SYSTEM | E002442 | DAKO | RXS35KVMA | NA | 0
WALL MOUNTED SPLIT SYSTEM | E000246 | DAKO | RXS20KVMA | NA | 0
WALL MOUNTED SPLIT SYSTEM | E000831 | GREGORY | AOT7USNC | NA | 0
MULTI HEAD NON DUCTED SPLIT | T000692 | GREGORY | AOT19UGBB2 | NA | 0
MULTI HEAD NON DUCTED SPLIT | E000342 | GREGORY | AOT19USAB2 | NA | 0
WALL MOUNTED SPLIT SYSTEM | T002227 | GREGORY | AOT24LMAM2 | NA | 0
WALL MOUNTED SPLIT SYSTEM | E015992 | DAKO | RXS25LVMA | NA | 0
MULTI HEAD NON DUCTED SPLIT | E001966 | DAKO | 3MXS52EVMA | NA | 0
MULTI HEAD NON DUCTED SPLIT | T000649 | GREGORY | AOT19UGBB2 | NA | 0
WALL MOUNTED SPLIT SYSTEM | E000980 | DAKO | FTXG25EVMA | NA | 0
MULTI HEAD NON DUCTED SPLIT | T000056 | GREGORY | AOT19USAB2 | NA | 0
MULTI HEAD NON DUCTED SPLIT | T002227 | GREGORY | AOT24LMAM2 | NA | 0
MULTI HEAD NON DUCTED SPLIT | E002129 | DAKO | 3MXS52EVMA | NA | 0
CASSETTE SPLIT SYSTEM | E002277 | GREGORY | AOTA36LATL | NA | 0
CASSETTE SPLIT SYSTEM | T002278 | GREGORY | AOTA36LATL | NA | 0
CASSETTE SPLIT SYSTEM | T002280 | GREGORY | AOTA36LATL | NA | 0
CASSETTE SPLIT SYSTEM | E000951 | GREGORY | AOTA30LBTL | NA | 0
COOL ROOM | FF 6306 | LUNITE HERMITI | FBH-350-22 | NA | 0
AIR FAN - EXHAUST | NA | NULL | FASCO 855BNVA | NA | 0
WALL MOUNTED SPLIT SYSTEM | E006587 | DAKO | FTXS25KVMA | NA | 0
AIR FAN - EXHAUST | NA | NULL | FASCO 855BVVA | NA | 0
AIR FAN - EXHAUST | NA | NULL | FASCO 855BNVA-A18 | NA | 0
AIR FAN - EXHAUST | NA | NULL | FASCO885BNVA-A18 | NA | 0
AIR FAN - EXHAUST | NA | NULL | FACCO 855BNVA-A18 | NA | 0
AIR FAN - EXHAUST | NA | NULL | FASCO 8558BNVA-A18 | NA | 0
AIR FAN - EXHAUST | NA | NULL | FASCO 855BNVA | NA | 0
AIR FAN - EXHAUST | NA | NULL | FASCO855BNVA | NA | 0
HEATING HOT WATER PUMP | 340-17ACW-134 | NULL | QUANTUM ENERGY TECHNOLOGIES | NA | 0
HEATING HOT WATER PUMP | SUZ046240 | NULL | 340-17ACW-134 | NA | 0
HEATING HOT WATER PUMP | SUZ046263 | NULL | QUANTUM ENERGY TECHNOLOGIES | NA | 0
HEATING HOT WATER PUMP | SUZ046288 | NULL | 340-17ACW-134 | NA | 0
HEATING HOT WATER PUMP | SUZ046294 | NULL | QUANTUM ENERGY TECHNOLOGIES | NA | 0
HEATING HOT WATER PUMP | SUZ046295 | NULL | QUANTUM ENERGY TECHNOLOGIES | NA | 0
HEATING HOT WATER PUMP | SUZ046254 | NULL | QUANTUM ENERGY TECHNOLOGIES | NA | 0
HEATING HOT WATER PUMP | SUZ046226 | NULL | QUANTUM ENERGY TECHNOLOGIES | NA | 0
HEATING HOT WATER PUMP | SUZ046213 | NULL | 340-17ACW-134 | NA | 0
HEATING HOT WATER PUMP | SUZ046240 | NULL | QUANTUM ENERGY TECHNOLOGIES 340-17ACW134 | NA | 0
AIR FAN - EXHAUST | 466850 | FEDERAL | CE404D | NA | 0
AIR FAN - EXHAUST | SPEC | NULL | CROMPTON PARKINSON RSP | NA | 0
MULTI HEAD NON DUCTED SPLIT |  | GREGORY | AST9UMAD | NA | 0
AIR FAN - SUPPLY | PN2222625A | NULL | PACIFICHVAC CVS450-4E | NA | 0
WALL MOUNTED SPLIT SYSTEM | E000875 | DAKO | FTXS25LVMA | NA | 0
WALL MOUNTED SPLIT SYSTEM | E0190090 | GREGORY | ASTA09LCC | NA | 0
MULTI HEAD NON DUCTED SPLIT | E000352 | GREGORY | AST9UMAD | NA | 0
WALL MOUNTED SPLIT SYSTEM | E001006 | DAKO | FTXS20KVMA | NA | 0
WALL MOUNTED SPLIT SYSTEM | E008619 | DAKO | FTXS35KVMA | NA | 0
WALL MOUNTED SPLIT SYSTEM | E091103 | GREGORY | ASTA24LCC | NA | 0
MULTI HEAD NON DUCTED SPLIT | E012032 | DAKO | FTXS25GVNA | NA | 0
WALL MOUNTED SPLIT SYSTEM | E000216 | DAKO | RXS20KVMA | NA | 0
AIR FAN - EXHAUST | NA | NULL | FASCO 855BNVA | NA | 0
WALL MOUNTED SPLIT SYSTEM | E034128 | DAKO | FTXS35EVMA | NA | 0
WALL MOUNTED SPLIT SYSTEM | E016401 | DAKO | FTXS60KVMA | NA | 0
WALL MOUNTED SPLIT SYSTEM |  | MODULEX |  | NA | 0
WALL MOUNTED SPLIT SYSTEM | E003064 | DAKO | FTXS100KVMA | NA | 0
WALL MOUNTED SPLIT SYSTEM | E027916 | DAKO | FTXS35EVMA | NA | 0
COOL ROOM | ME 3302 | DAIKIN | GEL 450 | NA | 0
WALL MOUNTED SPLIT SYSTEM | E003673 | DAKO | FTXS100KVMA | NA | 0
WALL MOUNTED SPLIT SYSTEM |  | DAKO | FTXS100KVMA | NA | 0
WALL MOUNTED SPLIT SYSTEM |  | DAKO | FTXS85LVMA | NA | 0
WALL MOUNTED SPLIT SYSTEM | E007277 | DAKO | FTXS60LVMA | NA | 0
WALL MOUNTED SPLIT SYSTEM | E007294 | DAKO | FTXS60KVMA | NA | 0
COOL ROOM |  | KLOCHNER MOLLER |  | NA | 0
MULTI HEAD NON DUCTED SPLIT |  | PARKER | CS-MA95KE | NA | 0
MULTI HEAD NON DUCTED SPLIT |  | PARKER |  | NA | 0
MULTI HEAD NON DUCTED SPLIT |  | PARKER |  | NA | 0
MULTI HEAD NON DUCTED SPLIT |  | PARKER |  | NA | 0
WALL MOUNTED SPLIT SYSTEM | E035822 | DAKO | FTXS25EVMA | NA | 0
WALL MOUNTED SPLIT SYSTEM |  | PARKER |  | NA | 0
WALL MOUNTED SPLIT SYSTEM |  | PARKER |  | NA | 0
WALL MOUNTED SPLIT SYSTEM |  | DAKO | FTXS25EVMA | NA | 0
MULTI HEAD NON DUCTED SPLIT |  | PARKER |  | NA | 0
MULTI HEAD NON DUCTED SPLIT |  | PARKER |  | NA | 0
MULTI HEAD NON DUCTED SPLIT |  | PARKER |  | NA | 0
MULTI HEAD NON DUCTED SPLIT |  | PARKER |  | NA | 0
MULTI HEAD NON DUCTED SPLIT |  | PARKER |  | NA | 0
MULTI HEAD NON DUCTED SPLIT |  | PARKER |  | NA | 0
MULTI HEAD NON DUCTED SPLIT |  | PARKER |  | NA | 0
MULTI HEAD NON DUCTED SPLIT |  | PARKER |  | NA | 0
MULTI HEAD NON DUCTED SPLIT |  | PARKER |  | NA | 0
MULTI HEAD NON DUCTED SPLIT |  | PARKER |  | NA | 0
MULTI HEAD NON DUCTED SPLIT |  | PARKER |  | NA | 0
MULTI HEAD NON DUCTED SPLIT |  | PARKER |  | NA | 0
WALL MOUNTED SPLIT SYSTEM |  | DAKO | FTXS25GVMA | NA | 0
MULTI HEAD NON DUCTED SPLIT |  | PARKER |  | NA | 0
MULTI HEAD NON DUCTED SPLIT |  | PARKER |  | NA | 0
MULTI HEAD NON DUCTED SPLIT |  | PARKER |  | NA | 0
MULTI HEAD NON DUCTED SPLIT |  | PARKER |  | NA | 0
MULTI HEAD NON DUCTED SPLIT |  | PARKER |  | NA | 0
MULTI HEAD NON DUCTED SPLIT |  | PARKER |  | NA | 0
WALL MOUNTED SPLIT SYSTEM |  | PARKER |  | NA | 0
WALL MOUNTED SPLIT SYSTEM |  | PARKER |  | NA | 0
MULTI HEAD NON DUCTED SPLIT |  | PARKER |  | NA | 0
WALL MOUNTED SPLIT SYSTEM |  | PARKER |  | NA | 0
WALL MOUNTED SPLIT SYSTEM |  | PARKER |  | NA | 0
MULTI HEAD NON DUCTED SPLIT |  | PARKER |  | NA | 0
MULTI HEAD NON DUCTED SPLIT |  | PARKER |  | NA | 0
MULTI HEAD NON DUCTED SPLIT |  | PARKER |  | NA | 0
WALL MOUNTED SPLIT SYSTEM |  | PARKER |  | NA | 0
WALL MOUNTED SPLIT SYSTEM |  | PARKER |  | NA | 0
WALL MOUNTED SPLIT SYSTEM |  | PARKER |  | NA | 0
WALL MOUNTED SPLIT SYSTEM |  | PARKER |  | NA | 0
WALL MOUNTED SPLIT SYSTEM |  | PARKER |  | NA | 0
WALL MOUNTED SPLIT SYSTEM |  | DAKO | FTXS25 | NA | 0
WALL MOUNTED SPLIT SYSTEM |  | PARKER |  | NA | 0
WALL MOUNTED SPLIT SYSTEM |  | DAKO |  | NA | 0
WALL MOUNTED SPLIT SYSTEM |  | PARKER |  | NA | 0
WALL MOUNTED SPLIT SYSTEM |  | PARKER |  | NA | 0
WALL MOUNTED SPLIT SYSTEM |  | PARKER |  | NA | 0
WALL MOUNTED SPLIT SYSTEM |  | PARKER |  | NA | 0
WALL MOUNTED SPLIT SYSTEM |  | PARKER |  | NA | 0
WALL MOUNTED SPLIT SYSTEM |  | PARKER |  | NA | 0
WALL MOUNTED SPLIT SYSTEM |  | PARKER |  | NA | 0
WALL MOUNTED SPLIT SYSTEM |  | PARKER |  | NA | 0
WALL MOUNTED SPLIT SYSTEM |  | PARKER |  | NA | 0
WALL MOUNTED SPLIT SYSTEM |  | PARKER |  | NA | 0
WALL MOUNTED SPLIT SYSTEM |  | PARKER |  | NA | 0
WALL MOUNTED SPLIT SYSTEM |  | PARKER |  | NA | 0
WALL MOUNTED SPLIT SYSTEM |  | PARKER |  | NA | 0
WALL MOUNTED SPLIT SYSTEM |  | PARKER |  | NA | 0
WALL MOUNTED SPLIT SYSTEM |  | PARKER |  | NA | 0
WALL MOUNTED SPLIT SYSTEM |  | PARKER |  | NA | 0
WALL MOUNTED SPLIT SYSTEM |  | PARKER |  | NA | 0
WALL MOUNTED SPLIT SYSTEM | E | DAKO | FTXS100KVMA | NA | 0
WALL MOUNTED SPLIT SYSTEM |  | DAKO | FTXS35KVMA | NA | 0
WALL MOUNTED SPLIT SYSTEM |  | PARKER |  | NA | 0
WALL MOUNTED SPLIT SYSTEM |  | PARKER |  | NA | 0
WALL MOUNTED SPLIT SYSTEM |  | PARKER |  | NA | 0
WALL MOUNTED SPLIT SYSTEM |  | PARKER |  | NA | 0
WALL MOUNTED SPLIT SYSTEM |  | PARKER |  | NA | 0
WALL MOUNTED SPLIT SYSTEM |  | DAKO | FTXS100KVMA | NA | 0
0 - NOT SET |  | DAKO | FTXS25GVMA | NA | 0
WALL MOUNTED SPLIT SYSTEM |  | DAKO | FTXS35KVMA | NA | 0
UNDER CEILING SPLIT SYSTEM |  | DAKO |  | NA | 0
WALL MOUNTED SPLIT SYSTEM |  | PARKER |  | NA | 0
WALL MOUNTED SPLIT SYSTEM |  | PARKER |  | NA | 0
WALL MOUNTED SPLIT SYSTEM |  | PARKER |  | NA | 0
WALL MOUNTED SPLIT SYSTEM |  | PARKER |  | NA | 0
WALL MOUNTED SPLIT SYSTEM |  | PARKER |  | NA | 0
WALL MOUNTED SPLIT SYSTEM |  | PARKER |  | NA | 0
WALL MOUNTED SPLIT SYSTEM |  | PARKER |  | NA | 0
WALL MOUNTED SPLIT SYSTEM |  | PARKER |  | NA | 0
WALL MOUNTED SPLIT SYSTEM |  | PARKER |  | NA | 0
WALL MOUNTED SPLIT SYSTEM |  | PARKER |  | NA | 0
WALL MOUNTED SPLIT SYSTEM |  | PARKER |  | NA | 0
WALL MOUNTED SPLIT SYSTEM |  | PARKER |  | NA | 0
WALL MOUNTED SPLIT SYSTEM |  | PARKER |  | NA | 0
WALL MOUNTED SPLIT SYSTEM |  | PARKER |  | NA | 0
WALL MOUNTED SPLIT SYSTEM |  | PARKER |  | NA | 0
WALL MOUNTED SPLIT SYSTEM |  | PARKER |  | NA | 0
WALL MOUNTED SPLIT SYSTEM |  | PARKER |  | NA | 0
WALL MOUNTED SPLIT SYSTEM | E007128 | DAKO | FTXS30KVMA | NA | 0
WALL MOUNTED SPLIT SYSTEM |  | PARKER |  | NA | 0
WALL MOUNTED SPLIT SYSTEM |  | PARKER |  | NA | 0
WALL MOUNTED SPLIT SYSTEM |  | PARKER |  | NA | 0
WALL MOUNTED SPLIT SYSTEM |  | PARKER |  | NA | 0
WALL MOUNTED SPLIT SYSTEM |  | PARKER |  | NA | 0
HEATING WATER STORAGE VESSEL | SUZ054625 | NULL | 340-17ACW-134 | NA | 0
WALL MOUNTED SPLIT SYSTEM | E016624 | DAKO | RXS35EAVMA | NA | 0
WALL MOUNTED SPLIT SYSTEM | E021568 | DAKO | RXS60JVMA | NA | 0
WALL MOUNTED SPLIT SYSTEM |  | PARKER |  | NA | 0
WALL MOUNTED SPLIT SYSTEM | A001532 | DAKO | RXS100KVMA | NA | 0
WALL MOUNTED SPLIT SYSTEM | E018258 | DAKO | RXS35EAVMA | NA | 0
COOL ROOM | EB 146581 | MECHANICAL SER | GM32-4BT | NA | 0
WALL MOUNTED SPLIT SYSTEM | A001533 | DAKO | RXS100KVMA | NA | 0
WALL MOUNTED SPLIT SYSTEM | E001270 | DAKO | RXS85LVMA | NA | 0
WALL MOUNTED SPLIT SYSTEM | E001585 | DAKO | RXS25LVMA | NA | 0
WALL MOUNTED SPLIT SYSTEM | E006286 | DAKO | RXS60LVMA | NA | 0
WALL MOUNTED SPLIT SYSTEM | E006284 | DAKO | RXS60LVMA | NA | 0
COOL ROOM |  | KLOCHNER MOLLER |  | NA | 0
HEATING WATER STORAGE VESSEL |  | NULL | 340-17ACW-134 | NA | 0
HEATING WATER STORAGE VESSEL |  | NULL | 340-17ACW-134 | NA | 0
HEATING WATER STORAGE VESSEL | SUZ046516 | NULL | 340-17ACW-134 | NA | 0
HEATING WATER STORAGE VESSEL |  | NULL | 340-17ACW-134 | NA | 0
WALL MOUNTED SPLIT SYSTEM |  | DAKO |  | NA | 0
SMOKE SPILL FAN |  | DUCTLINE | ES1000-6-25' | NA | 0
AIR HANDLING UNIT |  | TRANE | CLCH86HOT | NA | 0
BOILER - GAS ATMOSPHERIC | 032925 / 1 | HOVAL | STG400, SER: H126 | NA | 0
BUFFER TANK | 09J0923-01373 | DURAFLEX | 80 LT | NA | 0
CASSETTE SPLIT SYSTEM | NA | HITACHI | RAC -35YHA 3 | NA | 0
CHILLED WATER PUMP | NA | MONARCH | SW80-26 | NA | 0
CHILLED WATER PUMP | NA | UNKNOWN | SW80-26 | NA | 0
CHILLER - AIR COOLED | 32006571 | CLIMAVENETA | TECS2SL-CA-0652 | R134A | 10
BMS | NA | TRIDIUM | NA | NA | 0
AIR FAN - EXHAUST | NA | UNKNOWN | NA | NA | 0
AIR FAN - EXHAUST | N/A | FANTECH | ILE 310 -4 | NA | 0
AIR FAN - EXHAUST | NA | FANTECH | 634 FBW | NA | 0
AIR FAN - EXHAUST | NA | UNKNOWN | 427 FBW | NA | 0
AIR FAN - EXHAUST | NA | UNKNOWN | RFP34 | NA | 0
AIR FAN - EXHAUST | NA | UNKNOWN | 312FWB | NA | 0
EXPANSION TANK (CLOSED LOOPS) | NA | UNKNOWN | NA | NA | 0
FIRE DAMPER | NA | UNKNOWN | NA | NA | 0
HEATING HOT WATER PUMP | T 460 | REGENT PUMPS | 65-210- T 413 | NA | 0
MAKE UP TANK | UNKUNKNOWN | UNKNOWN | UNKUNKNOWN | NA | 0
SWITCHBOARD MECHANICAL | NA | UNKNOWN | NA | NA | 0
TOILET EXHAUST FAN | NA | FANTECH | IEL 310-4 | NA | 0
TOILET EXHAUST FAN | NA | FANTECH | IEL 310-4 | NA | 0
VARIABLE SPEED DRIVE | 085615G310 | DANFOSS | VLT HVAV FC100 | NA | 0
VARIABLE SPEED DRIVE | 085515G310 | DANFOSS | VLT HVAV FC100 | NA | 0
AIR HANDLING UNIT | A | RICHARDSON | JOB D9558 | NA | 0
AIR HANDLING UNIT | NA | RICHARDSON | JOB D9559 | NA | 0
MULTI HEAD NON DUCTED SPLIT |  | PARKER |  | NA | 0
MULTI HEAD NON DUCTED SPLIT |  | PARKER |  | NA | 0
MULTI HEAD NON DUCTED SPLIT |  | PARKER |  | NA | 0
MULTI HEAD NON DUCTED SPLIT |  | PARKER |  | NA | 0
MULTI HEAD NON DUCTED SPLIT |  | PARKER |  | NA | 0
MULTI HEAD NON DUCTED SPLIT |  | PARKER |  | NA | 0
WALL MOUNTED SPLIT SYSTEM |  | PARKER |  | NA | 0
MULTI HEAD NON DUCTED SPLIT |  | PARKER |  | NA | 0
MULTI HEAD NON DUCTED SPLIT |  | PARKER |  | NA | 0
MULTI HEAD NON DUCTED SPLIT |  | PARKER |  | NA | 0
WALL MOUNTED SPLIT SYSTEM |  | DAKO |  | NA | 0
MULTI HEAD NON DUCTED SPLIT |  | PARKER |  | NA | 0
MULTI HEAD NON DUCTED SPLIT |  | PARKER |  | NA | 0
MULTI HEAD NON DUCTED SPLIT |  | PARKER |  | NA | 0
WALL MOUNTED SPLIT SYSTEM |  | PARKER |  | NA | 0
WALL MOUNTED SPLIT SYSTEM |  | PARKER |  | NA | 0
WALL MOUNTED SPLIT SYSTEM |  | PARKER |  | NA | 0
WALL MOUNTED SPLIT SYSTEM |  | PARKER |  | NA | 0
WALL MOUNTED SPLIT SYSTEM |  | PARKER |  | NA | 0
WALL MOUNTED SPLIT SYSTEM |  | PARKER |  | NA | 0
WALL MOUNTED SPLIT SYSTEM |  | PARKER |  | NA | 0
WALL MOUNTED SPLIT SYSTEM |  | PARKER |  | NA | 0
MULTI HEAD NON DUCTED SPLIT |  | PARKER |  | NA | 0
MULTI HEAD NON DUCTED SPLIT |  | PARKER |  | NA | 0
WALL MOUNTED SPLIT SYSTEM |  | PARKER |  | NA | 0
WALL MOUNTED SPLIT SYSTEM |  | PARKER |  | NA | 0
WALL MOUNTED SPLIT SYSTEM |  | PARKER |  | NA | 0
WALL MOUNTED SPLIT SYSTEM |  | PARKER |  | NA | 0
WALL MOUNTED SPLIT SYSTEM |  | PARKER |  | NA | 0
WALL MOUNTED SPLIT SYSTEM | E018332 | DAKO | RXS25LVMA | NA | 0
WALL MOUNTED SPLIT SYSTEM |  | PARKER |  | NA | 0
WALL MOUNTED SPLIT SYSTEM |  | DAKO | RXS25LVMA | NA | 0
WALL MOUNTED SPLIT SYSTEM |  | PARKER |  | NA | 0
WALL MOUNTED SPLIT SYSTEM |  | PARKER |  | NA | 0
WALL MOUNTED SPLIT SYSTEM |  | PARKER |  | NA | 0
WALL MOUNTED SPLIT SYSTEM |  | PARKER |  | NA | 0
WALL MOUNTED SPLIT SYSTEM |  | PARKER |  | NA | 0
0 - NOT SET |  | PARKER |  | NA | 0
WALL MOUNTED SPLIT SYSTEM |  | PARKER |  | NA | 0
WALL MOUNTED SPLIT SYSTEM |  | PARKER |  | NA | 0
WALL MOUNTED SPLIT SYSTEM |  | PARKER |  | NA | 0
WALL MOUNTED SPLIT SYSTEM |  | PARKER |  | NA | 0
WALL MOUNTED SPLIT SYSTEM |  | PARKER |  | NA | 0
WALL MOUNTED SPLIT SYSTEM |  | PARKER |  | NA | 0
WALL MOUNTED SPLIT SYSTEM |  | PARKER |  | NA | 0
WALL MOUNTED SPLIT SYSTEM |  | PARKER |  | NA | 0
WALL MOUNTED SPLIT SYSTEM |  | PARKER |  | NA | 0
WALL MOUNTED SPLIT SYSTEM |  | PARKER |  | NA | 0
WALL MOUNTED SPLIT SYSTEM |  | PARKER |  | NA | 0
WALL MOUNTED SPLIT SYSTEM |  | DAKO | RXS100KVMA | NA | 0
WALL MOUNTED SPLIT SYSTEM | E005023 | DAKO | RXS35KVMA | NA | 0
WALL MOUNTED SPLIT SYSTEM |  | PARKER |  | NA | 0
WALL MOUNTED SPLIT SYSTEM |  | PARKER |  | NA | 0
WALL MOUNTED SPLIT SYSTEM |  | PARKER |  | NA | 0
WALL MOUNTED SPLIT SYSTEM |  | PARKER |  | NA | 0
WALL MOUNTED SPLIT SYSTEM |  | DAKO | RXS100LVMA | NA | 0
WALL MOUNTED SPLIT SYSTEM |  | DAKO | RXS100LVMA | NA | 0
WALL MOUNTED SPLIT SYSTEM |  | DAKO |  | NA | 0
UNDER CEILING SPLIT SYSTEM |  | DAKO |  | NA | 0
WALL MOUNTED SPLIT SYSTEM |  | PARKER |  | NA | 0
WALL MOUNTED SPLIT SYSTEM |  | PARKER |  | NA | 0
WALL MOUNTED SPLIT SYSTEM |  | PARKER |  | NA | 0
WALL MOUNTED SPLIT SYSTEM | 780 | PARKER | CUW9DKR | NA | 0
WALL MOUNTED SPLIT SYSTEM |  | PARKER |  | NA | 0
WALL MOUNTED SPLIT SYSTEM |  | PARKER |  | NA | 0
WALL MOUNTED SPLIT SYSTEM |  | PARKER |  | NA | 0
WALL MOUNTED SPLIT SYSTEM |  | PARKER |  | NA | 0
WALL MOUNTED SPLIT SYSTEM |  | PARKER |  | NA | 0
WALL MOUNTED SPLIT SYSTEM |  | PARKER |  | NA | 0
WALL MOUNTED SPLIT SYSTEM |  | PARKER |  | NA | 0
WALL MOUNTED SPLIT SYSTEM |  | PARKER |  | NA | 0
WALL MOUNTED SPLIT SYSTEM |  | PARKER |  | NA | 0
WALL MOUNTED SPLIT SYSTEM |  | PARKER |  | NA | 0
WALL MOUNTED SPLIT SYSTEM |  | PARKER |  | NA | 0
WALL MOUNTED SPLIT SYSTEM |  | PARKER |  | NA | 0
WALL MOUNTED SPLIT SYSTEM | E005590 | DAKO | RXS35KVMA | NA | 0
WALL MOUNTED SPLIT SYSTEM |  | PARKER |  | NA | 0
WALL MOUNTED SPLIT SYSTEM |  | PARKER |  | NA | 0
WALL MOUNTED SPLIT SYSTEM |  | PARKER |  | NA | 0
WALL MOUNTED SPLIT SYSTEM |  | PARKER |  | NA | 0
KITCHEN EXHAUST FAN |  | FIASCO MOTOR |  | NA | 0
AIR FAN - EXHAUST |  | AQUATHERM |  | NA | 0
AIR FAN - EXHAUST |  | FEDERAL |  | NA | 0
KITCHEN EXHAUST FAN |  | FIASCO MOTOR |  | NA | 0
AIR FAN - EXHAUST |  | FEDERAL |  | NA | 0
HEATING WATER STORAGE VESSEL |  | NULL |  | NA | 0
HEATING WATER STORAGE VESSEL |  | NULL |  | NA | 0
HEATING WATER STORAGE VESSEL | SUZ | NULL | 340-17ACW-134 | NA | 0
WALL MOUNTED SPLIT SYSTEM |  | PARKER |  | NA | 0
WALL MOUNTED SPLIT SYSTEM |  | MODULEX |  | NA | 0
KITCHEN EXHAUST FAN |  | DAIKIN |  | NA | 0
WALL MOUNTED SPLIT SYSTEM |  | GREGORY |  | NA | 0
WALL MOUNTED SPLIT SYSTEM |  | GREGORY |  | NA | 0
WALL MOUNTED SPLIT SYSTEM |  | GREGORY |  | NA | 0
WALL MOUNTED SPLIT SYSTEM |  | GREGORY |  | NA | 0
WALL MOUNTED SPLIT SYSTEM |  | GREGORY |  | NA | 0
WALL MOUNTED SPLIT SYSTEM |  | GREGORY |  | NA | 0
WALL MOUNTED SPLIT SYSTEM |  | GREGORY |  | NA | 0
WALL MOUNTED SPLIT SYSTEM |  | GREGORY |  | NA | 0
WALL MOUNTED SPLIT SYSTEM | E008179 | GREGORY |  | NA | 0
WALL MOUNTED SPLIT SYSTEM |  | GREGORY |  | NA | 0
WALL MOUNTED SPLIT SYSTEM |  | GREGORY |  | NA | 0
WALL MOUNTED SPLIT SYSTEM |  | GREGORY |  | NA | 0
WALL MOUNTED SPLIT SYSTEM |  | GREGORY |  | NA | 0
WALL MOUNTED SPLIT SYSTEM |  | GREGORY |  | NA | 0
WALL MOUNTED SPLIT SYSTEM |  | GREGORY |  | NA | 0
WALL MOUNTED SPLIT SYSTEM |  | GREGORY |  | NA | 0
WALL MOUNTED SPLIT SYSTEM |  | GREGORY |  | NA | 0
WALL MOUNTED SPLIT SYSTEM |  | GREGORY |  | NA | 0
WALL MOUNTED SPLIT SYSTEM |  | GREGORY |  | NA | 0
WALL MOUNTED SPLIT SYSTEM |  | GREGORY |  | NA | 0
WALL MOUNTED SPLIT SYSTEM |  | GREGORY |  | NA | 0
WALL MOUNTED SPLIT SYSTEM |  | GREGORY |  | NA | 0
WALL MOUNTED SPLIT SYSTEM |  | GREGORY |  | NA | 0
WALL MOUNTED SPLIT SYSTEM |  | GREGORY |  | NA | 0
WALL MOUNTED SPLIT SYSTEM |  | GREGORY |  | NA | 0
WALL MOUNTED SPLIT SYSTEM |  | DAKO | FTXS71KVMA | NA | 0
WALL MOUNTED SPLIT SYSTEM |  | DAKO |  | NA | 0
WALL MOUNTED SPLIT SYSTEM | E005599 | GREGORY | AOTG | NA | 0
WALL MOUNTED SPLIT SYSTEM |  | GREGORY |  | NA | 0
WALL MOUNTED SPLIT SYSTEM |  | GREGORY |  | NA | 0
WALL MOUNTED SPLIT SYSTEM |  | GREGORY |  | NA | 0
COOL ROOM |  | KLOCHNER MOLLER |  | NA | 0
WALL MOUNTED SPLIT SYSTEM |  | GREGORY |  | NA | 0
UNDER CEILING SPLIT SYSTEM |  | DAKO |  | NA | 0
WALL MOUNTED SPLIT SYSTEM |  | GREGORY |  | NA | 0
WALL MOUNTED SPLIT SYSTEM |  | GREGORY |  | NA | 0
WALL MOUNTED SPLIT SYSTEM |  | GREGORY |  | NA | 0
WALL MOUNTED SPLIT SYSTEM |  | GREGORY |  | NA | 0
WALL MOUNTED SPLIT SYSTEM | T025191 | GREGORY | AST24RGA | NA | 0
WALL MOUNTED SPLIT SYSTEM |  | GREGORY |  | NA | 0
WALL MOUNTED SPLIT SYSTEM |  | GREGORY |  | NA | 0
WALL MOUNTED SPLIT SYSTEM |  | GREGORY |  | NA | 0
WALL MOUNTED SPLIT SYSTEM |  | GREGORY |  | NA | 0
WALL MOUNTED SPLIT SYSTEM |  | GREGORY |  | NA | 0
WALL MOUNTED SPLIT SYSTEM |  | DAKO |  | NA | 0
WALL MOUNTED SPLIT SYSTEM |  | GREGORY |  | NA | 0
WALL MOUNTED SPLIT SYSTEM |  | GREGORY |  | NA | 0
WALL MOUNTED SPLIT SYSTEM |  | GREGORY |  | NA | 0
WALL MOUNTED SPLIT SYSTEM |  | GREGORY |  | NA | 0
WALL MOUNTED SPLIT SYSTEM |  | GREGORY |  | NA | 0
WALL MOUNTED SPLIT SYSTEM |  | GREGORY |  | NA | 0
WALL MOUNTED SPLIT SYSTEM | E007732 | GREGORY | AST9RSGCW | NA | 0
WALL MOUNTED SPLIT SYSTEM | E018915 | GREGORY | AST7RSCCW | NA | 0
WALL MOUNTED SPLIT SYSTEM | NA | GREGORY | AST9RSGCW | NA | 0
WALL MOUNTED SPLIT SYSTEM | NA | GREGORY | AST9RSGCW | NA | 0
WALL MOUNTED SPLIT SYSTEM | NA | GREGORY | AST9RSGCW | NA | 0
WALL MOUNTED SPLIT SYSTEM | E007830 | GREGORY | AST9RSGCW | NA | 0
WALL MOUNTED SPLIT SYSTEM |  | GREGORY | AST9RSGCW | NA | 0
WALL MOUNTED SPLIT SYSTEM |  | GREGORY | AST9RSGCW | NA | 0
WALL MOUNTED SPLIT SYSTEM |  | GREGORY | AST9RSGCW | NA | 0
WALL MOUNTED SPLIT SYSTEM | NA | GREGORY | AST9RSGCW | NA | 0
WALL MOUNTED SPLIT SYSTEM |  | GREGORY | AST9RSGCW | NA | 0
WALL MOUNTED SPLIT SYSTEM | NA | DAKO |  | NA | 0
WALL MOUNTED SPLIT SYSTEM |  | GREGORY | AST9RSGCW | NA | 0
WALL MOUNTED SPLIT SYSTEM |  | GREGORY | AST9RSGCW | NA | 0
WALL MOUNTED SPLIT SYSTEM |  | GREGORY | AST9RSGCW | NA | 0
WALL MOUNTED SPLIT SYSTEM |  | GREGORY | AST9RSGCW | NA | 0
WALL MOUNTED SPLIT SYSTEM |  | GREGORY | AST9RSGCW | NA | 0
WALL MOUNTED SPLIT SYSTEM |  | GREGORY | AST9RSGCW | NA | 0
CASSETTE SPLIT SYSTEM | R000316 | GREGORY | AUTA45LCLU | NA | 0
UNDER CEILING SPLIT SYSTEM | T000644 | GREGORY | ABTA45LAT | NA | 0
AIR FAN - EXHAUST |  | NULL |  | NA | 0
AIR FAN - EXHAUST |  | NULL |  | NA | 0
AIR FAN - EXHAUST |  | NULL |  | NA | 0
AIR FAN - EXHAUST |  | NULL |  | NA | 0
AIR FAN - EXHAUST |  | NULL |  | NA | 0
AIR FAN - EXHAUST |  | NULL |  | NA | 0
AIR FAN - EXHAUST |  | NULL |  | NA | 0
AIR FAN - EXHAUST |  | NULL |  | NA | 0
WALL MOUNTED SPLIT SYSTEM |  | GREGORY |  | NA | 0
WALL MOUNTED SPLIT SYSTEM |  | GREGORY |  | NA | 0
WALL MOUNTED SPLIT SYSTEM |  | GREGORY |  | NA | 0
WALL MOUNTED SPLIT SYSTEM |  | GREGORY |  | NA | 0
WALL MOUNTED SPLIT SYSTEM |  | GREGORY |  | NA | 0
WALL MOUNTED SPLIT SYSTEM |  | GREGORY |  | NA | 0
WALL MOUNTED SPLIT SYSTEM |  | GREGORY |  | NA | 0
WALL MOUNTED SPLIT SYSTEM |  | GREGORY |  | NA | 0
WALL MOUNTED SPLIT SYSTEM |  | GREGORY |  | NA | 0
WALL MOUNTED SPLIT SYSTEM |  | GREGORY |  | NA | 0
WALL MOUNTED SPLIT SYSTEM |  | GREGORY |  | NA | 0
WALL MOUNTED SPLIT SYSTEM |  | GREGORY |  | NA | 0
WALL MOUNTED SPLIT SYSTEM |  | GREGORY |  | NA | 0
WALL MOUNTED SPLIT SYSTEM |  | GREGORY |  | NA | 0
WALL MOUNTED SPLIT SYSTEM |  | GREGORY |  | NA | 0
WALL MOUNTED SPLIT SYSTEM |  | GREGORY |  | NA | 0
WALL MOUNTED SPLIT SYSTEM |  | GREGORY |  | NA | 0
WALL MOUNTED SPLIT SYSTEM |  | GREGORY |  | NA | 0
WALL MOUNTED SPLIT SYSTEM |  | GREGORY |  | NA | 0
WALL MOUNTED SPLIT SYSTEM |  | GREGORY |  | NA | 0
WALL MOUNTED SPLIT SYSTEM |  | GREGORY |  | NA | 0
WALL MOUNTED SPLIT SYSTEM |  | GREGORY |  | NA | 0
WALL MOUNTED SPLIT SYSTEM |  | GREGORY |  | NA | 0
WALL MOUNTED SPLIT SYSTEM |  | DAKO |  | NA | 0
WALL MOUNTED SPLIT SYSTEM |  | GREGORY |  | NA | 0
WALL MOUNTED SPLIT SYSTEM |  | GREGORY |  | NA | 0
WALL MOUNTED SPLIT SYSTEM |  | GREGORY |  | NA | 0
WALL MOUNTED SPLIT SYSTEM |  | GREGORY |  | NA | 0
COOL ROOM |  | KLOCHNER MOLLER |  | NA | 0
WALL MOUNTED SPLIT SYSTEM |  | GREGORY |  | NA | 0
UNDER CEILING SPLIT SYSTEM |  | DAKO |  | NA | 0
UNDER CEILING SPLIT SYSTEM |  | GREGORY |  | NA | 0
WALL MOUNTED SPLIT SYSTEM |  | GREGORY |  | NA | 0
WALL MOUNTED SPLIT SYSTEM |  | GREGORY |  | NA | 0
WALL MOUNTED SPLIT SYSTEM |  | GREGORY |  | NA | 0
WALL MOUNTED SPLIT SYSTEM |  | GREGORY |  | NA | 0
WALL MOUNTED SPLIT SYSTEM |  | GREGORY |  | NA | 0
WALL MOUNTED SPLIT SYSTEM |  | GREGORY |  | NA | 0
WALL MOUNTED SPLIT SYSTEM |  | GREGORY |  | NA | 0
WALL MOUNTED SPLIT SYSTEM | E008441 | DAKO | FTXS95LVMA | NA | 0
WALL MOUNTED SPLIT SYSTEM | E000271 | GREGORY | ASTG12LVB | NA | 0
PACKAGED AIR CONDITIONING UNIT | 645495 | AQUA | PO75AHR9AD | NA | 0
DUCTED SPLIT SYSTEM | 486493W51679 | AQUA | S35CCHB | NA | 0
COOL ROOM | 9912020591 | KLOCHNER MOLLER | AKM26ESB1 | NA | 0
SWITCHBOARD MECHANICAL |  | NULL |  | NA | 0
KITCHEN EXHAUST FAN |  | NULL | NA | NA | 0
AIR FAN - SUPPLY |  | NULL | NA | NA | 0
AIR FAN - EXHAUST |  | NULL | NA | NA | 0
DUCTED SPLIT SYSTEM | 0990WG1501 | CIEMANTS | 38QM006900-21 | NA | 0
WALL MOUNTED SPLIT SYSTEM | E011705 | GREGORY | AOTG24LVC | NA | 0
DUCTED SPLIT SYSTEM | 36340 | BRITANNIA THERM | SCR601 | NA | 0
WALL MOUNTED SPLIT SYSTEM | 2620285617 | ENGLISH ELECT | CWS100H | NA | 0
WALL MOUNTED SPLIT SYSTEM | E007243 | GREGORY | AOTG12LVCB | NA | 0
WALL MOUNTED SPLIT SYSTEM | E003768 | DAKO | RXS50EBVMA | NA | 0
WALL MOUNTED SPLIT SYSTEM | E006441 | DAKO | RXS95LVMA | NA | 0
HEATING WATER STORAGE VESSEL | SUZ044344 | NULL | 34017ACW134 | NA | 0
HEATING WATER STORAGE VESSEL |  | NULL |  | NA | 0
HEATING WATER STORAGE VESSEL |  | NULL |  | NA | 0
WALL MOUNTED SPLIT SYSTEM | NA | ENGLISH ELECT | NA | NA | 0
WALL MOUNTED SPLIT SYSTEM | AS PICTURE | GREGORY | AS PICTURE | NA | 0
WALL MOUNTED SPLIT SYSTEM | AS PICTURE | GREGORY | AS PICTURE | NA | 0
WALL MOUNTED SPLIT SYSTEM | AS PICTURE | GREGORY | AS PICTURE | NA | 0
AIR FAN - EXHAUST |  | NULL |  | NA | 0
WALL MOUNTED SPLIT SYSTEM | AS PICTURE | GREGORY | AS PICTURE | NA | 0
WALL MOUNTED SPLIT SYSTEM | AS PICTURE | GREGORY | AS PICTURE | NA | 0
WALL MOUNTED SPLIT SYSTEM | AS PICTURE | GREGORY | AS PICTURE | NA | 0
WALL MOUNTED SPLIT SYSTEM | AS PICTURE | GREGORY | AS PICTURE | NA | 0
WALL MOUNTED SPLIT SYSTEM | AS PICTURE | GREGORY | AS PICTURE | NA | 0
WALL MOUNTED SPLIT SYSTEM | AS PICTURE | GREGORY | AS PICTURE | NA | 0
WALL MOUNTED SPLIT SYSTEM | AS PICTURE | GREGORY | AS PICTURE | NA | 0
WALL MOUNTED SPLIT SYSTEM | NA | DAKO | NA | NA | 0
AIR FAN - EXHAUST | NA | NULL | NA | NA | 0
WALL MOUNTED SPLIT SYSTEM | AS PICTURE | GREGORY | AS PICTURE | NA | 0
WALL MOUNTED SPLIT SYSTEM | AS PICTURE | GREGORY | AS PICTURE | NA | 0
WALL MOUNTED SPLIT SYSTEM | AS PICTURE | GREGORY | AS PICTURE | NA | 0
WALL MOUNTED SPLIT SYSTEM | AS PICTURE | GREGORY | AS PICTURE | NA | 0
WALL MOUNTED SPLIT SYSTEM | AS PICTURE | GREGORY | AS PICTURE | NA | 0
WALL MOUNTED SPLIT SYSTEM | AS PICTURE | GREGORY | AS PICTURE | NA | 0
CASSETTE SPLIT SYSTEM | AS PICTURE | GREGORY | AS PICTURE | NA | 0
WALL MOUNTED SPLIT SYSTEM | AS PICTURE | GREGORY | AS PICTURE | NA | 0
WALL MOUNTED SPLIT SYSTEM | AS PICTURE | GREGORY | AS PICTURE | NA | 0
WALL MOUNTED SPLIT SYSTEM | AS PICTURE | GREGORY | AS PICTURE | NA | 0
WALL MOUNTED SPLIT SYSTEM | AS PICTURE | GREGORY | AS PICTURE | NA | 0
CASSETTE SPLIT SYSTEM | AS PICTURE | GREGORY | AS PICTURE | NA | 0
CASSETTE SPLIT SYSTEM | AS PICTURE | GREGORY | AS PICTURE | NA | 0
CASSETTE SPLIT SYSTEM | AS PICTURE | GREGORY | AS PICTURE | NA | 0
WALL MOUNTED SPLIT SYSTEM | AS PICTURE | GREGORY | AS PICTURE | NA | 0
WALL MOUNTED SPLIT SYSTEM | AS PICTURE | GREGORY | AS PICTURE | NA | 0
WALL MOUNTED SPLIT SYSTEM | AS PICTURE | GREGORY | AS PICTURE | NA | 0
WALL MOUNTED SPLIT SYSTEM | AS PICTURE | PARKER | AS PICTURE | NA | 0
WALL MOUNTED SPLIT SYSTEM | AS PICTURE | GREGORY | AS PICTURE | NA | 0
WALL MOUNTED SPLIT SYSTEM | AS PICTURE | PARKER | AS PICTURE | NA | 0
WALL MOUNTED SPLIT SYSTEM | AS PICTURE | GREGORY | AS PICTURE | NA | 0
WALL MOUNTED SPLIT SYSTEM | AS PICTURE | GREGORY | AS PICTURE | NA | 0
WALL MOUNTED SPLIT SYSTEM | AS PICTURE | GREGORY | AS PICTURE | NA | 0
WALL MOUNTED SPLIT SYSTEM | AS PICTURE | GREGORY | AS PICTURE | NA | 0
WALL MOUNTED SPLIT SYSTEM | AS PICTURE | GREGORY | AS PICTURE | NA | 0
WALL MOUNTED SPLIT SYSTEM | AS PICTURE | GREGORY | AS PICTURE | NA | 0
WALL MOUNTED SPLIT SYSTEM | AS PICTURE | GREGORY | AS PICTURE | NA | 0
WALL MOUNTED SPLIT SYSTEM | AS PICTURE | DAKO | AS PICTURE | NA | 0
WALL MOUNTED SPLIT SYSTEM | AS PICTURE | GREGORY | AS PICTURE | NA | 0
WALL MOUNTED SPLIT SYSTEM | AS PICTURE | GREGORY | AS PICTURE | NA | 0
WALL MOUNTED SPLIT SYSTEM | AS PICTURE | GREGORY | AS PICTURE | NA | 0
CASSETTE SPLIT SYSTEM | AS PICTURE | GREGORY | AS PICTURE | NA | 0
CASSETTE SPLIT SYSTEM | AS PICTURE | GREGORY | AS PICTURE | NA | 0
CASSETTE SPLIT SYSTEM | AS PICTURE | GREGORY | AS PICTURE | NA | 0
CASSETTE SPLIT SYSTEM | AS PICTURE | GREGORY | AS PICTURE | NA | 0
WALL MOUNTED SPLIT SYSTEM | AS PICTURE | GREGORY | AS PICTURE | NA | 0
WALL MOUNTED SPLIT SYSTEM | AS PICTURE | GREGORY | AS PICTURE | NA | 0
WALL MOUNTED SPLIT SYSTEM | AS PICTURE | GREGORY | AS PICTURE | NA | 0
WALL MOUNTED SPLIT SYSTEM | AS PICTURE | GREGORY | AS PICTURE | NA | 0
WALL MOUNTED SPLIT SYSTEM | AS PICTURE | GREGORY | AS PICTURE | NA | 0
WALL MOUNTED SPLIT SYSTEM | AS PICTURE | GREGORY | AS PICTURE | NA | 0
WALL MOUNTED SPLIT SYSTEM | AS PICTURE | GREGORY | AS PICTURE | NA | 0
WALL MOUNTED SPLIT SYSTEM | AS PICTURE | GREGORY | AS PICTURE | NA | 0
WALL MOUNTED SPLIT SYSTEM | AS PICTURE | GREGORY | AS PICTURE | NA | 0
WALL MOUNTED SPLIT SYSTEM | AS PICTURE | GREGORY | AS PICTURE | NA | 0
WALL MOUNTED SPLIT SYSTEM | AS PICTURE | DAKO | AS PICTURE | NA | 0
WALL MOUNTED SPLIT SYSTEM | AS PICTURE | GREGORY | AS PICTURE | NA | 0
WALL MOUNTED SPLIT SYSTEM | AS PICTURE | GREGORY | AS PICTURE | NA | 0
WALL MOUNTED SPLIT SYSTEM | AS PICTURE | GREGORY | AS PICTURE | NA | 0
WALL MOUNTED SPLIT SYSTEM | AS PICTURE | GREGORY | AS PICTURE | NA | 0
WALL MOUNTED SPLIT SYSTEM | AS PICTURE | GREGORY | AS PICTURE | NA | 0
WALL MOUNTED SPLIT SYSTEM | AS PICTURE | GREGORY | AS PICTURE | NA | 0
WALL MOUNTED SPLIT SYSTEM | AS PICTURE | GREGORY | AS PICTURE | NA | 0
WALL MOUNTED SPLIT SYSTEM | AS PICTURE | GREGORY | AS PICTURE | NA | 0
WALL MOUNTED SPLIT SYSTEM | AS PICTURE | GREGORY | AS PICTURE | NA | 0
WALL MOUNTED SPLIT SYSTEM | AS PICTURE | GREGORY | AS PICTURE | NA | 0
WALL MOUNTED SPLIT SYSTEM | AS PICTURE | GREGORY | AS PICTURE | NA | 0
AIR FAN - EXHAUST |  | NULL |  | NA | 0
AIR FAN - EXHAUST |  | NULL |  | NA | 0
WALL MOUNTED SPLIT SYSTEM | AS PICTURE | GREGORY | AS PICTURE | NA | 0
WALL MOUNTED SPLIT SYSTEM | AS PICTURE | GREGORY | AS PICTURE | NA | 0
WALL MOUNTED SPLIT SYSTEM | AS PICTURE | GREGORY | AS PICTURE | NA | 0
WALL MOUNTED SPLIT SYSTEM | AS PICTURE | GREGORY | AS PICTURE | NA | 0
WALL MOUNTED SPLIT SYSTEM | AS PICTURE | GREGORY | AS PICTURE | NA | 0
WALL MOUNTED SPLIT SYSTEM | AS PICTURE | GREGORY | AS PICTURE | NA | 0
WALL MOUNTED SPLIT SYSTEM | AS PICTURE | GREGORY | AS PICTURE | NA | 0
WALL MOUNTED SPLIT SYSTEM | AS PICTURE | GREGORY | AS PICTURE | NA | 0
WALL MOUNTED SPLIT SYSTEM | AS PICTURE | DAKO | AS PICTURE | NA | 0
WALL MOUNTED SPLIT SYSTEM | AS PICTURE | GREGORY | AS PICTURE | NA | 0
WALL MOUNTED SPLIT SYSTEM | AS PICTURE | GREGORY | AS PICTURE | NA | 0
WALL MOUNTED SPLIT SYSTEM | AS PICTURE | GREGORY | AS PICTURE | NA | 0
WALL MOUNTED SPLIT SYSTEM | AS PICTURE | GREGORY | AS PICTURE | NA | 0
WALL MOUNTED SPLIT SYSTEM | AS PICTURE | GREGORY | AS PICTURE | NA | 0
WALL MOUNTED SPLIT SYSTEM | AS PICTURE | GREGORY | AS PICTURE | NA | 0
CASSETTE SPLIT SYSTEM | AS PICTURE | GREGORY | AS PICTURE | NA | 0
WALL MOUNTED SPLIT SYSTEM | AS PICTURE | GREGORY | AS PICTURE | NA | 0
WALL MOUNTED SPLIT SYSTEM | AS PICTURE | GREGORY | AS PICTURE | NA | 0
WALL MOUNTED SPLIT SYSTEM | AS PICTURE | GREGORY | AS PICTURE | NA | 0
WALL MOUNTED SPLIT SYSTEM | AS PICTURE | GREGORY | AS PICTURE | NA | 0
CASSETTE SPLIT SYSTEM | AS PICTURE | GREGORY | AS PICTURE | NA | 0
WALL MOUNTED SPLIT SYSTEM | AS PICTURE | GREGORY | AS PICTURE | NA | 0
WALL MOUNTED SPLIT SYSTEM | AS PICTURE | GREGORY | AS PICTURE | NA | 0
WALL MOUNTED SPLIT SYSTEM | AS PICTURE | GREGORY | AS PICTURE | NA | 0
WALL MOUNTED SPLIT SYSTEM | AS PICTURE | GREGORY | AS PICTURE | NA | 0
CASSETTE SPLIT SYSTEM | AS PICTURE | GREGORY | AS PICTURE | NA | 0
WALL MOUNTED SPLIT SYSTEM | AS PICTURE | GREGORY | AS PICTURE | NA | 0
WALL MOUNTED SPLIT SYSTEM | AS PICTURE | GREGORY | AS PICTURE | NA | 0
CASSETTE SPLIT SYSTEM | AS PICTURE | GREGORY | AS PICTURE | NA | 0
WALL MOUNTED SPLIT SYSTEM | AS PICTURE | GREGORY | AS PICTURE | NA | 0
WALL MOUNTED SPLIT SYSTEM | AS PICTURE | GREGORY | AS PICTURE | NA | 0
WALL MOUNTED SPLIT SYSTEM | AS PICTURE | DAKO | AS PICTURE | NA | 0
WALL MOUNTED SPLIT SYSTEM | AS PICTURE | GREGORY | AS PICTURE | NA | 0
WALL MOUNTED SPLIT SYSTEM | AS PICTURE | GREGORY | AS PICTURE | NA | 0
WALL MOUNTED SPLIT SYSTEM | AS PICTURE | GREGORY | AS PICTURE | NA | 0
WALL MOUNTED SPLIT SYSTEM | AS PICTURE | GREGORY | AS PICTURE | NA | 0
WALL MOUNTED SPLIT SYSTEM | AS PICTURE | GREGORY | AS PICTURE | NA | 0
WALL MOUNTED SPLIT SYSTEM | AS PICTURE | GREGORY | AS PICTURE | NA | 0
WALL MOUNTED SPLIT SYSTEM | AS PICTURE | GREGORY | AS PICTURE | NA | 0
CASSETTE SPLIT SYSTEM | AS PICTURE | GREGORY | AS PICTURE | NA | 0
WALL MOUNTED SPLIT SYSTEM | AS PICTURE | GREGORY | AS PICTURE | NA | 0
WALL MOUNTED SPLIT SYSTEM | AS PICTURE | GREGORY | AS PICTURE | NA | 0
WALL MOUNTED SPLIT SYSTEM | AS PICTURE | GREGORY | AS PICTURE | NA | 0
WALL MOUNTED SPLIT SYSTEM | AS PICTURE | GREGORY | AS PICTURE | NA | 0
WALL MOUNTED SPLIT SYSTEM | AS PICTURE | GREGORY | AS PICTURE | NA | 0
WALL MOUNTED SPLIT SYSTEM | AS PICTURE | GREGORY | AS PICTURE | NA | 0
WALL MOUNTED SPLIT SYSTEM | AS PICTURE | GREGORY | AS PICTURE | NA | 0
WALL MOUNTED SPLIT SYSTEM | AS PICTURE | GREGORY | AS PICTURE | NA | 0
WALL MOUNTED SPLIT SYSTEM | AS PICTURE | GREGORY | AS PICTURE | NA | 0
WALL MOUNTED SPLIT SYSTEM | AS PICTURE | GREGORY | AS PICTURE | NA | 0
WALL MOUNTED SPLIT SYSTEM | AS PICTURE | GREGORY | AS PICTURE | NA | 0
WALL MOUNTED SPLIT SYSTEM | AS PICTURE | GREGORY | AS PICTURE | NA | 0
WALL MOUNTED SPLIT SYSTEM | AS PICTURE | GREGORY | AS PICTURE | NA | 0
WALL MOUNTED SPLIT SYSTEM | AS PICTURE | GREGORY | AS PICTURE | NA | 0
WALL MOUNTED SPLIT SYSTEM | AS PICTURE | GREGORY | AS PICTURE | NA | 0
WALL MOUNTED SPLIT SYSTEM | AS PICTURE | GREGORY | AS PICTURE | NA | 0
WALL MOUNTED SPLIT SYSTEM | AS PICTURE | GREGORY | AS PICTURE | NA | 0
HEAT EXCHANGER - WATER TO WAT |  | NULL |  | NA | 0
HEAT EXCHANGER - WATER TO WAT |  | NULL |  | NA | 0
HEAT EXCHANGER - WATER TO WAT |  | NULL |  | NA | 0
HEAT EXCHANGER - WATER TO WAT |  | NULL |  | NA | 0
HEAT EXCHANGER - WATER TO WAT |  | NULL |  | NA | 0
HEAT EXCHANGER - WATER TO WAT |  | NULL |  | NA | 0
HEAT EXCHANGER - WATER TO WAT |  | NULL |  | NA | 0
COOL ROOM | AS PICTURE | KLOCHNER MOLLER | AS PICTURE | NA | 0
WALL MOUNTED SPLIT SYSTEM | AS PICTURE | GREGORY | AS PICTURE | NA | 0
WALL MOUNTED SPLIT SYSTEM | AS PICTURE | GREGORY | AS PICTURE | NA | 0
AIR FAN - EXHAUST |  | NULL |  | NA | 0
AIR FAN - EXHAUST |  | NULL |  | NA | 0
AIR FAN - EXHAUST |  | NULL |  | NA | 0
AIR FAN - EXHAUST |  | NULL |  | NA | 0
AIR FAN - EXHAUST |  | NULL |  | NA | 0
AIR FAN - EXHAUST |  | NULL |  | NA | 0
AIR FAN - EXHAUST |  | NULL |  | NA | 0
AIR FAN - EXHAUST |  | NULL |  | NA | 0
AIR FAN - EXHAUST |  | NULL |  | NA | 0
WALL MOUNTED SPLIT SYSTEM | AS PICTURE | GREGORY | AS PICTURE | NA | 0
WALL MOUNTED SPLIT SYSTEM | AS PICTURE | GREGORY | AS PICTURE | NA | 0
WALL MOUNTED SPLIT SYSTEM | AS PICTURE | GREGORY | AS PICTURE | NA | 0
WALL MOUNTED SPLIT SYSTEM | AS PICTURE | GREGORY | AS PICTURE | NA | 0
WALL MOUNTED SPLIT SYSTEM | AS PICTURE | GREGORY | AS PICTURE | NA | 0
WALL MOUNTED SPLIT SYSTEM | AS PICTURE | GREGORY | AS PICTURE | NA | 0
WALL MOUNTED SPLIT SYSTEM | AS PICTURE | GREGORY | AS PICTURE | NA | 0
WALL MOUNTED SPLIT SYSTEM | AS PICTURE | GREGORY | AS PICTURE | NA | 0
WALL MOUNTED SPLIT SYSTEM | AS PICTURE | GREGORY | AS PICTURE | NA | 0
WALL MOUNTED SPLIT SYSTEM | AS PICTURE | GREGORY | AS PICTURE | NA | 0
WALL MOUNTED SPLIT SYSTEM | AS PICTURE | GREGORY | AS PICTURE | NA | 0
WALL MOUNTED SPLIT SYSTEM | AS PICTURE | GREGORY | AS PICTURE | NA | 0
WALL MOUNTED SPLIT SYSTEM | AS PICTURE | GREGORY | AS PICTURE | NA | 0
COOL ROOM | AS PICTURE | KLOCHNER MOLLER | AS PICTURE | NA | 0
CASSETTE SPLIT SYSTEM | AS PICTURE | GREGORY | AS PICTURE | NA | 0
CASSETTE SPLIT SYSTEM | AS PICTURE | GREGORY | AS PICTURE | NA | 0
WALL MOUNTED SPLIT SYSTEM | AS PICTURE | GREGORY | AS PICTURE | NA | 0
WALL MOUNTED SPLIT SYSTEM | AS PICTURE | GREGORY | AS PICTURE | NA | 0
CASSETTE SPLIT SYSTEM | AS PICTURE | GREGORY | AS PICTURE | NA | 0
WALL MOUNTED SPLIT SYSTEM | AS PICTURE | GREGORY | AS PICTURE | NA | 0
WALL MOUNTED SPLIT SYSTEM | AS PICTURE | GREGORY | AS PICTURE | NA | 0
WALL MOUNTED SPLIT SYSTEM | AS PICTURE | GREGORY | AS PICTURE | NA | 0
WALL MOUNTED SPLIT SYSTEM | AS PICTURE | GREGORY | AS PICTURE | NA | 0
WALL MOUNTED SPLIT SYSTEM | AS PICTURE | GREGORY | AS PICTURE | NA | 0
WALL MOUNTED SPLIT SYSTEM | AS PICTURE | GREGORY | AS PICTURE | NA | 0
WALL MOUNTED SPLIT SYSTEM | AS PICTURE | GREGORY | AS PICTURE | NA | 0
WALL MOUNTED SPLIT SYSTEM | AS PICTURE | GREGORY | AS PICTURE | NA | 0
WALL MOUNTED SPLIT SYSTEM | AS PICTURE | DAKO | AS PICTURE | NA | 0
HEAT EXCHANGER - WATER TO WAT |  | NULL |  | NA | 0
AIR FAN - EXHAUST |  | NULL |  | NA | 0
UNDER CEILING SPLIT SYSTEM | AS PICTURE | MODULEX | AS PICTURE | NA | 0
WALL MOUNTED SPLIT SYSTEM | AS OICTURE | MODULEX | AS PICTURE | NA | 0
UNDER CEILING SPLIT SYSTEM | AS PICTURE | MODULEX | AS PICTURE | NA | 0
UNDER CEILING SPLIT SYSTEM | AS PICTURE | MODULEX | AS PICTURE | NA | 0
WALL MOUNTED SPLIT SYSTEM | AS PICTURE | MODULEX | AS PICTURE | NA | 0
WALL MOUNTED SPLIT SYSTEM | AS PICTURE | MODULEX | AS PICTURE | NA | 0
WALL MOUNTED SPLIT SYSTEM | AS PICTURE | MODULEX | AS PICTURE | NA | 0
WALL MOUNTED SPLIT SYSTEM | AS PICTURE | MODULEX | AS PICTURE | NA | 0
WALL MOUNTED SPLIT SYSTEM | AS PICTURE | MODULEX | AS PICTURE | NA | 0
WALL MOUNTED SPLIT SYSTEM | AS PICTURE | MODULEX | AS PICTURE | NA | 0
WALL MOUNTED SPLIT SYSTEM | AS PICTURE | MODULEX | AS PICTURE | NA | 0
WALL MOUNTED SPLIT SYSTEM | AS PICTURE | MODULEX | AS PICTURE | NA | 0
WALL MOUNTED SPLIT SYSTEM | AS PICTURE | MODULEX | AS PICTURE | R410A | 0
COOL ROOM | AS PICTURE | CAMEO | AS PICTURE | NA | 0
WALL MOUNTED SPLIT SYSTEM | AS PICTURE | NULL | AS PICTURE | NA | 0
WALL MOUNTED SPLIT SYSTEM | AS PICTURE | NULL | AS PICTURE | NA | 0
WALL MOUNTED SPLIT SYSTEM | AS PICTURE | GREGORY | AS PICTURE | NA | 0
WALL MOUNTED SPLIT SYSTEM | AS PICTURE | GREGORY | AS PICTURE | NA | 0
CASSETTE SPLIT SYSTEM | AS PICTURE | GREGORY | AS PICTURE | NA | 0
WALL MOUNTED SPLIT SYSTEM | AS PICTURE | GREGORY | AS PICTURE | NA | 0
WALL MOUNTED SPLIT SYSTEM | AS PICTURE | GREGORY | AS PICTURE | NA | 0
WALL MOUNTED SPLIT SYSTEM | AS PICTURE | MODULEX | AS PICTURE | NA | 0
0 - NOT SET | AS PICTURE | AIR CHANGE | AS PICTURE | NA | 0
HEAT EXCHANGER - WATER TO WAT | NA | NULL | NA | NA | 0
HEAT EXCHANGER - WATER TO WAT | AS PICTURE | NULL | AS PICTURE | NA | 0
HEAT EXCHANGER - WATER TO WAT | AS PICTURE | NULL | AS PICTURE | NA | 0
WALL MOUNTED SPLIT SYSTEM | AS PICTURE | NULL | AS PICTURE | NA | 0
HEAT EXCHANGER - WATER TO WAT | AS PICTURE | NULL | AS PICTURE | NA | 0
COOL ROOM | AS PICTURE | LUNITE HERMITI | AS PICTURE | NA | 0
WALL MOUNTED SPLIT SYSTEM |  | MODULEX |  | NA | 0
CASSETTE SPLIT SYSTEM | AS PICTURE | GREGORY | AS PICTURE | NA | 0
CASSETTE SPLIT SYSTEM | AS PICTURE | GREGORY | AS PICTURE | NA | 0
CASSETTE SPLIT SYSTEM | AS PICTURE | GREGORY | AS PICTURE | NA | 0
WALL MOUNTED SPLIT SYSTEM | AS PICTURE | GREGORY | AS PICTURE | NA | 0
AIR FAN - EXHAUST | AS PICTURE | NULL | AS PICTURE | NA | 0
AIR FAN - EXHAUST | AS PICTURE | NULL | AS PICTURE | NA | 0
0 - NOT SET | AS PICTURE | NULL | AS PICTURE | NA | 0
AIR FAN - EXHAUST | AS PICTURE | NULL | AS PICTURE | NA | 0
AIR FAN - EXHAUST | AS PICTURE | NULL | AS PICTURE | NA | 0
AIR FAN - EXHAUST | AS PICTURE | NULL | AS PICTURE | NA | 0
AIR FAN - EXHAUST | AS PICTURE | NULL | AS PICTURE | NA | 0
AIR FAN - EXHAUST | AS PICTURE | NULL | AS PICTURE | NA | 0
AIR FAN - EXHAUST | AS PICTURE | NULL | AS PICTURE | NA | 0
AIR FAN - EXHAUST | AS PICTURE | NULL | AS PICTURE | NA | 0
FREEZER | AS PICTURE | NULL | AS PICTURE | R134A | 1
WALL MOUNTED SPLIT SYSTEM | AS PICTURE | GREGORY | AS PICTURE | R410A | 1
MULTI HEAD NON DUCTED SPLIT | AS PICTURE | MODULEX | AS PICTURE | R410A | 12
DUCTED SPLIT SYSTEM |  | ALFA LAVAL |  | NA | 0
DUCTED SPLIT SYSTEM | 130852 | AIRHANDLER | SRA18C0300 | NA | 0
DUCTED SPLIT SYSTEM | 17291 | ALFA LAVAL | COS40T | NA | 0
DUCTED SPLIT SYSTEM | 117890 | AIRHANDLER | SRA13E-0200 | NA | 0
DUCTED SPLIT SYSTEM | 17198 | ALFA LAVAL | FC128 | NA | 0
DUCTED SPLIT SYSTEM | 14914 | ALFA LAVAL | FC30B | NA | 0
DUCTED SPLIT SYSTEM | 131322 | AIRHANDLER | SRA18E-0200 | NA | 0
DUCTED SPLIT SYSTEM | 15985 | ALFA LAVAL | FO5B | NA | 0
DUCTED SPLIT SYSTEM |  | ALFA LAVAL |  | NA | 0
WALL MOUNTED SPLIT SYSTEM | E036036 | GREGORY | ASTA12LCC | NA | 0
WALL MOUNTED SPLIT SYSTEM |  | GREGORY |  | NA | 0
WALL MOUNTED SPLIT SYSTEM | E002996 | DAKO | FTXS71LVMA | NA | 0
WALL MOUNTED SPLIT SYSTEM | E009375 | GREGORY | ASTA24JCC | NA | 0
CASSETTE SPLIT SYSTEM | 3804566 | DAKO | BYFQ60B8W1 | NA | 0
DUCTED SPLIT SYSTEM |  | DAKO | FDYQ160AV1 | NA | 0
DUCTED SPLIT SYSTEM | 107012 | AIRHANDLER | SRA12C0100 | NA | 0
DUCTED SPLIT SYSTEM | 17280 | ALFA LAVAL | COS30T | NA | 0
DUCTED SPLIT SYSTEM | 17281 | ALFA LAVAL | COS50T | NA | 0
DUCTED SPLIT SYSTEM | 17298 | ALFA LAVAL | COS12T | NA | 0
DUCTED SPLIT SYSTEM | 17214 | ALFA LAVAL | HCS5T | NA | 0
WALL MOUNTED SPLIT SYSTEM |  | GREGORY | AOTR12LCC | NA | 0
0 - NOT SET | T003416 | GREGORY | AOT30RMBL | NA | 0
AIR FAN - EXHAUST |  | FEDERAL |  | NA | 0
AIR FAN - EXHAUST |  | FEDERAL |  | NA | 0
CASSETTE SPLIT SYSTEM | E004687 | DAKO | RZQ150KV4A | NA | 0
AIR FAN - EXHAUST | 393863 | FEDERAL | CE404V | NA | 0
WALL MOUNTED SPLIT SYSTEM | E000340 | DAKO | RXS71LVMA | NA | 0
WALL MOUNTED SPLIT SYSTEM | E009380 | GREGORY | AOTR24JCC | NA | 0
WALL MOUNTED SPLIT SYSTEM | E005886 | DAKO | RXS60EBVMA | NA | 0
AIR FAN - EXHAUST |  | FEDERAL |  | NA | 0
WALL MOUNTED SPLIT SYSTEM | E00210 | DAKO | FTXS80HVA | NA | 0
WALL MOUNTED SPLIT SYSTEM | E001570 | DAKO | FTXS80HVMA | NA | 0
WALL MOUNTED SPLIT SYSTEM | E 014689 | DAKO | FTXS60LVMA | NA | 0
0 - NOT SET | 9703040764 | KLOCHNER MOLLER | KCR37 | NA | 0
WALL MOUNTED SPLIT SYSTEM | T006057 | GREGORY | AST24UBBJ | NA | 0
WALL MOUNTED SPLIT SYSTEM | E003054 | DAKO | RXS80HVMA | NA | 0
WALL MOUNTED SPLIT SYSTEM | T007284 | GREGORY | AOT24UNBKL | NA | 0
WALL MOUNTED SPLIT SYSTEM | E106302 | DAKO | RXS60LVMA | NA | 0
WALL MOUNTED SPLIT SYSTEM | E015034 | DAKO | RXS60LVMA | NA | 0
0 - NOT SET | 9610020629 | KLOCHNER MOLLER | RH43MHGB2 | NA | 0
WALL MOUNTED SPLIT SYSTEM | E001734 | DAKO | RXS60JVMA | NA | 0
0 - NOT SET | 4166 | ENGLISH ELECT | EM10H | NA | 0
AIR FAN - OUTSIDE | 14AO440007 | TEMPERZONE |  | NA | 0
KITCHEN EXHAUST FAN | NOT AVAILABLE | FEDERAL | NOT AVAILABLE | NA | 0
WALL MOUNTED SPLIT SYSTEM | E021654 | DAKO | FTXS35GVMA | NA | 0
WALL MOUNTED SPLIT SYSTEM | E001975 | DAKO | FTXS80HVMA | NA | 0
WALL MOUNTED SPLIT SYSTEM | E003367 | DAKO | FTXS80HVMA | NA | 0
WALL MOUNTED SPLIT SYSTEM | T006058 | GREGORY | AST24UBBJ | NA | 0
WALL MOUNTED SPLIT SYSTEM | E014466 | DAKO | FTXS60LVMA | NA | 0
WALL MOUNTED SPLIT SYSTEM | E001252 | DAKO | FTXS60JVMA | NA | 0
WALL MOUNTED SPLIT SYSTEM | E027902 | DAKO | RXS35EBVMA | NA | 0
WALL MOUNTED SPLIT SYSTEM | E 001687 | DAKO | RXS80HVMA | NA | 0
WALL MOUNTED SPLIT SYSTEM | E001639 | DAKO | RXS80HVMA | NA | 0
WALL MOUNTED SPLIT SYSTEM | E003058 | DAKO | RXS80HVMA | NA | 0
WALL MOUNTED SPLIT SYSTEM | T0067280 | GREGORY | AOT24UNBKL | NA | 0
WALL MOUNTED SPLIT SYSTEM | E016625 | DAKO | FTXS35KVMA | NA | 0
WALL MOUNTED SPLIT SYSTEM | E001203 | GREGORY | AST9UMAD | NA | 0
WALL MOUNTED SPLIT SYSTEM | E025888 | DAKO | FTXS25GVAMA | NA | 0
WALL MOUNTED SPLIT SYSTEM | E005252 | DAKO | FTXS25GVMA | NA | 0
WALL MOUNTED SPLIT SYSTEM | E003800 | DAKO | FTXS25LVMA | NA | 0
WALL MOUNTED SPLIT SYSTEM | E001277 | GREGORY | AST9UMAD | NA | 0
WALL MOUNTED SPLIT SYSTEM | E000352 | DAKO | AST9UMAD | NA | 0
WALL MOUNTED SPLIT SYSTEM | E000352 | DAKO | AST9UMAD | NA | 0
WALL MOUNTED SPLIT SYSTEM | E009000 | DAKO | FTXS25KSVMA | NA | 0
MULTI HEAD NON DUCTED SPLIT | E027973 | DAKO | FTXS25GVMA | NA | 0
MULTI HEAD NON DUCTED SPLIT | E027954 | DAKO | FTXS25GVMA | NA | 0
MULTI HEAD NON DUCTED SPLIT | E004463 | GREGORY | AST9LMACW | NA | 0
WALL MOUNTED SPLIT SYSTEM | E002799 | GREGORY | AST9USACW | NA | 0
MULTI HEAD NON DUCTED SPLIT | E004456 | GREGORY | AST9LMACW | NA | 0
WALL MOUNTED SPLIT SYSTEM | E048379 | DAKO | FTXS25GVMA | NA | 0
CASSETTE SPLIT SYSTEM | C005 | DAKO | FCQ100KVEA | NA | 0
WALL MOUNTED SPLIT SYSTEM | NA | DAKO | NA | NA | 0
WALL MOUNTED SPLIT SYSTEM | E006604 | DAKO | FTXS25KVMA | NA | 0
WALL MOUNTED SPLIT SYSTEM | E006585 | DAKO | FTXS25KKVMA | NA | 0
WALL MOUNTED SPLIT SYSTEM | E006594 | DAKO | FTXS25KVMA | NA | 0
WALL MOUNTED SPLIT SYSTEM | E006584 | DAKO | FTXS25KVMA | NA | 0
WALL MOUNTED SPLIT SYSTEM | NA | DAKO | FTXS25KVMA | NA | 0
WALL MOUNTED SPLIT SYSTEM | E006589 | DAKO | FTXS25KVMA | NA | 0
WALL MOUNTED SPLIT SYSTEM | E006606 | DAKO | FTXS25KVMA | NA | 0
WALL MOUNTED SPLIT SYSTEM | E006605 | DAKO | FTXS25KVMA | NA | 0
WALL MOUNTED SPLIT SYSTEM | E006587 | DAKO | FTXS25KVMA | NA | 0
WALL MOUNTED SPLIT SYSTEM | E006607 | DAKO | FTXS25KVMA | NA | 0
WALL MOUNTED SPLIT SYSTEM | E006603 | DAKO | FTXS25KVMA | NA | 0
WALL MOUNTED SPLIT SYSTEM | E001014 | DAKO | FTXS20KVMA | NA | 0
WALL MOUNTED SPLIT SYSTEM | E005614 | DAKO | FTXS35KVMA | NA | 0
WALL MOUNTED SPLIT SYSTEM | E008601 | DAKO | FTXS35KVMA | NA | 0
WALL MOUNTED SPLIT SYSTEM | E010936 | DAKO | FTXS35KVMA | NA | 0
WALL MOUNTED SPLIT SYSTEM | E010949 | DAKO | FTXS35KVMA | NA | 0
WALL MOUNTED SPLIT SYSTEM | E010939 | DAKO | FTXS35KVMA | NA | 0
WALL MOUNTED SPLIT SYSTEM | E008611 | DAKO | FTXS35KVMA | NA | 0
WALL MOUNTED SPLIT SYSTEM | E010973 | DAKO | FTXS35KVMA | NA | 0
WALL MOUNTED SPLIT SYSTEM | E00180 | DAKO | FTXS20KVM | NA | 0
WALL MOUNTED SPLIT SYSTEM | E013753 | DAKO | FTXS50KVMA | NA | 0
WALL MOUNTED SPLIT SYSTEM | E013754 | DAKO | FTXS50KVMA | NA | 0
WALL MOUNTED SPLIT SYSTEM | E013753 | DAKO | FTXS50KVMA | NA | 0
WALL MOUNTED SPLIT SYSTEM | E000717 | DAKO | FTXS20KVMA | NA | 0
WALL MOUNTED SPLIT SYSTEM | E001022 | DAKO | FTXS20KVMA | NA | 0
WALL MOUNTED SPLIT SYSTEM | E015737 | DAKO | FTXS25KVMA | NA | 0
WALL MOUNTED SPLIT SYSTEM | E015743 | DAKO | FTXS25KVMA | NA | 0
WALL MOUNTED SPLIT SYSTEM | E015747 | DAKO | FTXS25KVMA | NA | 0
WALL MOUNTED SPLIT SYSTEM | E015961 | DAKO | FTXS35KVMA | NA | 0
WALL MOUNTED SPLIT SYSTEM | E000725 | DAKO | FTXS20KVMA | NA | 0
WALL MOUNTED SPLIT SYSTEM | E015979 | DAKO | FTXS35KVMA | NA | 0
WALL MOUNTED SPLIT SYSTEM | E011063 | DAKO | FTXS35KVMA | NA | 0
WALL MOUNTED SPLIT SYSTEM | E015439 | DAKO | FTXS35KVMA | NA | 0
WALL MOUNTED SPLIT SYSTEM | E009872 | DAKO | FTXS25KVMA | NA | 0
WALL MOUNTED SPLIT SYSTEM | E013762 | DAKO | FTSX50KVMA | NA | 0
WALL MOUNTED SPLIT SYSTEM | E013763 | DAKO | FTXS50KVMA | NA | 0
WALL MOUNTED SPLIT SYSTEM | E015978 | DAKO | FTXS35KVMA | NA | 0
WALL MOUNTED SPLIT SYSTEM | E008951 | DAKO | FTXS25KVMA | NA | 0
WALL MOUNTED SPLIT SYSTEM | E005610 | DAKO | FTXS35KVMA | NA | 0
WALL MOUNTED SPLIT SYSTEM | E009096 | DAKO | FTXS25LVMA | NA | 0
UNDER CEILING SPLIT SYSTEM | 1000314 | GREGORY | ABTA45LAT | NA | 0
WALL MOUNTED SPLIT SYSTEM | E006582 | DAKO | FTXS2405KVME | NA | 0
WALL MOUNTED SPLIT SYSTEM | E006598 | DAKO | FTXS25KVMA | NA | 0
WALL MOUNTED SPLIT SYSTEM | E006591 | DAKO | FTXS25KVMA | NA | 0
WALL MOUNTED SPLIT SYSTEM | E006586 | DAKO | FTXS25KVMA | NA | 0
WALL MOUNTED SPLIT SYSTEM | E006598 | DAKO | FTXS25 KVMA | NA | 0
WALL MOUNTED SPLIT SYSTEM | E006583 | DAKO | FTXS25KVMA | NA | 0
WALL MOUNTED SPLIT SYSTEM | E006590 | DAKO | FTXS25KVMA | NA | 0
WALL MOUNTED SPLIT SYSTEM | E015739 | DAKO | FTXS25KVMD | NA | 0
WALL MOUNTED SPLIT SYSTEM | E010957 | DAKO | FTXS25KVMA | NA | 0
WALL MOUNTED SPLIT SYSTEM | E001009 | DAKO | FTXS20KVMA | NA | 0
WALL MOUNTED SPLIT SYSTEM | E002352 | GREGORY | AST7USACW | NA | 0
MULTI HEAD NON DUCTED SPLIT | E002508 | GREGORY | AST9UMAD | NA | 0
MULTI HEAD NON DUCTED SPLIT | E002404 | GREGORY | AST9UMAD | NA | 0
WALL MOUNTED SPLIT SYSTEM | E015569 | DAKO | FTXS25LVMA | NA | 0
WALL MOUNTED SPLIT SYSTEM |  | DAKO | FTXS25LVMA | NA | 0
MULTI HEAD NON DUCTED SPLIT | E042780 | DAKO | FXTS25EVMA | NA | 0
MULTI HEAD NON DUCTED SPLIT | NA | DAKO | AST9UMAD | NA | 0
MULTI HEAD NON DUCTED SPLIT | E0025662 | GREGORY | AST9UMAD | NA | 0
MULTI HEAD NON DUCTED SPLIT | E002562 | GREGORY | AST9UMAD | NA | 0
WALL MOUNTED SPLIT SYSTEM | C000570 | DAKO | FTXG25EVMAW | NA | 0
MULTI HEAD NON DUCTED SPLIT | E000312 | GREGORY | AST9UMAD | NA | 0
MULTI HEAD NON DUCTED SPLIT | E000366 | GREGORY | AST9UMAD | NA | 0
MULTI HEAD NON DUCTED SPLIT | E003997 | GREGORY | AST9LMACW | NA | 0
MULTI HEAD NON DUCTED SPLIT | E004012 | GREGORY | AST9LMACW | NA | 0
MULTI HEAD NON DUCTED SPLIT | E000342 | GREGORY | AST9UMAD | NA | 0
MULTI HEAD NON DUCTED SPLIT | E002404 | GREGORY | AST9UMAD | NA | 0
0 - NOT SET | E012002 | DAKO | FTXS25GVMA | NA | 0
CASSETTE SPLIT SYSTEM | T000952 | GREGORY | AUTA36LATU | NA | 0
CASSETTE SPLIT SYSTEM | T000955 | GREGORY | AUTA36LATU | NA | 0
CASSETTE SPLIT SYSTEM | T000956 | GREGORY | AUTA36LATU | NA | 0
CASSETTE SPLIT SYSTEM | R000302 | GREGORY | AUTA30LBLU | NA | 0
COOL ROOM | A8-2245 | NULL | BW 66 PATTON | NA | 0
WALL MOUNTED SPLIT SYSTEM | E001593 | DAKO | RXS25LVMA | NA | 0
WALL MOUNTED SPLIT SYSTEM | E018529 | GREGORY | AOTR09LCC | NA | 0
WALL MOUNTED SPLIT SYSTEM | E008873 | DAKO | RXS35KVMA | NA | 0
WALL MOUNTED SPLIT SYSTEM | T000541 | GREGORY | AOT19UGBBD | NA | 0
WALL MOUNTED SPLIT SYSTEM | E029941 | DAKO | RXS25EBVMA | NA | 0
WALL MOUNTED SPLIT SYSTEM | E013247 | DAKO | RSX25EBVMA | NA | 0
WALL MOUNTED SPLIT SYSTEM | E003118 | DAKO | RXS25LVMA | NA | 0
WALL MOUNTED SPLIT SYSTEM | T000060 | GREGORY | AOT19USAB2 | NA | 0
WALL MOUNTED SPLIT SYSTEM | T000303 | GREGORY | AOT19UGBB2 | NA | 0
WALL MOUNTED SPLIT SYSTEM | E040452 | DAKO | RXS255EBVMA | NA | 0
WALL MOUNTED SPLIT SYSTEM | E046460 | DAKO | RXS25EBVMA | NA | 0
WALL MOUNTED SPLIT SYSTEM | E008984 | DAKO | RXS25KVMA | NA | 0
MULTI HEAD NON DUCTED SPLIT | E003749 | DAKO | 3MXS52EVMA | NA | 0
WALL MOUNTED SPLIT SYSTEM | T002223 | GREGORY | AOT24LMAM2 | NA | 0
WALL MOUNTED SPLIT SYSTEM | E002606 | GREGORY | AOT9UFAC | NA | 0
WALL MOUNTED SPLIT SYSTEM | E046374 | DAKO | RXS25EBVMA | NA | 0
CASSETTE SPLIT SYSTEM | E900742 | DAKO | RZQ100KV4A | NA | 0
WALL MOUNTED SPLIT SYSTEM | E005064 | DAKO | RXS25KVMA | NA | 0
WALL MOUNTED SPLIT SYSTEM | E002796 | DAKO | RXS25KVMA | NA | 0
WALL MOUNTED SPLIT SYSTEM | E002805 | DAKO | RXSS25KVMA | NA | 0
WALL MOUNTED SPLIT SYSTEM | E002803 | DAKO | RXS25KVMA | NA | 0
WALL MOUNTED SPLIT SYSTEM | E002803 | DAKO | RXS25KVMA | NA | 0
WALL MOUNTED SPLIT SYSTEM | E009523 | DAKO | RXS25KVMA | NA | 0
WALL MOUNTED SPLIT SYSTEM | E009563 | DAKO | FTXS25KVMA | NA | 0
WALL MOUNTED SPLIT SYSTEM | E009565 | DAKO | RXS25KVMA | NA | 0
WALL MOUNTED SPLIT SYSTEM | E002804 | DAKO | RXS25KVMA | NA | 0
WALL MOUNTED SPLIT SYSTEM | E004333 | DAKO | RXS25KVMA | NA | 0
WALL MOUNTED SPLIT SYSTEM | E009563 | DAKO | RXS25KVMA | NA | 0
WALL MOUNTED SPLIT SYSTEM | E009579 | DAKO | RXS25KVMA | NA | 0
WALL MOUNTED SPLIT SYSTEM | E000214 | DAKO | RXS20KVMA | NA | 0
WALL MOUNTED SPLIT SYSTEM | E002443 | DAKO | RXS35KVMA | NA | 0
WALL MOUNTED SPLIT SYSTEM | E001955 | DAKO | RXS20KVMA | R410A | 2
WALL MOUNTED SPLIT SYSTEM | E090315 | GREGORY | AOTR09LOC | R410A | 2
WALL MOUNTED SPLIT SYSTEM | NO INFORMATION | GREGORY | AOTR12LCC | R410A | 2
WALL MOUNTED SPLIT SYSTEM | E11005 | GREGORY | ASTA09LOCC | R410A | 3
WALL MOUNTED SPLIT SYSTEM | E001496 | GREGORY | AOT9UFAC | R22 | 3
UNDER CEILING SPLIT SYSTEM | T001903 | GREGORY | AOTA45LATL | R410A | 4
COOL ROOM | 9903040523 | KLOCHNER MOLLER | KCR63 | R22 | 6
COOL ROOM | UNREADABLE | KLOCHNER MOLLER | UNREADABLE | R22 | 6
WALL MOUNTED SPLIT SYSTEM | AS PICTURE | DAKO | AS PICTURE | NA | 0
WALL MOUNTED SPLIT SYSTEM | AS PICTURE | DAKO | AS PICTURE | NA | 0
WALL MOUNTED SPLIT SYSTEM | AS PICTURE | MODULEX | AS PICTURE | NA | 0
WALL MOUNTED SPLIT SYSTEM | AS PICTURE | MODULEX | AS PICTURE | NA | 0
WALL MOUNTED SPLIT SYSTEM | AS PICTURE | MODULEX | AS PICTURE | NA | 0
0 - NOT SET | AS PICTURE | MODULEX | AS PICTURE | NA | 0
WALL MOUNTED SPLIT SYSTEM | AS PICTURE | MODULEX | AS PICTURE | NA | 0
WALL MOUNTED SPLIT SYSTEM | AS PICTURE | MODULEX | AS PICTURE | NA | 0
WALL MOUNTED SPLIT SYSTEM | AS PICTURE | MODULEX | AS PICTURE | NA | 0
WALL MOUNTED SPLIT SYSTEM | AS PICTURE | MODULEX | AS PICTURE | NA | 0
WALL MOUNTED SPLIT SYSTEM | AS PICTURE | MODULEX | AS PICTURE | NA | 0
WALL MOUNTED SPLIT SYSTEM | AS PICTURE | MODULEX | AS PICTURE | NA | 0
WALL MOUNTED SPLIT SYSTEM | AS PICTURE | MODULEX | AS PICTURE | NA | 0
WALL MOUNTED SPLIT SYSTEM | AS PICTURE | MODULEX | AS PICTURE | NA | 0
WALL MOUNTED SPLIT SYSTEM | AS PICTURE | MODULEX | AS PICTURE | NA | 0
WALL MOUNTED SPLIT SYSTEM | AS PICTURE | MODULEX | AS PICTURE | NA | 0
AIR FAN - EXHAUST | AS PICTURE | NULL | AS PICTURE | NA | 0
AIR FAN - EXHAUST | AS PICTURE | SOUTHERN CROSS | AS PICTURE | NA | 0
AIR FAN - EXHAUST |  | NULL |  | NA | 0
AIR FAN - EXHAUST | AS PICTURE | SOUTHERN CROSS | AS PICTURE | NA | 0
WALL MOUNTED SPLIT SYSTEM | AS PICTURE | DAKO | AS PICTURE | NA | 0
WALL MOUNTED SPLIT SYSTEM | AS PICTURE | DAKO | AS PICTURE | NA | 0
WALL MOUNTED SPLIT SYSTEM | AS PICTURE | GREGORY | AS PICTURE | NA | 0
WALL MOUNTED SPLIT SYSTEM | AS PICTURE | DAKO | AS PICTURE | NA | 0
WALL MOUNTED SPLIT SYSTEM | AS PICTURE | GREGORY | AS PICTURE | NA | 0
WALL MOUNTED SPLIT SYSTEM | AS PICTURE | MODULEX | AS PICTURE | NA | 0
WALL MOUNTED SPLIT SYSTEM | AS PICTURE | DAKO | AS PICTURE | NA | 0
WALL MOUNTED SPLIT SYSTEM | AS PICTURE | DAKO | AS PICTURE | NA | 0
WALL MOUNTED SPLIT SYSTEM | AS PICTURE | DAKO | AS PICTURE | NA | 0
WALL MOUNTED SPLIT SYSTEM | AS PICTURE | DAKO | AS PICTURE | NA | 0
WALL MOUNTED SPLIT SYSTEM | AS PICTURE | DAKO | AS PICTURE | NA | 0
WALL MOUNTED SPLIT SYSTEM | AS PICTURE | DAKO | AS PICTURE | NA | 0
WALL MOUNTED SPLIT SYSTEM | AS PICTURE | DAKO | AS PICTURE | NA | 0
WALL MOUNTED SPLIT SYSTEM | AS PICTURE | DAKO | AS PICTURE | NA | 0
WALL MOUNTED SPLIT SYSTEM | AS PICTURE | GREGORY | AS PICTURE | NA | 0
WALL MOUNTED SPLIT SYSTEM | AS PICTURE | DAKO | AS PICTURE | NA | 0
WALL MOUNTED SPLIT SYSTEM | AS PICTURE | MODULEX | AS PICTURE | NA | 0
WALL MOUNTED SPLIT SYSTEM | AS PICTURE | DAKO | AS PICTURE | NA | 0
WALL MOUNTED SPLIT SYSTEM | AS PICTURE | DAKO | AS PICTURE | NA | 0
WALL MOUNTED SPLIT SYSTEM | AS PICTURE | DAKO | AS PICTURE | NA | 0
WALL MOUNTED SPLIT SYSTEM | AS PICTURE | DAKO | AS PICTURE | NA | 0
WALL MOUNTED SPLIT SYSTEM | AS PICTURE | DAKO | AS PICTURE | NA | 0
WALL MOUNTED SPLIT SYSTEM | AS PICTURE | DAKO | AS PICTURE | NA | 0
CASSETTE SPLIT SYSTEM | AS PICTURE | GREGORY | AS PICTURE | NA | 0
FRIDGE | AS PICTURE | NULL | AS PICTURE | NA | 0
COOL ROOM | AS PICTURE | KLOCHNER MOLLER | AS PICTURE | NA | 0
FREEZER | NA | NULL | NA | NA | 0
FREEZER | NA | WHITE MCALISTER | NA | NA | 0
WALL MOUNTED SPLIT SYSTEM | AS PICTURE | DAKO | AS PICTURE | NA | 0
WALL MOUNTED SPLIT SYSTEM | AS PICTURE | DAKO | AS PICTURE | NA | 0
WALL MOUNTED SPLIT SYSTEM | AS PICTURE | DAKO | AS PICTURE | NA | 0
WALL MOUNTED SPLIT SYSTEM | AS PICTURE | DAKO | AS PICTURE | NA | 0
WALL MOUNTED SPLIT SYSTEM | AS PICTURE | DAKO | AS PICTURE | NA | 0
WALL MOUNTED SPLIT SYSTEM | AS PICTURE | DAKO | AS PICTURE | NA | 0
WALL MOUNTED SPLIT SYSTEM | AS PICTURE | DAKO | AS PICTURE | NA | 0
WALL MOUNTED SPLIT SYSTEM | AS PICTURE | DAKO | AS PICTURE | NA | 0
WALL MOUNTED SPLIT SYSTEM | AS PICTURE | DAKO | AS PICTURE | NA | 0
CASSETTE SPLIT SYSTEM | AS PICTURED | PARKER | AS PICTURED | NA | 0
WALL MOUNTED SPLIT SYSTEM | AS PICTURE | DAKO | AS PICTURE | NA | 0
WALL MOUNTED SPLIT SYSTEM | AS PICTURE | DAKO | AS PICTURE | NA | 0
WALL MOUNTED SPLIT SYSTEM | AS PICTURE | DAKO | AS PICTURE | NA | 0
WALL MOUNTED SPLIT SYSTEM | AS PICTURE | DAKO | AS PICTURE | NA | 0
WALL MOUNTED SPLIT SYSTEM | AS PICTURE | GREGORY | AS PICTURE | NA | 0
WALL MOUNTED SPLIT SYSTEM | AS PICTURE | GREGORY | AS PICTURE | NA | 0
AIR FAN - EXHAUST |  | NULL |  | NA | 0
CASSETTE SPLIT SYSTEM | AS PICTURE | MODULEX | AS PICTURE | NA | 0
WALL MOUNTED SPLIT SYSTEM | AS PICTURE | MODULEX | AS PICTURE | NA | 0
WALL MOUNTED SPLIT SYSTEM | AS PICTURE | MODULEX | AS PICTURE | NA | 0
WALL MOUNTED SPLIT SYSTEM | AS PICTURE | MODULEX | AS PICTURE | NA | 0
WALL MOUNTED SPLIT SYSTEM | AS PICTURE | MODULEX | AS PICTURE | NA | 0
WALL MOUNTED SPLIT SYSTEM | AS PICTURE | MODULEX | AS PICTURE | NA | 0
WALL MOUNTED SPLIT SYSTEM | AS PICTURE | MODULEX | AS PICTURE | NA | 0
WALL MOUNTED SPLIT SYSTEM | AS PICTURE | MODULEX | AS PICTURE | NA | 0
WALL MOUNTED SPLIT SYSTEM | AS PICTURE | MODULEX | AS PICTURE | NA | 0
WALL MOUNTED SPLIT SYSTEM | AS PICTURE | MODULEX | AS PICTURE | NA | 0
WALL MOUNTED SPLIT SYSTEM | AS PICTURE | MODULEX | AS PICTURE | NA | 0
WALL MOUNTED SPLIT SYSTEM | AS PICTURE | MODULEX | AS PICTURE | NA | 0
WALL MOUNTED SPLIT SYSTEM | AS PICTURE | MODULEX | AS PICTURE | NA | 0
CASSETTE SPLIT SYSTEM | AS PICTURE | MODULEX | AS PICTURE | NA | 0
CASSETTE SPLIT SYSTEM | AS PICTURE | MODULEX | AS PICTURE | NA | 0
CASSETTE SPLIT SYSTEM | AS PICTURE | MODULEX | AS PICTURE | NA | 0
FRIDGE | AS PICTURE | NULL | AS PICTURE | NA | 0
WALL MOUNTED SPLIT SYSTEM | AS PICTURE | MODULEX | AS PICTURE | NA | 0
WALL MOUNTED SPLIT SYSTEM | AS PICTURE | MODULEX | AS PICTURE | NA | 0
WALL MOUNTED SPLIT SYSTEM | AS PICTURE | MODULEX | AS PICTURE | NA | 0
WALL MOUNTED SPLIT SYSTEM | AS PICTURE | MODULEX | AS PICTURE | NA | 0
WALL MOUNTED SPLIT SYSTEM | AS PICTURE | MODULEX | AS PICTURE | NA | 0
WALL MOUNTED SPLIT SYSTEM | AS PICTURE | MODULEX | AS PICTURE | NA | 0
WALL MOUNTED SPLIT SYSTEM | AS PICTURE | MODULEX | AS PICTURE | NA | 0
WALL MOUNTED SPLIT SYSTEM | AS PICTURE | MODULEX | AS PICTURE | NA | 0
WALL MOUNTED SPLIT SYSTEM | AS PICTURE | MODULEX | AS PICTURE | NA | 0
WALL MOUNTED SPLIT SYSTEM | AS PICTURE | MODULEX | AS PICTURE | NA | 0
WALL MOUNTED SPLIT SYSTEM | AS PICTURE | MODULEX | AS PICTURE | NA | 0
WALL MOUNTED SPLIT SYSTEM | AS PICTURE | MODULEX | AS PICTURE | NA | 0
WALL MOUNTED SPLIT SYSTEM | AS PICTURE | MODULEX | AS PICTURE | NA | 0
AIR FAN - EXHAUST | AS PICTURE | NULL | AS PICTURE | NA | 0
CASSETTE SPLIT SYSTEM | AS PICTURE | MODULEX | AS PICTURE | NA | 0
CASSETTE SPLIT SYSTEM | AS PICTURE | MODULEX | AS PICTURE | NA | 0
CASSETTE SPLIT SYSTEM | AS PICTURE | MODULEX | AS PICTURE | NA | 0
CASSETTE SPLIT SYSTEM | AS PICTURE | MODULEX | AS PICTURE | NA | 0
CASSETTE SPLIT SYSTEM | AS PICTURE | MODULEX | AS PICTURE | NA | 0
CASSETTE SPLIT SYSTEM | AS PICTURE | MODULEX | AS PICTURE | NA | 0
FRIDGE | AS PICTURE | NULL | AS PICTURE | NA | 0
CASSETTE SPLIT SYSTEM | AS PICTURE | MODULEX | AS PICTURE | NA | 0
CASSETTE SPLIT SYSTEM | AS PICTURE | MODULEX | AS PICTURE | NA | 0
CASSETTE SPLIT SYSTEM | AS PICTURE | MODULEX | AS PICTURE | NA | 0
CASSETTE SPLIT SYSTEM | AS PICTURE | MODULEX | AS PICTURE | NA | 0
HEAT EXCHANGER - WATER TO WAT | AS PICTURE | NULL | AS PICTURE | NA | 0
HEAT EXCHANGER - WATER TO WAT | AS PICTURE | NULL | AS PICTURE | NA | 0
HEAT EXCHANGER - WATER TO WAT | AS PICTURE | NULL | AS PICTURE | NA | 0
HEAT EXCHANGER - WATER TO WAT | AS PICTURE | NULL | AS PICTURE | NA | 0
HEAT EXCHANGER - WATER TO WAT | AS PICTURE | NULL | AS PICTURE | NA | 0
HEAT EXCHANGER - WATER TO WAT | AS PICTURE | NULL | AS PICTURE | NA | 0
WALL MOUNTED SPLIT SYSTEM | AS PICTURE | MODULEX | AS PICTURE | NA | 0
WALL MOUNTED SPLIT SYSTEM | AS PICTUR | MODULEX | AS PICTURE | NA | 0
WALL MOUNTED SPLIT SYSTEM | AS PICTURE | MODULEX | AS PICTURE | NA | 0
WALL MOUNTED SPLIT SYSTEM | AS PICTURE | MODULEX | AS PICTURE | NA | 0
WALL MOUNTED SPLIT SYSTEM | AS PICTURE | MODULEX | AS PICTURE | NA | 0
WALL MOUNTED SPLIT SYSTEM | AS PICTURE | MODULEX | AS PICTURE | NA | 0
WALL MOUNTED SPLIT SYSTEM | AS PICTURE | MODULEX | AS PICTURE | NA | 0
WALL MOUNTED SPLIT SYSTEM | AS PICTURE | MODULEX | AS PICTURE | NA | 0
WALL MOUNTED SPLIT SYSTEM | AS PICTURE | MODULEX | AS PICTURE | NA | 0
WALL MOUNTED SPLIT SYSTEM | AS PICTURE | MODULEX | AS PICTURE | NA | 0
WALL MOUNTED SPLIT SYSTEM | AS PICTURE | MODULEX | AS PICTURE | NA | 0
WALL MOUNTED SPLIT SYSTEM | AS PICTURE | MODULEX | AS PICTURE | NA | 0
WALL MOUNTED SPLIT SYSTEM | AS PICTURE | MODULEX | AS PICTURE | NA | 0
WALL MOUNTED SPLIT SYSTEM | AS PICTURE | MODULEX | AS PICTURE | NA | 0
WALL MOUNTED SPLIT SYSTEM | AS PICTURE | MODULEX | AS PICTURE | NA | 0
WALL MOUNTED SPLIT SYSTEM | AS PICTURE | MODULEX | AS PICTURE | NA | 0
WALL MOUNTED SPLIT SYSTEM | AS PICTURE | MODULEX | AS PICTURE | NA | 0
WALL MOUNTED SPLIT SYSTEM | AS PICTURE | MODULEX | AS PICTURE | NA | 0
WALL MOUNTED SPLIT SYSTEM | AS PICTURE | MODULEX | AS PICTURE | NA | 0
WALL MOUNTED SPLIT SYSTEM | AS PICTURE | MODULEX | AS PICTURE | NA | 0
WALL MOUNTED SPLIT SYSTEM | AS PICTURE | MODULEX | AS PICTURE | NA | 0
WALL MOUNTED SPLIT SYSTEM | AS PICTURE | GREGORY | AS PICTURE | NA | 0
WALL MOUNTED SPLIT SYSTEM | AS PICTURE | DAKO | AS PICTURE | NA | 0
WALL MOUNTED SPLIT SYSTEM | AS PICTURE | DAKO | AS PICTURE | NA | 0
WALL MOUNTED SPLIT SYSTEM | AS PICTURE | DAKO | AS PICTURE | NA | 0
WALL MOUNTED SPLIT SYSTEM | AS PICTURE | DAKO | AS PICTURE | NA | 0
WALL MOUNTED SPLIT SYSTEM | AS PICTURE | GREGORY | AS PICTURE | NA | 0
WALL MOUNTED SPLIT SYSTEM | AS PICTURE | MODULEX | AS PICTURE | NA | 0
WALL MOUNTED SPLIT SYSTEM | AS PICTURE | DAKO | AS PICTURE | NA | 0
WALL MOUNTED SPLIT SYSTEM | AS PICTURE | DAKO | AS PICTURE | NA | 0
WALL MOUNTED SPLIT SYSTEM | AS PICTURE | DAKO | AS PICTURE | NA | 0
WALL MOUNTED SPLIT SYSTEM | AS PICTURE | DAKO | AS PICTURE | NA | 0
WALL MOUNTED SPLIT SYSTEM | AS PICTURE | DAKO | AS PICTURE | NA | 0
0 - NOT SET | AS PICTURE | DAKO | AS PICTURE | NA | 0
WALL MOUNTED SPLIT SYSTEM | AS PICTURE | DAKO | AS PICTURE | NA | 0
WALL MOUNTED SPLIT SYSTEM | AS PICTURE | DAKO | AS PICTURE | NA | 0
WALL MOUNTED SPLIT SYSTEM | AS PICTURE | DAKO | AS PICTURE | NA | 0
WALL MOUNTED SPLIT SYSTEM | AS PICTURE | GREGORY | AS PICTURE | NA | 0
WALL MOUNTED SPLIT SYSTEM | AS PICTURE | GREGORY | AS PICTURE | NA | 0
WALL MOUNTED SPLIT SYSTEM | AS PICTURE | DAKO | AS PICTURE | NA | 0
WALL MOUNTED SPLIT SYSTEM | AS PICTURE | DAKO | AS PICTURE | NA | 0
WALL MOUNTED SPLIT SYSTEM | AS PICTURE | DAKO | AS PICTURE | NA | 0
WALL MOUNTED SPLIT SYSTEM | AS PICTURE | MODULEX | AS PICTURE | NA | 0
WALL MOUNTED SPLIT SYSTEM | AS PICTURE | DAKO | AS PICTURE | NA | 0
WALL MOUNTED SPLIT SYSTEM | AS PICTURE | DAKO | AS PICTURE | NA | 0
WALL MOUNTED SPLIT SYSTEM | AS PICTURE | GREGORY | AS PICTURE | NA | 0
COOL ROOM | AS PICTURE | KLOCHNER MOLLER | AS PICTURE | NA | 0
HEAT EXCHANGER - WATER TO WAT | AS PICTURE | NULL | AS PICTURE | NA | 0
HEAT EXCHANGER - WATER TO WAT | AS PICTURE | NULL | AS PICTURE | NA | 0
HEAT EXCHANGER - WATER TO WAT | AS PICTURE | NULL | AS PICTURE | NA | 0
HEAT EXCHANGER - WATER TO WAT | AS PICTURE | NULL | AS PICTURE | NA | 0
WALL MOUNTED SPLIT SYSTEM | AS PICTURE | DAKO | AS PICTURE | NA | 0
WALL MOUNTED SPLIT SYSTEM | AS PICTURE | DAKO | AS PICTURE | NA | 0
WALL MOUNTED SPLIT SYSTEM | AS PICTURE | DAKO | AS PICTURE | NA | 0
WALL MOUNTED SPLIT SYSTEM | AS PICTURE | DAKO | AS PICTURE | NA | 0
WALL MOUNTED SPLIT SYSTEM | AS PICTURE | DAKO | AS PICTURE | NA | 0
WALL MOUNTED SPLIT SYSTEM | AS PICTURE | DAKO | AS PICTURE | NA | 0
WALL MOUNTED SPLIT SYSTEM | AS PICTURE | DAKO | AS PICTURE | NA | 0
WALL MOUNTED SPLIT SYSTEM | AS PICTURE | DAKO | AS PICTURE | NA | 0
WALL MOUNTED SPLIT SYSTEM | AS PICTURE | DAKO | AS PICTURE | NA | 0
CASSETTE SPLIT SYSTEM | AS PICTURE | PARKER | AS PICTURE | NA | 0
WALL MOUNTED SPLIT SYSTEM | AS PICTURE | DAKO | AS PICTURE | NA | 0
WALL MOUNTED SPLIT SYSTEM | AS PICTURE | DAKO | AS PICTURE | NA | 0
WALL MOUNTED SPLIT SYSTEM | AS PICTURE | DAKO | AS PICTURE | NA | 0
WALL MOUNTED SPLIT SYSTEM | AS PICTURE | DAKO | AS PICTURE | NA | 0
KITCHEN EXHAUST FAN | NA | NULL | NA | NA | 0
WALL MOUNTED SPLIT SYSTEM | AS PICTURE | MODULEX | AS PICTURE | NA | 0
WALL MOUNTED SPLIT SYSTEM | AS PICTURE | MODULEX | AS PICTURE | NA | 0
WALL MOUNTED SPLIT SYSTEM | AS PICTURE | MODULEX | AS PICTURE | NA | 0
WALL MOUNTED SPLIT SYSTEM | AS PICTURE | MODULEX | AS PICTURE | NA | 0
WALL MOUNTED SPLIT SYSTEM | AS PICTURE | MODULEX | AS PICTURE | NA | 0
WALL MOUNTED SPLIT SYSTEM | AS PICTURE | MODULEX | AS PICTURE | NA | 0
WALL MOUNTED SPLIT SYSTEM | AS PICTURE | MODULEX | AS PICTURE | NA | 0
WALL MOUNTED SPLIT SYSTEM | AS PICTURE | MODULEX | AS PICTURE | NA | 0
WALL MOUNTED SPLIT SYSTEM | AS PICTURE | MODULEX | AS PICTURE | NA | 0
WALL MOUNTED SPLIT SYSTEM | AS PICTURE | MODULEX | AS PICTURE | NA | 0
WALL MOUNTED SPLIT SYSTEM | AS PICTURE | MODULEX | AS PICTURE | NA | 0
WALL MOUNTED SPLIT SYSTEM | AS PICTURE | MODULEX | AS PICTURE | NA | 0
WALL MOUNTED SPLIT SYSTEM | AS PICTURE | MODULEX | AS PICTURE | NA | 0
WALL MOUNTED SPLIT SYSTEM | AS PICTURE | MODULEX | AS PICTURE | NA | 0
WALL MOUNTED SPLIT SYSTEM | AS PICTURE | MODULEX | AS PICTURE | NA | 0
WALL MOUNTED SPLIT SYSTEM | AS PICTURE | MODULEX | AS PICTURE | NA | 0
WALL MOUNTED SPLIT SYSTEM | AS PICTURE | MODULEX | AS PICTURE | NA | 0
WALL MOUNTED SPLIT SYSTEM | AS PICTURE | MODULEX | AS PICTURE | NA | 0
AIR FAN - EXHAUST | AS PICTURE | NULL | AS PICTURE | NA | 0
AIR FAN - EXHAUST | AS PICTURE | NULL | AS PICTURE | NA | 0
AIR FAN - EXHAUST | AS PICTURE | NULL | AS PICTURE | NA | 0
AIR FAN - EXHAUST | AS PICTURE | NULL | AS PICTURE | NA | 0
CASSETTE SPLIT SYSTEM | AS PICTURE | MODULEX | AS PICTURE | NA | 0
CASSETTE SPLIT SYSTEM | AS PICTURE | MODULEX | AS PICTURE | NA | 0
CASSETTE SPLIT SYSTEM | AS PICTURE | MODULEX | AS PICTURE | NA | 0
CASSETTE SPLIT SYSTEM | AS PICTURE | MODULEX | AS PICTURE | NA | 0
CASSETTE SPLIT SYSTEM | AS PICTURE | MODULEX | AS PICTURE | NA | 0
CASSETTE SPLIT SYSTEM | AS PICTURE | MODULEX | AS PICTURE | NA | 0
CASSETTE SPLIT SYSTEM | AS PICTURE | MODULEX | AS PICTURE | NA | 0
CASSETTE SPLIT SYSTEM | AS PICTURE | MODULEX | AS PICTURE | NA | 0
CASSETTE SPLIT SYSTEM | AS PICTURE | MODULEX | AS PICTURE | NA | 0
CASSETTE SPLIT SYSTEM | AS PICTURE | MODULEX | AS PICTURE | NA | 0
CASSETTE SPLIT SYSTEM | AS PICTURE | MODULEX | AS PICTURE | NA | 0
CASSETTE SPLIT SYSTEM | AS PICTURE | MODULEX | AS PICTURE | NA | 0
WALL MOUNTED SPLIT SYSTEM | AS PICTURE | MODULEX | AS PICTURE | NA | 0
WALL MOUNTED SPLIT SYSTEM | AS PICTURE | MODULEX | AS PICTURE | NA | 0
WALL MOUNTED SPLIT SYSTEM | AS PICTURE | MODULEX | AS PICTURE | NA | 0
WALL MOUNTED SPLIT SYSTEM | AS PICTURE | MODULEX | AS PICTURE | NA | 0
WALL MOUNTED SPLIT SYSTEM | AS PICTURE | MODULEX | AS PICTURE | NA | 0
WALL MOUNTED SPLIT SYSTEM | AS PICTURE | MODULEX | AS PICTURE | NA | 0
WALL MOUNTED SPLIT SYSTEM | AS PICTURE | MODULEX | AS PICTURE | NA | 0
WALL MOUNTED SPLIT SYSTEM | AS PICTURE | MODULEX | AS PICTURE | NA | 0
WALL MOUNTED SPLIT SYSTEM | AS PICTURE | MODULEX | AS PICTURE | NA | 0
WALL MOUNTED SPLIT SYSTEM | AS PICTURE | MODULEX | AS PICTURE | NA | 0
WALL MOUNTED SPLIT SYSTEM | AS PICTURE | MODULEX | AS PICTURE | NA | 0
WALL MOUNTED SPLIT SYSTEM | E035925 | DAKO | FTXS25GVMA | NA | 0
WALL MOUNTED SPLIT SYSTEM | E037114 | DAKO | RXS25EBVMA | NA | 0
WALL MOUNTED SPLIT SYSTEM | E0836276 | DAKO | FTXS25EBVMA | NA | 0
WALL MOUNTED SPLIT SYSTEM | E037106 | DAKO | RXS25EBVMA | NA | 0
WALL MOUNTED SPLIT SYSTEM | E033088 | DAKO | RXS25EBVMA | NA | 0
WALL MOUNTED SPLIT SYSTEM | E0309337 | DAKO |  | NA | 0
WALL MOUNTED SPLIT SYSTEM | E033073 | DAKO |  | NA | 0
WALL MOUNTED SPLIT SYSTEM | E035174 | DAKO | RXS25EBVMA | NA | 0
AIR FAN - EXHAUST |  | FEDERAL |  | NA | 0
WALL MOUNTED SPLIT SYSTEM | E041495 | DAKO | RXS25EBVMA | NA | 0
WALL MOUNTED SPLIT SYSTEM | E | DAKO | RXS25EBVMA | NA | 0
WALL MOUNTED SPLIT SYSTEM |  | DAKO |  | NA | 0
WALL MOUNTED SPLIT SYSTEM | E005289 | DAKO | FTXS25GVMA | NA | 0
WALL MOUNTED SPLIT SYSTEM | E038903 | DAKO | FTXS25GVMA | NA | 0
WALL MOUNTED SPLIT SYSTEM | E035926 | DAKO | FTXS25GVMA | NA | 0
WALL MOUNTED SPLIT SYSTEM |  | DAKO |  | NA | 0
WALL MOUNTED SPLIT SYSTEM | E036976 | DAKO | FTXS25GVMA | NA | 0
WALL MOUNTED SPLIT SYSTEM |  | DAKO | FRXS25GVMA | NA | 0
WALL MOUNTED SPLIT SYSTEM | E036233 | DAKO | FTXS25GVMA | NA | 0
WALL MOUNTED SPLIT SYSTEM |  | DAKO |  | NA | 0
WALL MOUNTED SPLIT SYSTEM |  | DAKO | FTXS25GVMA | NA | 0
WALL MOUNTED SPLIT SYSTEM |  | DAKO | FTXS25EBVMA | NA | 0
WALL MOUNTED SPLIT SYSTEM | E017835 | DAKO | FTXS25EBVMA | NA | 0
WALL MOUNTED SPLIT SYSTEM |  | DAKO | FTXS25EBVMA | NA | 0
WALL MOUNTED SPLIT SYSTEM | E039054 | DAKO | FTXS25GVMA | NA | 0
WALL MOUNTED SPLIT SYSTEM | E003929 | DAKO | FTXS25GVMA | NA | 0
WALL MOUNTED SPLIT SYSTEM |  | DAKO |  | NA | 0
WALL MOUNTED SPLIT SYSTEM | E037263 | DAKO | FTXS25GVMA | NA | 0
WALL MOUNTED SPLIT SYSTEM | E039986 | DAKO | FTXS25GVMA | NA | 0
CASSETTE SPLIT SYSTEM | COO4590 | DAKO | FCQ100KVEA | NA | 0
WALL MOUNTED SPLIT SYSTEM |  | DAKO |  | NA | 0
WALL MOUNTED SPLIT SYSTEM | E | DAKO | FTXS25GVMA | NA | 0
WALL MOUNTED SPLIT SYSTEM | E | DAKO | FTXS25GVMA | NA | 0
WALL MOUNTED SPLIT SYSTEM |  | DAKO |  | NA | 0
WALL MOUNTED SPLIT SYSTEM | E01958 | DAKO | FTXS25GVMA | NA | 0
WALL MOUNTED SPLIT SYSTEM |  | DAKO | FTXS25GVMA | NA | 0
WALL MOUNTED SPLIT SYSTEM | E010629 | DAKO | FTXS50JVMA | NA | 0
WALL MOUNTED SPLIT SYSTEM | E030536 | DAKO | FTXS25GVMA | NA | 0
WALL MOUNTED SPLIT SYSTEM | E030549 | DAKO | FTXS25GVMA | NA | 0
WALL MOUNTED SPLIT SYSTEM | E025535 | DAKO | FTXS25GVMA | NA | 0
WALL MOUNTED SPLIT SYSTEM |  | DAKO | FTXS25GVMA | NA | 0
CASSETTE SPLIT SYSTEM |  | DAKO |  | NA | 0
CASSETTE SPLIT SYSTEM |  | DAKO |  | NA | 0
CASSETTE SPLIT SYSTEM |  | DAKO |  | NA | 0
WALL MOUNTED SPLIT SYSTEM | E028521 | DAKO | FTXS25GVMA | NA | 0
WALL MOUNTED SPLIT SYSTEM | E030538 | DAKO | FTXS25GVMA | NA | 0
WALL MOUNTED SPLIT SYSTEM | E030568 | DAKO | FTXS25GVMA | NA | 0
WALL MOUNTED SPLIT SYSTEM | E030552 | DAKO | FTXS25GVMA | NA | 0
WALL MOUNTED SPLIT SYSTEM | E | DAKO | FTXS25GVMA | NA | 0
WALL MOUNTED SPLIT SYSTEM |  | DAKO |  | NA | 0
WALL MOUNTED SPLIT SYSTEM | E031328 | DAKO | FTXS25GVMA | NA | 0
WALL MOUNTED SPLIT SYSTEM |  | DAKO | FYXS25GVMA | NA | 0
COOL ROOM | 64738 | CAMEO | BK111 | NA | 0
WALL MOUNTED SPLIT SYSTEM | E012934 | DAKO | FTXS25GVMA | NA | 0
WALL MOUNTED SPLIT SYSTEM | E027201 | DAKO | FTXS35GVMA | NA | 0
WALL MOUNTED SPLIT SYSTEM | E035514 | DAKO | FTXS25GVMA | NA | 0
WALL MOUNTED SPLIT SYSTEM |  | DAKO | FTXS25GVMA | NA | 0
WALL MOUNTED SPLIT SYSTEM | E029384 | DAKO | FTXS25GVMA | NA | 0
WALL MOUNTED SPLIT SYSTEM | E036273 | DAKO | FTXS25GVMA | NA | 0
WALL MOUNTED SPLIT SYSTEM | E035508 | DAKO | FTXS25GVMA | NA | 0
WALL MOUNTED SPLIT SYSTEM | E018292 | DAKO | FTXS25GVMA | NA | 0
WALL MOUNTED SPLIT SYSTEM | COO0325 | DAKO | FCQN125KVEA | NA | 0
HEATING WATER STORAGE VESSEL | SUZ051762 | DAIKIN | 340-17ACW-134 | NA | 0
WALL MOUNTED SPLIT SYSTEM | E019764 | DAKO | FTXS25GVMA | NA | 0
WALL MOUNTED SPLIT SYSTEM | E013014 | DAKO | FTXS35KVMA | NA | 0
WALL MOUNTED SPLIT SYSTEM | E032638 | DAKO | FTXS25GVMA | NA | 0
WALL MOUNTED SPLIT SYSTEM | E033807 | DAKO | FTXS25GVMA | NA | 0
WALL MOUNTED SPLIT SYSTEM |  | DAKO | FTXS25GVMA | NA | 0
WALL MOUNTED SPLIT SYSTEM | E006966 | DAKO | FTXS25GVMA | NA | 0
WALL MOUNTED SPLIT SYSTEM | E036738 | DAKO | FTXS25GVMA | NA | 0
WALL MOUNTED SPLIT SYSTEM |  | DAKO | FTXS25GVMA | NA | 0
WALL MOUNTED SPLIT SYSTEM |  | DAKO | FTXS25GVMA | NA | 0
WALL MOUNTED SPLIT SYSTEM | E02876 | DAKO | FTXS25GVMA | NA | 0
WALL MOUNTED SPLIT SYSTEM |  | DAKO | FTXS25GGMA | NA | 0
WALL MOUNTED SPLIT SYSTEM |  | DAKO | FTXS25GVMA | NA | 0
WALL MOUNTED SPLIT SYSTEM | E | DAKO | FTXS25GVMA | NA | 0
WALL MOUNTED SPLIT SYSTEM | E011212 | DAKO | FTXS25GVMA | NA | 0
WALL MOUNTED SPLIT SYSTEM | E011234 | DAKO | FTXS25GVMA | NA | 0
WALL MOUNTED SPLIT SYSTEM | E017343 | DAKO | FTXS71JVMA | NA | 0
WALL MOUNTED SPLIT SYSTEM |  | DAKO |  | NA | 0
WALL MOUNTED SPLIT SYSTEM |  | DAKO | FTXS25GVMA | NA | 0
WALL MOUNTED SPLIT SYSTEM |  | DAKO | FTXS25GVMA | NA | 0
WALL MOUNTED SPLIT SYSTEM |  | DAKO | FTXS25GVMA | NA | 0
WALL MOUNTED SPLIT SYSTEM |  | DAKO | FTXS25GVMA | NA | 0
WALL MOUNTED SPLIT SYSTEM |  | LIEBERT | S24AHPND4ND6 | NA | 0
WALL MOUNTED SPLIT SYSTEM | E0128821 | DAKO | FTXS71JVMA | NA | 0
WALL MOUNTED SPLIT SYSTEM |  | DAKO | FTXS25GVMA | NA | 0
WALL MOUNTED SPLIT SYSTEM |  | DAKO | FTXS25GVMA | NA | 0
WALL MOUNTED SPLIT SYSTEM | E033964 | DAKO | FTXS25GVM | NA | 0
WALL MOUNTED SPLIT SYSTEM | E039808 | DAKO | FTXS25GVMA | NA | 0
WALL MOUNTED SPLIT SYSTEM | E0192292 | DAKO | FTXS25GVMA | NA | 0
WALL MOUNTED SPLIT SYSTEM |  | DAKO | FTXS25GVMA | NA | 0
WALL MOUNTED SPLIT SYSTEM | E0139113 | DAKO | FTXS25GVMA | NA | 0
WALL MOUNTED SPLIT SYSTEM | E0123324 | DAKO | FTXS25GVMA | NA | 0
WALL MOUNTED SPLIT SYSTEM | E017593 | DAKO | RXS25EBVMA | NA | 0
WALL MOUNTED SPLIT SYSTEM | E017543 | DAKO | RXS25EBVMA | NA | 0
WALL MOUNTED SPLIT SYSTEM |  | DAKO | RXS25EBVMA | NA | 0
WALL MOUNTED SPLIT SYSTEM | E037797 | DAKO | RXS25EBVMA | NA | 0
WALL MOUNTED SPLIT SYSTEM | E037800 | DAKO | RXS25EBVMA | NA | 0
WALL MOUNTED SPLIT SYSTEM | E04057 | DAKO | RXS25EBVMA | NA | 0
WALL MOUNTED SPLIT SYSTEM | E037105 | DAKO | RXS25EBVMA | NA | 0
WALL MOUNTED SPLIT SYSTEM | E037806 | DAKO | RXS25EBVMA | NA | 0
WALL MOUNTED SPLIT SYSTEM |  | DAKO | RXS25EBVMA | NA | 0
WALL MOUNTED SPLIT SYSTEM | E335067 | DAKO | RXS20EBVMA | NA | 0
WALL MOUNTED SPLIT SYSTEM |  | DAKO | RXS20EBVMA | NA | 0
WALL MOUNTED SPLIT SYSTEM | E | DAKO | RXS20EBVMA | NA | 0
WALL MOUNTED SPLIT SYSTEM |  | DAKO | RXS25EBVMA | NA | 0
WALL MOUNTED SPLIT SYSTEM | E036369 | DAKO | RXS25EBVMA | NA | 0
WALL MOUNTED SPLIT SYSTEM | E035674 | DAKO | RXS25EBVMA | NA | 0
WALL MOUNTED SPLIT SYSTEM | E037082 | DAKO | RXS25EBVMA | NA | 0
WALL MOUNTED SPLIT SYSTEM |  | DAKO | RXS25EBVMA | NA | 0
WALL MOUNTED SPLIT SYSTEM |  | DAKO | RXS25EBVMA | NA | 0
WALL MOUNTED SPLIT SYSTEM |  | DAKO | RZQ100KVEA | NA | 0
WALL MOUNTED SPLIT SYSTEM | E006058 | DAKO | RXS25EBVMA | NA | 0
WALL MOUNTED SPLIT SYSTEM | E036089 | DAKO | RXS25EBVMA | NA | 0
WALL MOUNTED SPLIT SYSTEM | E035179 | DAKO | RXS25EBVMA | NA | 0
WALL MOUNTED SPLIT SYSTEM | E017595 | DAKO | RXS25EBVMA | NA | 0
WALL MOUNTED SPLIT SYSTEM | E009707 | DAKO | RXS50JVMA | NA | 0
WALL MOUNTED SPLIT SYSTEM | E0339003 | DAKO | RXS25EBVMA | NA | 0
WALL MOUNTED SPLIT SYSTEM |  | DAKO | RXS25EBVMA | NA | 0
WALL MOUNTED SPLIT SYSTEM | E012848 | DAKO | RXS25EBVMA | NA | 0
WALL MOUNTED SPLIT SYSTEM | E033106 | DAKO | RXS25EBVMA | NA | 0
WALL MOUNTED SPLIT SYSTEM | E033086 | DAKO | RXS25EBVMA | NA | 0
WALL MOUNTED SPLIT SYSTEM | E033090 | DAKO | RXS25EBVMA | NA | 0
WALL MOUNTED SPLIT SYSTEM | E003416 | DAKO | RQ100KV4A | NA | 0
CASSETTE SPLIT SYSTEM | E003413 | DAKO | RQ100KVA | NA | 0
CASSETTE SPLIT SYSTEM | E00344 | DAKO | RQ100KV4A | NA | 0
WALL MOUNTED SPLIT SYSTEM | E033087 | DAKO |  | NA | 0
WALL MOUNTED SPLIT SYSTEM | E019292 | DAKO | RXS25EBVMA | NA | 0
WALL MOUNTED SPLIT SYSTEM | E033062 | DAKO | RXS25EBVMA | NA | 0
WALL MOUNTED SPLIT SYSTEM | E029918 | DAKO | RXS25EBVMA | NA | 0
WALL MOUNTED SPLIT SYSTEM |  | DAKO | RXS25EBVMA | NA | 0
WALL MOUNTED SPLIT SYSTEM | E025986 | DAKO | RXS30EBVMA | NA | 0
WALL MOUNTED SPLIT SYSTEM | E020298 | DAKO | RXS25EBVMA | NA | 0
COOL ROOM |  | LU-VE CONTARDO |  | NA | 0
WALL MOUNTED SPLIT SYSTEM | E035175 | DAKO | RXS25EBVMA | NA | 0
AIR FAN - EXHAUST |  | FEDERAL |  | NA | 0
AIR FAN - EXHAUST |  | FEDERAL |  | NA | 0
AIR FAN - EXHAUST |  | FEDERAL |  | NA | 0
AIR FAN - EXHAUST |  | NULL |  | NA | 0
AIR FAN - EXHAUST |  | FEDERAL |  | NA | 0
WALL MOUNTED SPLIT SYSTEM | E021749 | DAKO | RXS25GVMA | NA | 0
WALL MOUNTED SPLIT SYSTEM |  | DAKO | FTXS25GVMA | NA | 0
WALL MOUNTED SPLIT SYSTEM |  | DAKO | FTXS25GVMA | NA | 0
WALL MOUNTED SPLIT SYSTEM |  | DAKO | FTXS25GVMA | NA | 0
WALL MOUNTED SPLIT SYSTEM |  | DAKO |  | NA | 0
WALL MOUNTED SPLIT SYSTEM | E012443 | DAKO | RXS25GVMA | NA | 0
WALL MOUNTED SPLIT SYSTEM | E018697 | DAKO | RXS25EBVMA | NA | 0
WALL MOUNTED SPLIT SYSTEM | E041487 | DAKO | RXS25EBVMA | NA | 0
WALL MOUNTED SPLIT SYSTEM |  | DAKO |  | NA | 0
WALL MOUNTED SPLIT SYSTEM | E041514 | DAKO | RXS25EBVMA | NA | 0
WALL MOUNTED SPLIT SYSTEM |  | DAKO | RXS25EBVMA | NA | 0
WALL MOUNTED SPLIT SYSTEM |  | DAKO | RXS25EBVMA | NA | 0
WALL MOUNTED SPLIT SYSTEM | E041566 | DAKO | RXS25EBVMA | NA | 0
WALL MOUNTED SPLIT SYSTEM | E042046 | DAKO | RXS25EBVMA | NA | 0
AIR FAN - EXHAUST |  | FEDERAL |  | NA | 0
AIR FAN - EXHAUST |  | FEDERAL |  | NA | 0
AIR FAN - EXHAUST |  | FEDERAL | CE3540 | NA | 0
AIR FAN - EXHAUST |  | FEDERAL |  | NA | 0
AIR FAN - EXHAUST |  | FEDERAL |  | NA | 0
AIR FAN - EXHAUST |  | FEDERAL |  | NA | 0
AIR FAN - EXHAUST |  | FEDERAL |  | NA | 0
AIR FAN - EXHAUST |  | FEDERAL | EKHR-355-4 | NA | 0
WALL MOUNTED SPLIT SYSTEM | E017403 | DAKO | RXS71JVMA | NA | 0
WALL MOUNTED SPLIT SYSTEM | 3850A2 | LIEBERT | S24AHPUD46 | NA | 0
WALL MOUNTED SPLIT SYSTEM |  | DAKO | RXS71JVMA | NA | 0
WALL MOUNTED SPLIT SYSTEM | E040544 | DAKO | FTXS25GVMA | NA | 0
WALL MOUNTED SPLIT SYSTEM | E040073 | DAKO | RXS25EBVMA | NA | 0
WALL MOUNTED SPLIT SYSTEM | E041587 | DAKO | RXS25EBVMA | NA | 0
WALL MOUNTED SPLIT SYSTEM |  | DAKO | RXS25EBVMA | NA | 0
WALL MOUNTED SPLIT SYSTEM |  | DAKO | RXS25EBVMA | NA | 0
WALL MOUNTED SPLIT SYSTEM |  | DAKO | RXS25EBVMA | NA | 0
WALL MOUNTED SPLIT SYSTEM | E040550 | DAKO | RXS25EBVMA | NA | 0
WALL MOUNTED SPLIT SYSTEM |  | DAKO | RXS25EBVMA | NA | 0
WALL MOUNTED SPLIT SYSTEM | E040112 | DAKO | RXS25EBVMA | NA | 0
WALL MOUNTED SPLIT SYSTEM | E040508 | DAKO | RXS25EBVMA | NA | 0
WALL MOUNTED SPLIT SYSTEM | E036373 | DAKO | RXS25EBVMA | NA | 0
WALL MOUNTED SPLIT SYSTEM | E040598 | DAKO | RXS25EBVMA | NA | 0
WALL MOUNTED SPLIT SYSTEM | E041588 | DAKO | RXS25EBVMA | NA | 0
WALL MOUNTED SPLIT SYSTEM | E041567 | DAKO | RXS25EBVMA | NA | 0
WALL MOUNTED SPLIT SYSTEM | E041555 | DAKO | RXS25EBVMA | NA | 0
WALL MOUNTED SPLIT SYSTEM | E042099 | DAKO | RXS25EBVMA | NA | 0
AIR FAN - EXHAUST |  | NULL |  | NA | 0
COOL ROOM | 9908041561 | KLOCHNER MOLLER | KCR25 | NA | 0
0 - NOT SET | 486493W49470 | AQUA | S35CRL | NA | 0
DUCTED SPLIT SYSTEM |  | CIEMANTS | 40HQ060750-03 | NA | 0
WALL MOUNTED SPLIT SYSTEM | E017527 | GREGORY | ASTG24LVCA | NA | 0
DUCTED SPLIT SYSTEM |  | BRITANNIA THERM | DSER601 | NA | 0
WALL MOUNTED SPLIT SYSTEM | E008252 | DAKO | FTXS50GVMA | NA | 0
CASSETTE SPLIT SYSTEM | AS | DAKO | AS PICTURE | NA | 0
WALL MOUNTED SPLIT SYSTEM | AS PICTURE | DAKO | AS PICTURE | NA | 0
WALL MOUNTED SPLIT SYSTEM | AS PICTURE | KIRBY | AS PICTURE | NA | 0
DUCTED SPLIT SYSTEM | AS PICTURE | DAKO | AS PICTURE | NA | 0
WALL MOUNTED SPLIT SYSTEM | AS PICTURE | DAKO | AS PICTURE | NA | 0
WALL MOUNTED SPLIT SYSTEM | AS PICTURE | DAKO | AS PICTURE | NA | 0
WALL MOUNTED SPLIT SYSTEM | E086296 | GREGORY | AOTR09LCC | NA | 0
WALL MOUNTED SPLIT SYSTEM | E002514 | GREGORY | ATO12USAC | NA | 0
WALL MOUNTED SPLIT SYSTEM | E018419 | DAKO | RXS25EVMA | NA | 0
WALL MOUNTED SPLIT SYSTEM | E008654 | DAKO | RXS25LVMA | NA | 0
WALL MOUNTED SPLIT SYSTEM | 7534703930 | PARKER | CU-E28GKR | NA | 0
WALL MOUNTED SPLIT SYSTEM | E020532 | DAKO | RXS25EBVMA | NA | 0
WALL MOUNTED SPLIT SYSTEM | E041082 | DAKO | RXS25EVMA | NA | 0
WALL MOUNTED SPLIT SYSTEM | 7534302808 | PARKER | CU-E15GKR | NA | 0
WALL MOUNTED SPLIT SYSTEM | 7534206793 | PARKER | CU-E12GKR | NA | 0
WALL MOUNTED SPLIT SYSTEM | E004895 | DAKO | RXS35LVMA | NA | 0
WALL MOUNTED SPLIT SYSTEM | 7453407419 | PARKER | CU-E12GKR | NA | 0
WALL MOUNTED SPLIT SYSTEM | 7534207403 | PARKER | CU-E12GKR | NA | 0
WALL MOUNTED SPLIT SYSTEM | 7534301133 | PARKER | CU-E15GKR | NA | 0
WALL MOUNTED SPLIT SYSTEM | E025096 | DAKO | RXS35EBVMA | NA | 0
WALL MOUNTED SPLIT SYSTEM | E025065 | DAKO | RXS35EBVMA | NA | 0
WALL MOUNTED SPLIT SYSTEM | E025060 | DAKO | RXS35EBVMA | NA | 0
WALL MOUNTED SPLIT SYSTEM | E025102 | DAKO | RXS35EBVMA | NA | 0
WALL MOUNTED SPLIT SYSTEM | E020290 | DAKO | RXS25EBVMA | NA | 0
WALL MOUNTED SPLIT SYSTEM | E025067 | DAKO | RXS35EBVMA | NA | 0
WALL MOUNTED SPLIT SYSTEM | E025089 | DAKO | RX835EBVMA | NA | 0
WALL MOUNTED SPLIT SYSTEM | E020289 | DAKO | RXS25EBVMA | NA | 0
WALL MOUNTED SPLIT SYSTEM | E002514 | DAKO | RXS80FBVMA | NA | 0
WALL MOUNTED SPLIT SYSTEM | E002544 | DAKO | RXS80FBVMA | NA | 0
WALL MOUNTED SPLIT SYSTEM | E020200 | DAKO | RXS25EBVMA | NA | 0
WALL MOUNTED SPLIT SYSTEM | E020205 | DAKO | RXS25EBVMA | NA | 0
WALL MOUNTED SPLIT SYSTEM | E015790 | DAKO | RXS50FBVMA | NA | 0
WALL MOUNTED SPLIT SYSTEM | E017706 | DAKO | RXS25EBVMA | NA | 0
WALL MOUNTED SPLIT SYSTEM | E015687 | DAKO | RXSF50FBVMA | NA | 0
WALL MOUNTED SPLIT SYSTEM | E013540 | DAKO | RXS50FBVMA | NA | 0
WALL MOUNTED SPLIT SYSTEM | E015791 | DAKO | RXS50FBVMA | NA | 0
WALL MOUNTED SPLIT SYSTEM | E025076 | DAKO | RXS35EBVMA | NA | 0
UNDER CEILING SPLIT SYSTEM | E006776 | DAKO | RZQ125KV4A | NA | 0
UNDER CEILING SPLIT SYSTEM | E006494 | DAKO | RZQ125KV4A | NA | 0
WALL MOUNTED SPLIT SYSTEM | E015676 | DAKO | RXS50FBVMA | NA | 0
WALL MOUNTED SPLIT SYSTEM | E015688 | DAKO | RXS50FBVMA | NA | 0
WALL MOUNTED SPLIT SYSTEM | E020539 | DAKO | RXS25EBVMA | NA | 0
WALL MOUNTED SPLIT SYSTEM | E015016 | DAKO | RXS50FBVMA | NA | 0
WALL MOUNTED SPLIT SYSTEM | E015010 | DAKO | RXS50FBVMA | NA | 0
WALL MOUNTED SPLIT SYSTEM | E015052 | DAKO | RXS50FBVMA | NA | 0
HEAT EXCHANGER - WATER TO WAT | NA | NULL | NA | NA | 0
HEAT EXCHANGER - WATER TO WAT | NA | NULL | NA | NA | 0
HEAT EXCHANGER - WATER TO WAT | NA | NULL | NA | NA | 0
HEAT EXCHANGER - WATER TO WAT | NA | NULL | NA | NA | 0
HEAT EXCHANGER - WATER TO WAT | NA | NULL | NA | NA | 0
HEAT EXCHANGER - WATER TO WAT | NA | NULL | NA | NA | 0
HEAT EXCHANGER - WATER TO WAT | NA | NULL | NA | NA | 0
UNDER CEILING SPLIT SYSTEM | E006845 | DAKO | RZQ125KV4A | NA | 0
WALL MOUNTED SPLIT SYSTEM | E024858 | DAKO | RXS35EBVMA | NA | 0
CASSETTE SPLIT SYSTEM | E006987 | DAKO | RZQ100KV4A | NA | 0
CASSETTE SPLIT SYSTEM | E006987 | DAKO | RZQ100KV4A | NA | 0
WALL MOUNTED SPLIT SYSTEM | 7534302811 | PARKER | CU-E15GKR | NA | 0
UNDER CEILING SPLIT SYSTEM | AS PICTURE | DAKO | AS PICTURE | NA | 0
HEAT EXCHANGER - WATER TO WAT | AS PICTURE | NULL | AS PICTURE | NA | 0
HEAT EXCHANGER - WATER TO WAT | AS PICTURE | NULL | AS PICTURE | NA | 0
HEAT EXCHANGER - WATER TO WAT | AS PICTURE | NULL | AS PICTURE | NA | 0
HEAT EXCHANGER - WATER TO WAT | NA | NULL | NA | NA | 0
HEAT EXCHANGER - WATER TO WAT | NA | NULL | NA | NA | 0
HEAT EXCHANGER - WATER TO WAT | NA | NULL | NA | NA | 0
HEAT EXCHANGER - WATER TO WAT | NA | NULL | NA | NA | 0
HEAT EXCHANGER - WATER TO WAT | NA | NULL | NA | NA | 0
HEAT EXCHANGER - WATER TO WAT | NA | NULL | NA | NA | 0
HEAT EXCHANGER - WATER TO WAT | NA | NULL | NA | NA | 0
COOL ROOM | AS PICTURE | KLOCHNER MOLLER | AS PICTURE | NA | 0
WALL MOUNTED SPLIT SYSTEM | AS PICTURE | DAKO | AS PICTURE | NA | 0
WALL MOUNTED SPLIT SYSTEM | AS PICTURE | DAKO | AS PICTURE | NA | 0
WALL MOUNTED SPLIT SYSTEM | AS PICTURE | DAKO | AS PICTURE | NA | 0
WALL MOUNTED SPLIT SYSTEM | AS PICTURE | DAKO | AS PICTURE | NA | 0
WALL MOUNTED SPLIT SYSTEM | AS PICTURE | DAKO | AS PICTURE | NA | 0
WALL MOUNTED SPLIT SYSTEM | AS PICTURE | DAKO | AS PICTURE | NA | 0
WALL MOUNTED SPLIT SYSTEM | AS PICTURE | DAKO | AS PICTURE | NA | 0
WALL MOUNTED SPLIT SYSTEM | AS PICTURE | DAKO | AS PICTURE | NA | 0
WALL MOUNTED SPLIT SYSTEM | AS PICTURE | DAKO | AS PICTURE | NA | 0
WALL MOUNTED SPLIT SYSTEM | AS PICTURE | DAKO | AS PICTURE | NA | 0
WALL MOUNTED SPLIT SYSTEM | AS PICTURE | DAKO | AS PICTURE | NA | 0
WALL MOUNTED SPLIT SYSTEM | AS PICTURE | DAKO | AS PICTURE | NA | 0
WALL MOUNTED SPLIT SYSTEM | AS PICTURE | DAKO | AS PICTURE | NA | 0
WALL MOUNTED SPLIT SYSTEM | AS PICTURE | DAKO | AS PICTURE | NA | 0
WALL MOUNTED SPLIT SYSTEM | AS PICTURE | DAKO | AS PICTURE | NA | 0
WALL MOUNTED SPLIT SYSTEM | AS PICTURE | DAKO | AS PICTURE | NA | 0
WALL MOUNTED SPLIT SYSTEM | AS PICTURE | DAKO | AS PICTURE | NA | 0
WALL MOUNTED SPLIT SYSTEM | AS PICTURE | DAKO | AS PICTURE | NA | 0
WALL MOUNTED SPLIT SYSTEM | AS PICTURE | DAKO | AS PICTURE | NA | 0
WALL MOUNTED SPLIT SYSTEM | AS PICTURE | DAKO | AS PICTURE | NA | 0
WALL MOUNTED SPLIT SYSTEM | AS PICTURE | DAKO | AS PICTURE | NA | 0
WALL MOUNTED SPLIT SYSTEM | AS PICTURE | DAKO | AS PICTURE | NA | 0
WALL MOUNTED SPLIT SYSTEM | AS PICTURE | DAKO | AS PICTURE | NA | 0
WALL MOUNTED SPLIT SYSTEM | AS PICTURE | DAKO | AS PICTURE | NA | 0
WALL MOUNTED SPLIT SYSTEM | AS PICTURE | DAKO | AS PICTURE | NA | 0
WALL MOUNTED SPLIT SYSTEM | AS PICTURE | DAKO | AS PICTURE | NA | 0
WALL MOUNTED SPLIT SYSTEM | AS PICTURE | DAKO | AS PICTURE | NA | 0
WALL MOUNTED SPLIT SYSTEM | AS PICTURE | DAKO | AS PICTURE | NA | 0
WALL MOUNTED SPLIT SYSTEM | AS PICTURE | DAKO | AS PICTURE | NA | 0
WALL MOUNTED SPLIT SYSTEM | AS PICTURE | MODULEX | AS PICTURE | NA | 0
WALL MOUNTED SPLIT SYSTEM | AS PICTURE | DAKO | AS PICTURE | NA | 0
CASSETTE SPLIT SYSTEM | AS PICTURE | DAKO | AS PICTURE | NA | 0
WALL MOUNTED SPLIT SYSTEM | AS PICTURE | DAKO | AS PICTURE | NA | 0
WALL MOUNTED SPLIT SYSTEM | AS PICTURE | KIRBY | AS PICTURE | NA | 0
WALL MOUNTED SPLIT SYSTEM | AS PICTURE | DAKO | AS PICTURE | NA | 0
KITCHEN EXHAUST FAN | NA | NULL | NA | NA | 0
ROOM AIR CONDITIONING UNIT | NA | KIRBY | NA | NA | 0
WALL MOUNTED SPLIT SYSTEM | 7453500080 | PARKER | CS-E15GKR | NA | 0
WALL MOUNTED SPLIT SYSTEM | 7534301138 | PARKER | CU-E15GKR | NA | 0
WALL MOUNTED SPLIT SYSTEM | AS PICTURE | PARKER | AS PICTURE | NA | 0
MULTI HEAD NON DUCTED SPLIT |  | GREGORY | ASTA09LCC | NA | 0
WALL MOUNTED SPLIT SYSTEM |  | GREGORY |  | NA | 0
MULTI HEAD NON DUCTED SPLIT | E005293 | GREGORY | ASTA09LCC | NA | 0
MULTI HEAD NON DUCTED SPLIT |  | GREGORY | ASTA09LCC | NA | 0
WALL MOUNTED SPLIT SYSTEM | E124347 | GREGORY | ASTA09LCC | NA | 0
WALL MOUNTED SPLIT SYSTEM |  | GREGORY |  | NA | 0
WALL MOUNTED SPLIT SYSTEM |  | GREGORY |  | NA | 0
MULTI HEAD NON DUCTED SPLIT | E005309 | GREGORY | ASTA09LACM | NA | 0
MULTI HEAD NON DUCTED SPLIT | E005870 | GREGORY | ASTA09LACM | NA | 0
MULTI HEAD NON DUCTED SPLIT |  | GREGORY | ASTA09LACM | NA | 0
WALL MOUNTED SPLIT SYSTEM | E103713 | GREGORY | ASTA12LCC | NA | 0
WALL MOUNTED SPLIT SYSTEM | E059169 | GREGORY | ASTA30LCC | NA | 0
WALL MOUNTED SPLIT SYSTEM |  | GREGORY |  | NA | 0
WALL MOUNTED SPLIT SYSTEM | E058052 | GREGORY | ATSA30LCC | NA | 0
WALL MOUNTED SPLIT SYSTEM | E058055 | GREGORY | ASTA30LCC | NA | 0
MULTI HEAD NON DUCTED SPLIT | E005077 | GREGORY | ASTA09LACM | NA | 0
MULTI HEAD NON DUCTED SPLIT |  | GREGORY | ASTA09LACM | NA | 0
MULTI HEAD NON DUCTED SPLIT | E005118 | GREGORY | ASTA09LACM | NA | 0
MULTI HEAD NON DUCTED SPLIT | E005427 | CARRIER APAC | ASTA09LACM | NA | 0
MULTI HEAD NON DUCTED SPLIT |  | GREGORY | ASTA09LACM | NA | 0
MULTI HEAD NON DUCTED SPLIT |  | GREGORY | ASTA09LACM | NA | 0
MULTI HEAD NON DUCTED SPLIT | E006006 | GREGORY | ASTA09LACM | NA | 0
MULTI HEAD NON DUCTED SPLIT | E005972 | GREGORY | ASTA09LACM | NA | 0
MULTI HEAD NON DUCTED SPLIT | E005090 | GREGORY | ASTA09LACM | NA | 0
MULTI HEAD NON DUCTED SPLIT |  | GREGORY |  | NA | 0
MULTI HEAD NON DUCTED SPLIT | E005292 | GREGORY | ASTA09LACM | NA | 0
MULTI HEAD NON DUCTED SPLIT |  | GREGORY | ASTA09LACM | NA | 0
MULTI HEAD NON DUCTED SPLIT | E005312 | GREGORY | ASTA09LACM | NA | 0
MULTI HEAD NON DUCTED SPLIT | E00538 | GREGORY | ASTA09LAMC | NA | 0
MULTI HEAD NON DUCTED SPLIT |  | GREGORY | ASTA09LACM | NA | 0
MULTI HEAD NON DUCTED SPLIT | E005087 | GREGORY | ASTA09LACM | NA | 0
MULTI HEAD NON DUCTED SPLIT | E005086 | GREGORY | ASTA09LACM | NA | 0
MULTI HEAD NON DUCTED SPLIT |  | GREGORY | ASTA09LACM | NA | 0
MULTI HEAD NON DUCTED SPLIT |  | GREGORY | ASTA09LACM | NA | 0
WALL MOUNTED SPLIT SYSTEM |  | GREGORY | ASTA24LCL | NA | 0
WALL MOUNTED SPLIT SYSTEM | E014676 | GREGORY | ASTA24LCC | NA | 0
WALL MOUNTED SPLIT SYSTEM |  | DAIKIN |  | NA | 0
COOL ROOM |  | CAMEO |  | NA | 0
MULTI HEAD NON DUCTED SPLIT | E005082 | GREGORY | ASTA09LACM | NA | 0
MULTI HEAD NON DUCTED SPLIT | E005035 | GREGORY | ASTA09LACM | NA | 0
MULTI HEAD NON DUCTED SPLIT | E005089 | GREGORY | ASTA09LACM | NA | 0
MULTI HEAD NON DUCTED SPLIT | E090223 | GREGORY | ASTA09LACM | NA | 0
MULTI HEAD NON DUCTED SPLIT | E005088 | GREGORY | ASTA09LACM | NA | 0
MULTI HEAD NON DUCTED SPLIT | E005302 | GREGORY | ASTA09LACM | NA | 0
MULTI HEAD NON DUCTED SPLIT |  | GREGORY |  | NA | 0
MULTI HEAD NON DUCTED SPLIT | E005093 | GREGORY | ASTA09LACM | NA | 0
MULTI HEAD NON DUCTED SPLIT | E005080 | GREGORY | ASTA09LACM | NA | 0
MULTI HEAD NON DUCTED SPLIT |  | GREGORY | ASTA09LACM | NA | 0
MULTI HEAD NON DUCTED SPLIT |  | GREGORY | ASTA09LACM | NA | 0
MULTI HEAD NON DUCTED SPLIT | E005859 | GREGORY | ASTA09LACM | NA | 0
MULTI HEAD NON DUCTED SPLIT | E006008 | GREGORY | ASTA09LACM | NA | 0
MULTI HEAD NON DUCTED SPLIT | E006012 | GREGORY | ASTA09LACM | NA | 0
MULTI HEAD NON DUCTED SPLIT | E001660 | GREGORY | ASTA09LACM | NA | 0
MULTI HEAD NON DUCTED SPLIT |  | GREGORY | ASTA09LACM | NA | 0
MULTI HEAD NON DUCTED SPLIT | E005978 | GREGORY | ASTA09LACM | NA | 0
MULTI HEAD NON DUCTED SPLIT | E005087 | GREGORY | ASTA09LACM | NA | 0
MULTI HEAD NON DUCTED SPLIT | E005086 | GREGORY | ASTA09LACM | NA | 0
CASSETTE SPLIT SYSTEM | E001942 | GREGORY | AOTA30LBTL | NA | 0
WALL MOUNTED SPLIT SYSTEM | E126796 | GREGORY | AOTR09LCC | NA | 0
MULTI HEAD NON DUCTED SPLIT | T007017 | GREGORY | AOT30LMAW4 | NA | 0
MULTI HEAD NON DUCTED SPLIT | T006027 | GREGORY | AOT30LMAW4 | NA | 0
MULTI HEAD NON DUCTED SPLIT | T006026 | GREGORY | AOT30LMAW4 | NA | 0
MULTI HEAD NON DUCTED SPLIT | T006028 | GREGORY | AOT30LMAW4 | NA | 0
MULTI HEAD NON DUCTED SPLIT | T007018 | GREGORY | AOT30LMAW4 | NA | 0
HEATING WATER STORAGE VESSEL | SUZ085455 | DAIKIN | 340-17ACW-134 | NA | 0
WALL MOUNTED SPLIT SYSTEM | E015837 | GREGORY | AOTR24LCL | NA | 0
WALL MOUNTED SPLIT SYSTEM |  | GREGORY |  | NA | 0
MULTI HEAD NON DUCTED SPLIT | T007020 | GREGORY | AOT30LMAW4 | NA | 0
MULTI HEAD NON DUCTED SPLIT | T007021 | GREGORY | AOT30LMAW4 | NA | 0
MULTI HEAD NON DUCTED SPLIT | T006025 | GREGORY | AOT30LMAW4 | NA | 0
MULTI HEAD NON DUCTED SPLIT | T006023 | GREGORY | AOT30LMAW4 | NA | 0
0 - NOT SET | T006024 | GREGORY | AOT30LMAW4 | NA | 0
MULTI HEAD NON DUCTED SPLIT | T007016 | GREGORY | AOT30LMAW4 | NA | 0
WALL MOUNTED SPLIT SYSTEM | E105998 | GREGORY | AOTR12LCC | NA | 0
WALL MOUNTED SPLIT SYSTEM | T060385 | GREGORY | AOTR30LCT | NA | 0
WALL MOUNTED SPLIT SYSTEM | T011784 | GREGORY | AOTG30LFTB | NA | 0
WALL MOUNTED SPLIT SYSTEM | T060383 | GREGORY | AOTR30LCT | NA | 0
WALL MOUNTED SPLIT SYSTEM | T060304 | GREGORY | AOTR30LCT | NA | 0
HEATING WATER STORAGE VESSEL |  | NULL |  | NA | 0
HEATING WATER STORAGE VESSEL |  | NULL |  | NA | 0
HEATING WATER STORAGE VESSEL |  | NULL |  | NA | 0
HEATING WATER STORAGE VESSEL |  | NULL |  | NA | 0
HEATING WATER STORAGE VESSEL |  | NULL |  | NA | 0
HEATING WATER STORAGE VESSEL |  | NULL |  | NA | 0
HEATING WATER STORAGE VESSEL | SUZ085455 | NULL | 340-17ACW-134 | NA | 0
HEATING WATER STORAGE VESSEL |  | NULL |  | NA | 0
WALL MOUNTED SPLIT SYSTEM | E015844 | GREGORY | AOTR24LCR | NA | 0
WALL MOUNTED SPLIT SYSTEM | E015839 | GREGORY | AOTR24LCL | NA | 0
WALL MOUNTED SPLIT SYSTEM |  | DAIKIN | S-09H | NA | 0
COOL ROOM |  | LU-VE CONTARDO |  | NA | 0
KITCHEN EXHAUST FAN |  | NULL |  | NA | 0
AIR FAN - EXHAUST | 40604 | DUNN AIR | CBV350 | NA | 0
AIR FAN - EXHAUST | 11722 | DUNN AIR | CVB 400 | NA | 0
AIR FAN - EXHAUST | 11304 | DUNN AIR | 3504E | NA | 0
AIR FAN - EXHAUST |  | DUNN AIR |  | NA | 0
AIR FAN - EXHAUST | 138301 | DUNN AIR | VDC1902 | NA | 0
AIR FAN - EXHAUST |  | DUNN AIR | CVB350-4E | NA | 0
AIR FAN - EXHAUST | 16468 | SOUTHERN CROSS | VCVE190-2E | NA | 0
ROOM AIR CONDITIONING UNIT | 22020 | FANCOIL | EWH12CRA | NA | 0
WALL MOUNTED SPLIT SYSTEM | AS PICTURE | GREGORY | AS PICTURE | NA | 0
ELECTRIC DUCT HEATER | 26842 | THERMOFILM | EDH | NA | 0
ELECTRIC DUCT HEATER | NA | AIRMASTER | EDH | NA | 0
VARIABLE SPEED DRIVE | NA | ABB | ABB HVAC | NA | 0
VARIABLE SPEED DRIVE | NA | ABB | ABB HVAC | NA | 0
AIR FAN - SUPPLY | 352835 | FEDERAL | AP1004GA6B075 | NA | 0
AIR FAN - RETURN | 460610 | FEDERAL | AG1006CP6B030 | NA | 0
AIR FAN - RETURN | 352837 | FEDERAL | AP1006CP12B055 | NA | 0
CHILLED WATER PUMP | H611B022005 | HARDLAND | AEHBKG040015FMTLT | NA | 0
CHILLED WATER PUMP | H610A322 003 | HARDLAND | AEHBKG040020FMTLT | NA | 0
CHILLED WATER PUMP | 10710194527-1 | HARDLAND | AEHBKG040020FMTLT | NA | 0
CHILLED WATER PUMP | H411B013 009 | HARDLAND | AEUBKG047R50FMTT- | NA | 0
CHILLED WATER PUMP | 87312229 | HARDLAND | MG132SC2-38FF265 | NA | 0
CHILLED WATER PUMP | 87312229 | HARDLAND | MG132SC2-38FF265-D1 | NA | 0
CHILLED WATER PUMP | H411B013002 | HARDLAND | AEUBKG047R50FMTT- | NA | 0
BMS |  | SIGREST DESIGN | NA | NA | 0
BMS | NA | SIGREST DESIGN | NA | NA | 0
0 - NOT SET |  | ASEA |  | NA | 0
0 - NOT SET |  | ASEA |  | NA | 0
FIRE DAMPER | UNKNOWN | ASEA | UNKNOWN | NA | 0
FIRE DAMPER | UNKNOWN | ASEA | UNKNOWN | NA | 0
FIRE DAMPER | UNKNOWN | ASEA | UNKNOWN | NA | 0
FIRE DAMPER | UNKNOWN | ASEA | UNKNOWN | NA | 0
DUCTED SPLIT SYSTEM | 653615 | AQUA | S017OVC9AD | R22 | 10
NON DUCTED SPLIT SYSTEM | E013700 | GREGORY | ASTA09JEC | R410A | 1
NON DUCTED SPLIT SYSTEM | 3901029 | DAKO | FHYC140KVE8 | R22 | 5
DUCTED SPLIT SYSTEM | 469 | APC | EDK36H | NA | 0
DUCTED SPLIT SYSTEM | 1539 | SCHNEIDER | SPW-U451AH5 | NA | 0
CASSETTE SPLIT SYSTEM | 9YM01251 | MODULEX | SLZ-KA50VA | NA | 0
CASSETTE SPLIT SYSTEM | NA | MODULEX | NA | R410A | 0
CASSETTE SPLIT SYSTEM | SLZ-KA50VA 1.TH | MODULEX | SLZ-KA50VA | NA | 0
CASSETTE SPLIT SYSTEM | P00189 | MODULEX | SUZKA50-A2 | NA | 0
FAN COIL UNIT - DUCTED | NA | THERMAL EQUP CO | IMD-95-411 | NA | 0
DUCTED SPLIT SYSTEM | NA | SCHNEIDER | SPW-XR123 GH56 | R410A | 0
DUCTED SPLIT SYSTEM | NA | SCHNEIDER | SPW-XR123 GH56 | R410A | 0
MULTI HEAD DUCTED SPLIT SYSTEM | NA | SCHNEIDER | SPW-CR363 GVH8 | R410A | 0
CHILLED WATER PUMP | NA | HARDLAND | A96516170P10703 | NA | 0
CHILLER - AIR COOLED | NA | AEREK | CR030V | R22 | 4
CRAC UNIT | NA | ASEA | NA | R22 | 25
CRAC UNIT | NA | ASEA | NA | R22 | 25
AIR COOLED SPLIT SYSTEM | NA | ASEA | NA | R22 | 25
AIR COOLED SPLIT SYSTEM | NA | ASEA | NA | R22 | 25
WALL MOUNTED SPLIT SYSTEM | E117586 | GREGORY | ASTA24LCC | NA | 0
WALL MOUNTED SPLIT SYSTEM | E115380 | GREGORY | ASTA09LCC | NA | 0
WALL MOUNTED SPLIT SYSTEM | E009257 | GREGORY | AOTR24LCL | NA | 0
WALL MOUNTED SPLIT SYSTEM | E115259 | GREGORY | AOTR09LCC | NA | 0
EVAPORATIVE COOLER | N063733 | ELECTROLUX | RPA45 | NA | 0
AIR FAN - EXHAUST | NA | EXPIER | NA | NA | 0
VARIABLE AIR VOLUME UNITS | NA | EXPIER | NA | NA | 0
AIR FAN - EXHAUST | NA | EXPIER | NA | NA | 0
CASSETTE SPLIT SYSTEM | E000944 | DAKO | FFQ50BV1B | NA | 0
CASSETTE SPLIT SYSTEM | 86201712 | MODULEX | SL2-KA50VASLZ-KA50VATH | R410A | 0
CASSETTE SPLIT SYSTEM | 89P04517 | MODULEX | SUZ-KA50VA | R410A | 0
NON DUCTED SPLIT SYSTEM |  | MODULEX |  | NA | 0
NON DUCTED SPLIT SYSTEM | E029528 | DAKO | FTXS71FVMA | NA | 0
WALL MOUNTED SPLIT SYSTEM | TOO136 | GREGORY | ABT45VBAG | NA | 0
WALL MOUNTED SPLIT SYSTEM | 4338 | SCHNEIDER | SPW-R40CHB | NA | 0
WALL MOUNTED SPLIT SYSTEM | T000318 | GREGORY | AOT45UMAXT | NA | 0
WALL MOUNTED SPLIT SYSTEM | 8038 | SCHNEIDER | SPW-R40CHB | NA | 0
ROOM AIR CONDITIONING UNIT | T005761 | GREGORY | AMT13UASW | NA | 0
ROOM AIR CONDITIONING UNIT | NA | TEMPERZONE | LA1293YHS | NA | 0
ROOM AIR CONDITIONING UNIT | NA | HURLCON | NA (KALVINATOR) | NA | 0
NON DUCTED SPLIT SYSTEM |  | TEMPERZONE |  | NA | 0
NON DUCTED SPLIT SYSTEM |  | GREGORY | AOT45UMAXT00038 | NA | 0
NON DUCTED SPLIT SYSTEM |  | SCHNEIDER | SPW-R400CH30008038 | NA | 0
NON DUCTED SPLIT SYSTEM |  | KIRBY |  | NA | 0
NON DUCTED SPLIT SYSTEM | E002181 | DAKO | FFQ50BV1B | NA | 0
DUCTED SPLIT SYSTEM | 82595 | DAKO | FDYQ125KAV1 | NA | 0
DUCTED SPLIT SYSTEM | E013004 | DAKO | RZQ125KV4A | NA | 0
NON DUCTED SPLIT SYSTEM | E021800 | DAKO | RXS50JVMA | NA | 0
AIR CURTAIN | NA | INLINE | HAC1212RC | NA | 0
AIR CURTAIN | UNKNOWN | INLINE | HAC1212RC | NA | 0
CASSETTE SPLIT SYSTEM | PLA-RP60BA1 | MODULEX | PLA-RP60BA | NA | 0
CASSETTE SPLIT SYSTEM | SUZ-KA60VAR2. TH-A | MODULEX | SUZ-KA60VA | NA | 0
CASSETTE SPLIT SYSTEM | 97MOO744 | MODULEX | SLZ-KA50VA | R410A | 0
CASSETTE SPLIT SYSTEM | 94P00101 | MODULEX | SUZ-KA50VA | R410A | 0
NON DUCTED SPLIT SYSTEM |  | MODULEX |  | NA | 0
NON DUCTED SPLIT SYSTEM |  | MODULEX | SLZ-KA50VA2 | NA | 0
NON DUCTED SPLIT SYSTEM |  | PARAGON |  | NA | 0
NON DUCTED SPLIT SYSTEM | 08 P00961 | MODULEX | SUZ-KA50VA2 | R410A | 2
WALL MOUNTED SPLIT SYSTEM | E005746 | GREGORY | ASTG12LVCC | R410A | 0
WALL MOUNTED SPLIT SYSTEM | E002976 | GREGORY | AOTG12LVCC | R410A | 1.05
DUCTED SPLIT SYSTEM | 204526C5-01006 | MONARCH | MCC060CR AFAB | R22 | 2.6
DUCTED SPLIT SYSTEM | DESK IN WAY | MONARCH | DESK IN WAY TO SAFELY ACCESS | R22 | 2.6
DUCTED SPLIT SYSTEM | 20444403 03349 | MONARCH | MLC040CR FFAI | R22 | 2.6
DUCTED SPLIT SYSTEM | 2045340300027 | MONARCH | ALC61CRFFAA | R22 | 2.6
DUCTED SPLIT SYSTEM | 20452606 01007 | MONARCH | MCC060CR AFAB | R22 | 5
DUCTED SPLIT SYSTEM | 20453403 00032 | MONARCH | ALC61CR FFAA | R22 | 5
DUCTED SPLIT SYSTEM | 123221 | DAKO | FDYQ50DV1 | NA | 0
DUCTED SPLIT SYSTEM | 1032714 | DAKO | FDYQ71FAV1 | NA | 0
DUCTED SPLIT SYSTEM | 322104 | ACTRON | SCA330E10100 | NA | 0
DUCTED SPLIT SYSTEM | E280822 | ACTRON | SCA330E-0100 | NA | 0
WALL MOUNTED SPLIT SYSTEM | E001821 | DAKO | FTXS100KVMA | NA | 0
DUCTED SPLIT SYSTEM | E005088 | DAKO | RZQ71KBV4A | NA | 0
DUCTED SPLIT SYSTEM | 304035 | AIRHANDLER | SCA330C-0100 | NA | 0
DUCTED SPLIT SYSTEM | 304035 | AIRHANDLER | SCA330C-0100 | NA | 0
WALL MOUNTED SPLIT SYSTEM | A000361 | DAKO | RXS100KVMA | NA | 0
DUCTED SPLIT SYSTEM | E008857 | DAKO | RXS50KVMA | NA | 0
DUCTED SPLIT SYSTEM | 17 | THERMAL EQUP CO | MHA-60HRDN1-C2 | NA | 0
FRIDGE | HA090711907 | ASEA | TME1000-H | R134A | 1
WALL MOUNTED SPLIT SYSTEM | M5HA01708FP | MODULEX | FDKN256CEN | R22 | 2
WALL MOUNTED SPLIT SYSTEM | M5HA01597FP | MODULEX | FDKN256CEN | R22 | 2
WALL MOUNTED SPLIT SYSTEM | E009420 | DAKO | FTX560GVMA | R410A | 2
AIR FAN - EXHAUST |  | FANTECH | ALP3-TC | NA | 0
AIR FAN - EXHAUST |  | FANTECH | ALP3-TC | NA | 0
AIR FAN - EXHAUST |  | FANTECH | UNKNOWN | NA | 0
AIR FAN - EXHAUST |  | FANTECH | CD 456V | NA | 0
AIR FAN - EXHAUST |  | FANTECH | ALP3-TC | NA | 0
SWITCHBOARD MECHANICAL |  | UNKNOWN |  | NA | 0
SMOKE SPILL FAN |  | FANTECH | RSS1004A7E050 | NA | 0
SMOKE SPILL FAN | 356359 | FANTECH | RSS1004A7E050 | NA | 0
BMS |  | UNKNOWN | NETWORK 8000 GCM | NA | 0
AIR FAN - EXHAUST |  | UNKNOWN | DFC-400-4-E | NA | 0
AIR FAN - EXHAUST |  | UNKNOWN |  | NA | 0
CASSETTE SPLIT SYSTEM | K14251426KF | MITSUBISHI | FDCI 140VN | R410A | 3
PACKAGED AIR CONDITIONING UNIT | E9789 | YORK | YRM036R4DB | R22 | 7
PACKAGED AIR CONDITIONING UNIT | E20046 | YORK | YRM072R4DB | R22 | 14
PACKAGED AIR CONDITIONING UNIT | E20044 | YORK | YRM072R4DB | R22 | 14
PACKAGED AIR CONDITIONING UNIT | E20045 | YORK | YRM072R4DB | R22 | 14
PACKAGED AIR CONDITIONING UNIT | E20043 | YORK | YRM060R4DB | R22 | 14
PACKAGED AIR CONDITIONING UNIT | E20040 | YORK | YRM060R4DB | R22 | 14
PACKAGED AIR CONDITIONING UNIT | E20041 | YORK | YRM060R4DB | R22 | 14
PACKAGED AIR CONDITIONING UNIT | E20040 | YORK | YRM060R4DB | R22 | 14
PACKAGED AIR CONDITIONING UNIT | ME 80560 | YORK | YRM082R4DB | R22 | 20
PACKAGED AIR CONDITIONING UNIT | ME 73910 | YORK | YRM082R4DB | R22 | 20
DIGITAL CONTROLS | UNKNOWN | UNKNOWN | HTC-4 | NA | 0
EVAPORATIVE COOLER | 50005838 | UNKNOWN | 3060055 | NA | 0
EVAPORATIVE COOLER | 50005615 | UNKNOWN | 3060055 | NA | 0
AIR FAN - EXHAUST | UNKNOWN | WOODS | UNKNOWN | NA | 0
AIR FAN - EXHAUST | UNKNOWN | WOODS | UNKNOWN | NA | 0
AIR FAN - EXHAUST | UNKNOWN | WOODS | UNKNOWN | NA | 0
AIR FAN - EXHAUST | UNKNOWN | WOODS | UNKNOWN | NA | 0
AIR FAN - EXHAUST | UNKNOWN | WOODS | UNKNOWN | NA | 0
AIR FAN - EXHAUST | UNKNOWN | WOODS | UNKNOWN | NA | 0
EVAPORATIVE COOLER | 50005150 | UNKNOWN | 3060055 | NA | 0
AIR FAN - EXHAUST | UNKNOWN | FANTECH | UNKNOWN | NA | 0
AIR FAN - EXHAUST | UNKNOWN | FANTECH | UNKNOWN | NA | 0
SMOKE SPILL FAN | COULD NOT READ | FANTECH | COULD NOT READ | NA | 0
SMOKE SPILL FAN |  | FANTECH | RSS0564A10H01 | NA | 0
SMOKE SPILL FAN |  | FANTECH | RSS0564A10H011 | NA | 0
SMOKE SPILL FAN |  | FANTECH | RSS0564A10H011 | NA | 0
SWITCHBOARD MECHANICAL |  | UNKNOWN |  | NA | 0
HEAT PUMP SPLIT SYSTEM | E014740 | DAIKIN | FTXS35EVMA | R410A | 2
NON DUCTED SPLIT SYSTEM | 154200604RE | MITSUBISHI | SRC60ZJX-S | R410A | 2
NON DUCTED SPLIT SYSTEM | UNKNOWN | DAIKIN | RXS35EAUMA | R410A | 2
CASSETTE SPLIT SYSTEM | 4000603 | FUJITSU | AUT25RAF | R22 | 3
CASSETTE SPLIT SYSTEM | 960400171EK | MITSUBISHI | FDT60VD | R410A | 3
CASSETTE SPLIT SYSTEM | 960400171EK | MITSUBISHI | FDT60VD | R410A | 3
NON DUCTED SPLIT SYSTEM | UNKOWN | FUJITSU | AOT25RA | R22 | 3
WALL MOUNTED SPLIT SYSTEM | 252002579RE | MITSUBISHI | SRC35ZJ-S1 | R410A | 3
WALL MOUNTED SPLIT SYSTEM | 220604068RE | MITSUBISHI | SRK35ZJ-S1 | R410A | 3
PACKAGED AIR CONDITIONING UNIT | N511157 | CARRIER | 50YQ060900 | R22 | 4
PACKAGED AIR CONDITIONING UNIT | 313863 | NULL | PCA160U-02D1 | R410A | 6
PACKAGED AIR CONDITIONING UNIT | 5609G04545 | LENNOX | LHA240H2BN3M | R22 | 12
PACKAGED AIR CONDITIONING UNIT | 5609G04541 | LENNOX | LHA240H2BN3M | R410A | 12
PACKAGED AIR CONDITIONING UNIT | 5609G04538 | LENNOX | LHA240H2BN3M | R22 | 12
PACKAGED AIR CONDITIONING UNIT | 5609G04546 | LENNOX | LHA240H2BN3M | R22 | 12
PACKAGED AIR CONDITIONING UNIT | 5609G04547 | LENNOX | LHA240H2BN3M | R22 | 12
PACKAGED AIR CONDITIONING UNIT | 5609G04548 | LENNOX | LHA240H2BN3M | R22 | 12
PACKAGED AIR CONDITIONING UNIT | 5609G04543 | LENNOX | LHA240H2BN3M | R22 | 12
PACKAGED AIR CONDITIONING UNIT | 5609G04540 | LENNOX | LHA240H2BN3M | R22 | 12
PACKAGED AIR CONDITIONING UNIT | 5609G04539 | LENNOX | LHA240H2BN3M | R22 | 12
BOILER - GAS ATMOSPHERIC | NM06040655 | RAYPAK | AT 2406TB | NA | 0
CHILLED WATER PUMP | NA | TAC | D160L | NA | 0
HEATING HOT WATER PUMP | NA | AJAX | 065-160A10C2 | NA | 0
SWITCHBOARD MECHANICAL | N/A | UNKNOWN | N/A | NA | 0
AIR HANDLING UNIT | NA | RICHARDSON | JOB B6119 | NA | 0
WALL MOUNTED SPLIT SYSTEM | AS PICTURE | GREGORY | AS PICTURE | NA | 0
WALL MOUNTED SPLIT SYSTEM | AS PICTURE | GREGORY | AS PICTURE | NA | 0
WALL MOUNTED SPLIT SYSTEM | AS PICTURE | LIEBERT | AS PICTURE | NA | 0
UNDER CEILING SPLIT SYSTEM | AS PICTURE | GREGORY | AS PICTURE | NA | 0
COOL ROOM | AS PICTURE | KLOCHNER MOLLER | AS PICTURE | NA | 0
KITCHEN EXHAUST FAN | NA | NULL | NA | NA | 0
DUCTED SPLIT SYSTEM | AS PICTURE | DAKO | AS PICTURE | NA | 0
WALL MOUNTED SPLIT SYSTEM | AS PICTURE | DAKO | AS PICTURE | NA | 0
WALL MOUNTED SPLIT SYSTEM | AS PICTURE | KIRBY | AS PICTURE | NA | 0
COOL ROOM | AS PICTURE | KLOCHNER MOLLER | AS PICTURE | NA | 0
DUCTED SPLIT SYSTEM | AS PICTURE | DAKO | AS PICTURE | NA | 0
WALL MOUNTED SPLIT SYSTEM | AS PICTURE | DAKO | AS PICTURE | NA | 0
WALL MOUNTED SPLIT SYSTEM | AS PICTURE | GREGORY | AS PICTURE | NA | 0
WALL MOUNTED SPLIT SYSTEM | AS PICTURE | GREGORY | AS PICTURE | NA | 0
UNDER CEILING SPLIT SYSTEM | AS PICTURE | GREGORY | AS PICTURE | NA | 0
WALL MOUNTED SPLIT SYSTEM | AS PICTURE | LIEBERT | AS PICTURE | NA | 0
COOL ROOM | AS PICTURE | KLOCHNER MOLLER | AS PICTURE | NA | 0
DUCTED SPLIT SYSTEM | AS PICTURE | DAKO | AS PICTURE | NA | 0
WALL MOUNTED SPLIT SYSTEM | AS PICTURE | DAKO | AS PICTURE | NA | 0
WALL MOUNTED SPLIT SYSTEM | AS PICTURE | KIRBY | AS PICTURE | NA | 0
DUCTED SPLIT SYSTEM | AS PICTURE | DAKO | AS PICTURE | NA | 0
WALL MOUNTED SPLIT SYSTEM | AS PICTURE | DAKO | AS PICTURE | NA | 0
AIR FAN - EXHAUST | NA | NULL | NA | NA | 0
CIRCULATING PUMP | NA | NULL | NA | NA | 0
FREEZER | AS PICTURE | NULL | AS PICTURE | NA | 0
WALL MOUNTED SPLIT SYSTEM | E005806 | DAKO | FTXS80KVMA. | NA | 0
WALL MOUNTED SPLIT SYSTEM | EOO5809 | DAKO | FTXS80KVMA | NA | 0
WALL MOUNTED SPLIT SYSTEM | E009339 | DAKO | FTXS25KVMA | NA | 0
WALL MOUNTED SPLIT SYSTEM | EOO2412 | DAKO | FTXS95LVMA | NA | 0
WALL MOUNTED SPLIT SYSTEM | EOO4641 | DAKO | FTXS71LVMA | NA | 0
WALL MOUNTED SPLIT SYSTEM | EO192007 | DAKO | FTXS25LVMA | NA | 0
WALL MOUNTED SPLIT SYSTEM | EOO4641 | DAKO | FTXS71LVMA | NA | 0
WALL MOUNTED SPLIT SYSTEM | E010630 | DAKO | FTXS35KVMA | NA | 0
WALL MOUNTED SPLIT SYSTEM | E001029 | DAKO | FTXS95LVMA | NA | 0
WALL MOUNTED SPLIT SYSTEM | E039362 | DAKO | FTXS25GVMA | NA | 0
WALL MOUNTED SPLIT SYSTEM | E001130 | DAKO | FTXS25LVMA | NA | 0
WALL MOUNTED SPLIT SYSTEM | NOT ACCESABLE. | DAKO | NOT ACCESABLE. | NA | 0
WALL MOUNTED SPLIT SYSTEM | E027336 | DAKO | FTXS25KVMA | NA | 0
0 - NOT SET | NOT ACCESABLE | DAKO | FT25 | NA | 0
WALL MOUNTED SPLIT SYSTEM | E002415 | DAKO | FTXS95LVMA | NA | 0
WALL MOUNTED SPLIT SYSTEM | NOT ACCESABLE | ENGLISH ELECT | NOT ACCESABLE | NA | 0
WALL MOUNTED SPLIT SYSTEM | J001717 | DAKO | FTXS25J2VMA | NA | 0
WALL MOUNTED SPLIT SYSTEM | NOT ACCESABLE | DAKO | NOT ACCESABLE | NA | 0
WALL MOUNTED SPLIT SYSTEM | NOT ACCESABLE | DAKO | NOT ACCESABLE | NA | 0
WALL MOUNTED SPLIT SYSTEM | NOT ACCESABLE | DAKO | NOT ACCESABLE | NA | 0
WALL MOUNTED SPLIT SYSTEM | E001239 | DAKO | FTXS25KVMA | NA | 0
WALL MOUNTED SPLIT SYSTEM | E014387 | DAKO | FTXS25KNMA | NA | 0
WALL MOUNTED SPLIT SYSTEM | NOT ACCESABLE. | DAKO | NOT ACCESABLE. | NA | 0
0 - NOT SET | E027323 | DAKO | FTXS25KVMA | NA | 0
0 - NOT SET | E008306 | DAKO | FTXS25KVMA | NA | 0
0 - NOT SET | E014968 | DAKO | FTXS25LVMA | NA | 0
0 - NOT SET | NOT ACCESABLE | ENGLISH ELECT | NOT ACCESABLE | NA | 0
0 - NOT SET | E0277322 | DAKO | FTXS25KVMA | NA | 0
WALL MOUNTED SPLIT SYSTEM | E008950 | DAKO | FTXS25KVMA | NA | 0
WALL MOUNTED SPLIT SYSTEM | NOT ACCESABLE. | DAKO | FTXS25KVMA | NA | 0
WALL MOUNTED SPLIT SYSTEM | E003875 | DAKO | FTXS25LVMA | NA | 0
0 - NOT SET | NOT ACCESABLE | DAKO | FTXS25KVMA | NA | 0
WALL MOUNTED SPLIT SYSTEM | E008950 | DAKO | FTXS25KVMA | NA | 0
WALL MOUNTED SPLIT SYSTEM | NOT ACCESABLE | DAKO | FTXS35GVMA | NA | 0
WALL MOUNTED SPLIT SYSTEM | E049665 | DAKO | FTXS25GVMA | NA | 0
WALL MOUNTED SPLIT SYSTEM | NOT ACCESABLE | DAKO | FTXS25KVMA | NA | 0
WALL MOUNTED SPLIT SYSTEM | E001435 | DAKO | FTXS25KVMA | NA | 0
WALL MOUNTED SPLIT SYSTEM | NOT ACCESABLE | DAKO | FTXS25KVMA | NA | 0
WALL MOUNTED SPLIT SYSTEM | NOT ACCESABLE | DAKO | FTXS25KVMA | NA | 0
0 - NOT SET | NOT ACCESABLE | DAKO | FTXS25KVMA | NA | 0
WALL MOUNTED SPLIT SYSTEM | E027319 | DAKO | FTXS25KVMA | NA | 0
0 - NOT SET | NOT ACCESABLE | DAKO | FTXS25KVMA | NA | 0
WALL MOUNTED SPLIT SYSTEM | E027313 | DAKO | FTXS25KVMA | NA | 0
WALL MOUNTED SPLIT SYSTEM | NOT ACCESABLE | DAKO | FTXS25KVMA | NA | 0
WALL MOUNTED SPLIT SYSTEM | E028834 | DAKO | FTXS25EVMA | NA | 0
WALL MOUNTED SPLIT SYSTEM | NOT ACCESABLE | DAKO | FTXS25KVMA | NA | 0
WALL MOUNTED SPLIT SYSTEM | E046665 | DAKO | FTXS25GVMA | NA | 0
WALL MOUNTED SPLIT SYSTEM | NOT ACCESABLE | DAKO | FTXS25KVMA | NA | 0
WALL MOUNTED SPLIT SYSTEM | E001024 | DAKO | FTXS71KAVMA | NA | 0
WALL MOUNTED SPLIT SYSTEM | NOT ACCESABLE | ENGLISH ELECT | NOT ACCESABLE | NA | 0
WALL MOUNTED SPLIT SYSTEM | E006228 | DAKO | FTXS25LVMA | NA | 0
WALL MOUNTED SPLIT SYSTEM | NO ACCESS | GREGORY | NO ACCESS | NA | 0
0 - NOT SET | E009378 | DAKO | FTXS25LVMA | NA | 0
WALL MOUNTED SPLIT SYSTEM | E011554 | DAKO | FTXS25LVMA | NA | 0
WALL MOUNTED SPLIT SYSTEM | NO ACCESS | DAKO | NO ACCESS | NA | 0
WALL MOUNTED SPLIT SYSTEM | NO ACCES. | DAKO | NO ACCESS | NA | 0
WALL MOUNTED SPLIT SYSTEM | E049667 | DAKO | FTXS25GVMA | NA | 0
WALL MOUNTED SPLIT SYSTEM | E009377 | DAKO | FTXS25LVMA | NA | 0
0 - NOT SET | SUZ042438 | NULL | 34017ACW134 | NA | 0
WALL MOUNTED SPLIT SYSTEM | E000775 | DAKO | FTXS25LVMA | NA | 0
WALL MOUNTED SPLIT SYSTEM | NOT ACCESABLE. | DAKO | FTXS25KVMA | NA | 0
WALL MOUNTED SPLIT SYSTEM | E003203 | DAKO | FTXS25GVMA | NA | 0
WALL MOUNTED SPLIT SYSTEM | J000897 | DAKO | FTXS25J2VMA | NA | 0
WALL MOUNTED SPLIT SYSTEM | E006996 | DAKO | FTXS25LVMA | NA | 0
WALL MOUNTED SPLIT SYSTEM | E001244 | DAKO | FTXS25KVMA | NA | 0
WALL MOUNTED SPLIT SYSTEM | E015403 | DAKO | FTXS25LVMA | NA | 0
WALL MOUNTED SPLIT SYSTEM | E003801 | DAKO | FTXS25LVMA | NA | 0
WALL MOUNTED SPLIT SYSTEM | E008946 | DAKO | FTXS25KVMA | NA | 0
WALL MOUNTED SPLIT SYSTEM | NOT ACCESABLE | DAKO | FTXS25LVMA | NA | 0
WALL MOUNTED SPLIT SYSTEM | E048528 | DAKO | FTXS25GVMA | NA | 0
WALL MOUNTED SPLIT SYSTEM | NOT ACCESABLE. | DAKO | FTXS25LVMA | NA | 0
WALL MOUNTED SPLIT SYSTEM | E002029 | DAKO | FTXS85LVMA | NA | 0
WALL MOUNTED SPLIT SYSTEM | E003005 | DAKO | FTXS25LVMA | NA | 0
WALL MOUNTED SPLIT SYSTEM | E0 | DAKO |  | NA | 0
WALL MOUNTED SPLIT SYSTEM | E024436 | DAKO | FTXS25LVMA | NA | 0
WALL MOUNTED SPLIT SYSTEM | E003110 | DAKO | FTXS25LVMA | NA | 0
WALL MOUNTED SPLIT SYSTEM | E011467 | DAKO | FTXS25LVMA | NA | 0
WALL MOUNTED SPLIT SYSTEM | E010105 | DAKO | FTXS25LVMA | NA | 0
MULTI HEAD NON DUCTED SPLIT | E002246 | DAKO | FTXS25KVMA | NA | 0
WALL MOUNTED SPLIT SYSTEM | E033345 | DAKO | FTXS25LVMA | NA | 0
WALL MOUNTED SPLIT SYSTEM | E022583 | DAKO | FTXS25LVMA | NA | 0
WALL MOUNTED SPLIT SYSTEM | E028835 | DAKO | FTXS25LVMA | NA | 0
WALL MOUNTED SPLIT SYSTEM | E0 | DAKO | FTXS25LVMA | NA | 0
WALL MOUNTED SPLIT SYSTEM | E000784 | DAKO | FTXS25LVMA | NA | 0
MULTI HEAD NON DUCTED SPLIT | E005318 | DAKO | FTXS25KVMA | NA | 0
WALL MOUNTED SPLIT SYSTEM | E029419 | DAKO | FTXS35KVMA | NA | 0
0 - NOT SET | E002016 | DAKO | FTXS25LVMA | NA | 0
WALL MOUNTED SPLIT SYSTEM |  | DAKO |  | NA | 0
CASSETTE SPLIT SYSTEM |  | DAKO |  | NA | 0
CASSETTE SPLIT SYSTEM | 40640003 | TRANE | RAV1003UHE8A | NA | 0
CASSETTE SPLIT SYSTEM | 40640003 | TRANE | RAV1003UHE8A | NA | 0
CASSETTE SPLIT SYSTEM | 40640003 | TRANE | RAV1003UHE8A | NA | 0
DUCTED SPLIT SYSTEM | N112 | BRADWAY | DSER701 | NA | 0
COOL ROOM | ME3399 | NULL | GEL360 | NA | 0
FRIDGE | NA | NULL | NA | NA | 0
AIR FAN - EXHAUST | 1994 | TEMPERZONE | AEEB-UC | NA | 0
WALL MOUNTED SPLIT SYSTEM | E00172 | DAKO | RXS80KVMA | NA | 0
WALL MOUNTED SPLIT SYSTEM | EOO1525 | DAKO | FTXS80KVMA | NA | 0
WALL MOUNTED SPLIT SYSTEM | E004000 | DAKO | FTXS80KVMA | NA | 0
WALL MOUNTED SPLIT SYSTEM | EOOO978 | DAKO | RXS95LVMA | NA | 0
WALL MOUNTED SPLIT SYSTEM | EOO6159 | DAKO | RXS71LVMA | NA | 0
WALL MOUNTED SPLIT SYSTEM | EO15509 | DAKO | RXS25LVMA | NA | 0
WALL MOUNTED SPLIT SYSTEM | E000988 | DAKO | RXS95LVMA | NA | 0
WALL MOUNTED SPLIT SYSTEM | E008915 | DAKO | RXS35KVMA | NA | 0
WALL MOUNTED SPLIT SYSTEM | E000974 | DAKO | RXS95LVMA | NA | 0
WALL MOUNTED SPLIT SYSTEM | E041081 | DAKO | RXS35KVMA | NA | 0
WALL MOUNTED SPLIT SYSTEM | E006188 | DAKO | RXS25LVMA | NA | 0
0 - NOT SET | E015901 | DAKO | RXS25EAVMA | NA | 0
WALL MOUNTED SPLIT SYSTEM | E017610 | DAKO | RXS25EKVMA | NA | 0
WALL MOUNTED SPLIT SYSTEM | E012699 | DAKO | RXS25EBVMA | NA | 0
WALL MOUNTED SPLIT SYSTEM | E000963 | DAKO | FTXS95LVMA | NA | 0
WALL MOUNTED SPLIT SYSTEM | NOT ACCESABLE | DAKO | CWS026HA | NA | 0
WALL MOUNTED SPLIT SYSTEM | E013868 | DAKO | FTXS25EVMA | NA | 0
WALL MOUNTED SPLIT SYSTEM | E002084 | DAKO | FTXS25J2VMA | NA | 0
WALL MOUNTED SPLIT SYSTEM | E015467 | DAKO | FTXS25LVMA | NA | 0
WALL MOUNTED SPLIT SYSTEM | E000546 | DAKO | FTXS25EVMA | NA | 0
WALL MOUNTED SPLIT SYSTEM | E000752 | DAKO | RXS25KVMA | NA | 0
0 - NOT SET | E013250 | DAKO | RXS25KVMA | NA | 0
0 - NOT SET | E047909 | DAKO | RXS25EBVMA | NA | 0
WALL MOUNTED SPLIT SYSTEM | E017492 | DAKO | FTXS25KVMA | NA | 0
WALL MOUNTED SPLIT SYSTEM | E014517 | DAKO | RXS35KVMA | NA | 0
WALL MOUNTED SPLIT SYSTEM | E004092 | DAKO | RXS25KVMA | NA | 0
WALL MOUNTED SPLIT SYSTEM | E013675 | DAKO | RXS25KVMA | NA | 0
WALL MOUNTED SPLIT SYSTEM | E008084 | DAKO | RXS25KVMA | NA | 0
WALL MOUNTED SPLIT SYSTEM | E018290 | DAKO | RXS25KVMA | NA | 0
WALL MOUNTED SPLIT SYSTEM | E | DAKO | RXS25KVMA | NA | 0
WALL MOUNTED SPLIT SYSTEM | E017613 | DAKO | RXS25KVMA | NA | 0
WALL MOUNTED SPLIT SYSTEM | E013218 | DAKO | RXS25KVMA | NA | 0
WALL MOUNTED SPLIT SYSTEM | E008863 | DAKO | RXS35KVMA | NA | 0
WALL MOUNTED SPLIT SYSTEM | E047915 | DAKO | RXS25KVMA | NA | 0
WALL MOUNTED SPLIT SYSTEM | E008996 | DAKO | RXS35KVMA | NA | 0
WALL MOUNTED SPLIT SYSTEM | E | DAKO | RXS25KVMA | NA | 0
WALL MOUNTED SPLIT SYSTEM | E004059 | DAKO | RXS25KVMA | NA | 0
WALL MOUNTED SPLIT SYSTEM | E013206 | DAKO | RXS25KVMA | NA | 0
WALL MOUNTED SPLIT SYSTEM |  | DAKO | RXS35KVMA | NA | 0
WALL MOUNTED SPLIT SYSTEM |  | ENGLISH ELECT | CWS026A | NA | 0
WALL MOUNTED SPLIT SYSTEM | E017362 | DAKO | RXS25KVMA | NA | 0
WALL MOUNTED SPLIT SYSTEM | E007793 | DAKO | RXS35KVMA | NA | 0
WALL MOUNTED SPLIT SYSTEM | E017493 | DAKO | RDS25KVMA | NA | 0
WALL MOUNTED SPLIT SYSTEM | E007934 | DAKO | RXS25KVMA | NA | 0
WALL MOUNTED SPLIT SYSTEM | E012884 | DAKO | RXS25EAVMA | NA | 0
WALL MOUNTED SPLIT SYSTEM |  | DAKO | RXS25EBVMA | NA | 0
WALL MOUNTED SPLIT SYSTEM | E040442 | DAKO | RXS25EBVMA | NA | 0
WALL MOUNTED SPLIT SYSTEM | E047911 | DAKO | RXS25EBVMA | NA | 0
WALL MOUNTED SPLIT SYSTEM | E002124 | DAKO | RDS71KAVMA | NA | 0
WALL MOUNTED SPLIT SYSTEM |  | ENGLISH ELECT |  | NA | 0
WALL MOUNTED SPLIT SYSTEM | E003164 | DAKO | RXS25LVMA | NA | 0
WALL MOUNTED SPLIT SYSTEM | E007654 | GREGORY | AOTG18LVC | NA | 0
WALL MOUNTED SPLIT SYSTEM | E009207 | DAKO | RXS25LVMA | NA | 0
WALL MOUNTED SPLIT SYSTEM |  | DAKO | RXS25LVMA | NA | 0
0 - NOT SET |  | DAKO | RXS25EBVMA | NA | 0
WALL MOUNTED SPLIT SYSTEM | E047912 | DAKO | RXS25EBVMA | NA | 0
WALL MOUNTED SPLIT SYSTEM |  | DAKO | RXS25EBVMA | NA | 0
WALL MOUNTED SPLIT SYSTEM |  | DAKO | RXS25EBVMA | NA | 0
DOMESTIC HW UNIT (GAS) | SUZ042426 | NULL | 34017ACW134 | NA | 0
DOMESTIC HW UNIT (GAS) | SUZ042405 | NULL | 34017ACW134 | NA | 0
DOMESTIC HW UNIT (GAS) | SUZ042409 | NULL | 34017ACW134 | NA | 0
DOMESTIC HW UNIT (GAS) | SUZ046495 | NULL | 34017ACW134 | NA | 0
DOMESTIC HW UNIT (GAS) | SUZ044322 | NULL | 34017ACW134 | NA | 0
WALL MOUNTED SPLIT SYSTEM | E047887 | DAKO | FTXS25EVMA | NA | 0
WALL MOUNTED SPLIT SYSTEM | E001595 | DAKO | RXS25LVMA | NA | 0
WALL MOUNTED SPLIT SYSTEM | E038994 | DAKO | RXS25LVMA | NA | 0
WALL MOUNTED SPLIT SYSTEM | E | DAKO | RXS25LVMA | NA | 0
WALL MOUNTED SPLIT SYSTEM | E000600 | DAKO | RXS25LVMA | NA | 0
WALL MOUNTED SPLIT SYSTEM | E000240 | DAKO | RXS25LVMA | NA | 0
WALL MOUNTED SPLIT SYSTEM | E000755 | DAKO | RXS25LVMA | NA | 0
WALL MOUNTED SPLIT SYSTEM | E015990 | DAKO | RXS25LVMA | NA | 0
WALL MOUNTED SPLIT SYSTEM | E003092 | DAKO | RXS25LVMA | NA | 0
WALL MOUNTED SPLIT SYSTEM | E008033 | DAKO | RXS25LVMA | NA | 0
WALL MOUNTED SPLIT SYSTEM | E014578 | DAKO | RXS25LVMA | NA | 0
WALL MOUNTED SPLIT SYSTEM | E040434 | DAKO | RXS25LVMA | NA | 0
WALL MOUNTED SPLIT SYSTEM | E000683 | DAKO | RXS82LVMA | NA | 0
WALL MOUNTED SPLIT SYSTEM | E010869 | DAKO | FTXS25GVMA | NA | 0
WALL MOUNTED SPLIT SYSTEM | E003137 | DAKO | RXS25LVMA | NA | 0
WALL MOUNTED SPLIT SYSTEM | E012217 | DAKO | RX825LVMA | NA | 0
WALL MOUNTED SPLIT SYSTEM | E007487 | DAKO | RX825LVMA | NA | 0
WALL MOUNTED SPLIT SYSTEM | E012922 | DAKO | RX825LVMA | NA | 0
WALL MOUNTED SPLIT SYSTEM | E012216 | DAKO | RX825LVMA | NA | 0
WALL MOUNTED SPLIT SYSTEM | E020464 | DAKO | RX825LVMA | NA | 0
WALL MOUNTED SPLIT SYSTEM | E020460 | DAKO | RX825LVMA | NA | 0
WALL MOUNTED SPLIT SYSTEM | E017578 | DAKO | RX825LVMA | NA | 0
WALL MOUNTED SPLIT SYSTEM | E017576 | DAKO | RX825LVMA | NA | 0
WALL MOUNTED SPLIT SYSTEM | E003222 | DAKO | RX825LVMA | NA | 0
WALL MOUNTED SPLIT SYSTEM | E003223 | DAKO | RX825LVMA | NA | 0
WALL MOUNTED SPLIT SYSTEM | E014039 | DAKO | RXS25LVMA | NA | 0
MULTI HEAD NON DUCTED SPLIT | E005521 | DAKO | 3MXS52EVMA | NA | 0
WALL MOUNTED SPLIT SYSTEM | E014495 | DAKO | RXS25KVMA | NA | 0
AIR FAN - EXHAUST | 40330 | RICHARDSON | CPS 365 | NULL | NULL
AIR FAN - EXHAUST | 40329 | ROBERT SHAW | CPS 365 | NULL | NULL
FAN COIL UNIT - DUCTED (RFB) | NULL | SUNDOWNER | ECP 800 | NA | 0
FAN COIL UNIT - DUCTED (RFB) | NULL | SUNDOWNER | ECR800 | NA | 0
AIR FAN - EXHAUST | 469086 | FEDERAL | AP0312AA1019 | NULL | NULL
AIR FAN - EXHAUST | AXIAL | ROBERT SHAW | TEAO 24B X 4P34DEGREES | NA | 0
FRIDGE | UNKNOWN | DAIKIN | CURTIN | NA | 0
CONDENSER WATER PUMP | NA | ALCAIR | NA | NULL | NULL
FAN COIL UNIT - DUCTED (RFB) | NULL | SINKO | 12003W | NA | 0
FAN COIL UNIT - DUCTED (RFB) | NULL | SINKO | ECR -800 | NA | 0
FAN COIL UNIT - DUCTED (RFB) | NA | SINKO | ECR -1650 | OTHER | 0
FAN COIL UNIT - DUCTED (RFB) | NA | SINKO | ECR-800 | OTHER | 0
FAN COIL UNIT - DUCTED (RFB) | NULL | SINKO | ECR-1000 | OTHER | 0
FAN COIL UNIT - DUCTED (RFB) | NULL | SINKO | ECR-1000 | OTHER | 0
FAN COIL UNIT - DUCTED (RFB) | NULL | SINKO | ECR-900 | NA | 0
FAN COIL UNIT - DUCTED (RFB) | NULL | SINKO | ECR-1000 | OTHER | 0
FAN COIL UNIT - DUCTED (RFB) | tba | SINKO | ECR-1000 | OTHER | 0
FAN COIL UNIT - DUCTED (RFB) | NULL | SINKO | ECR-1000 | OTHER | 0
FAN COIL UNIT - DUCTED (RFB) | NULL | SINKO | ECR-1000 | OTHER | 0
FAN COIL UNIT - DUCTED (RFB) | NULL | SINKO | ECR-1000 | OTHER | 0
FAN COIL UNIT - DUCTED (RFB) | NULL | SINKO | ECR-1000 | OTHER | 0
FAN COIL UNIT - DUCTED (RFB) | NULL | SINKO | ECR-800 | OTHER | 0
FAN COIL UNIT - DUCTED (RFB) | NULL | SINKO | ECR-800 | OTHER | 0
FAN COIL UNIT - DUCTED (RFB) | NULL | SINKO | ECR-800 | OTHER | 0
FAN COIL UNIT - DUCTED (RFB) | NULL | SINKO | ECR-800 | OTHER | 0
FAN COIL UNIT - DUCTED (RFB) | NULL | SINKO | ECR-1000 | OTHER | 0
FAN COIL UNIT - DUCTED (RFB) | NULL | SINKO | ECR-1200 | OTHER | 0
FAN COIL UNIT - DUCTED (RFB) | NULL | SINKO | ECR-1200 | OTHER | 0
FAN COIL UNIT - DUCTED (RFB) | NULL | SINKO | ECR-1000 | OTHER | 0
FAN COIL UNIT - DUCTED (RFB) | NULL | SINKO | ECR-800 | OTHER | 0
FAN COIL UNIT - DUCTED (RFB) | NULL | SINKO | ECR-1200 | OTHER | 0
FAN COIL UNIT - DUCTED (RFB) | NA | SINKO | ECR-1000 | OTHER | 0
FAN COIL UNIT - DUCTED (RFB) | NULL | SINKO | ECR-1000 | OTHER | 0
FAN COIL UNIT - DUCTED (RFB) | NULL | SINKO | ECR-800 | OTHER | 0
FAN COIL UNIT - DUCTED (RFB) | NULL | SINKO | ECR-800 | OTHER | 0
FAN COIL UNIT - DUCTED (RFB) | NULL | SINKO | ECR-800 | OTHER | 0
FAN COIL UNIT - DUCTED (RFB) | NULL | SINKO | ECR-800 | OTHER | 0
FAN COIL UNIT - DUCTED (RFB) | NULL | SINKO | ECR-800 | OTHER | 0
FAN COIL UNIT - DUCTED (RFB) | NULL | SINKO | ECR-800 | OTHER | 0
FAN COIL UNIT - DUCTED (RFB) | NULL | SINKO | ECR-800 | OTHER | 0
FAN COIL UNIT - DUCTED (RFB) | NULL | SINKO | ECR-800 | OTHER | 0
FAN COIL UNIT - DUCTED (RFB) | NULL | SINKO | ECR - 800 | OTHER | 0
FAN COIL UNIT - DUCTED (RFB) | NULL | SINKO | ECR 800 | OTHER | 0
FAN COIL UNIT - DUCTED (RFB) | NULL | SINKO | ECR - 800 | OTHER | 0
FAN COIL UNIT - DUCTED (RFB) | NULL | SINKO | ECR-800 | NA | 0
FAN COIL UNIT - DUCTED (RFB) | NULL | SINKO | ECR - 800 | OTHER | 0
FAN COIL UNIT - DUCTED (RFB) | NULL | SINKO | ECR-1000 | OTHER | 0
FAN COIL UNIT - DUCTED (RFB) | NULL | SINKO | ECR-800 | OTHER | 0
FAN COIL UNIT - DUCTED (RFB) | NULL | SINKO | ECR 1000 | NA | 0
FAN COIL UNIT - DUCTED (RFB) | NULL | SINKO | ECR 800 | NA | 0
FAN COIL UNIT - DUCTED (RFB) | NULL | SINKO | ECR-800 | NA | 0
FAN COIL UNIT - DUCTED (RFB) | NULL | SINKO | ECR-800 | OTHER | 0
FAN COIL UNIT - DUCTED (RFB) | NULL | SINKO | ECR-1200 | NA | 0
FAN COIL UNIT - DUCTED (RFB) | NULL | SINKO | ECR-800 | NA | 0
FAN COIL UNIT - DUCTED (RFB) | NULL | SINKO | ECR-800 | NA | 0
FAN COIL UNIT - DUCTED (RFB) | NULL | SINKO | ECR-800 | NA | 0
FAN COIL UNIT - DUCTED (RFB) | NULL | SINKO | ECR-800 | OTHER | 0
FAN COIL UNIT - DUCTED (RFB) | NULL | SINKO | ECR-800 | OTHER | 0
FAN COIL UNIT - DUCTED (RFB) | NULL | SINKO | ECR-800 | NA | 0
FAN COIL UNIT - DUCTED (RFB) | NULL | SINKO | ECR-800 | NA | 0
FAN COIL UNIT - DUCTED (RFB) | NULL | SINKO | ECR-1200 | NA | 0
FAN COIL UNIT - DUCTED (RFB) | NULL | SINKO | ECR-800 | NA | 0
FAN COIL UNIT - DUCTED (RFB) | NULL | SINKO | ECR - 800 | NA | 0
FAN COIL UNIT - DUCTED (RFB) | NULL | SINKO | ECR-800 | NA | 0
FAN COIL UNIT - DUCTED (RFB) | NULL | SINKO | ECR-800 | NA | 0
FAN COIL UNIT - DUCTED (RFB) | NULL | SINKO | ECR-800 | OTHER | 0
FAN COIL UNIT - DUCTED (RFB) | NULL | SINKO | ECR-800 | NA | 0
FAN COIL UNIT - DUCTED (RFB) | NULL | SINKO | ECR-800 | NA | 0
FAN COIL UNIT - DUCTED (RFB) | NULL | SINKO | ECR-800 | OTHER | 0
FAN COIL UNIT - DUCTED (RFB) | NULL | SINKO | ECR-800 | OTHER | 0
FAN COIL UNIT - DUCTED (RFB) | NULL | SINKO | ECR - 800 | OTHER | 0
FAN COIL UNIT - DUCTED (RFB) | NULL | SINKO | ECR-1000 | NA | 0
FAN COIL UNIT - DUCTED (RFB) | NULL | SINKO | ECR-800 | NA | 0
FAN COIL UNIT - DUCTED (RFB) | NULL | SINKO | ERC-800 | NA | 0
FAN COIL UNIT - DUCTED (RFB) | NULL | SINKO | ECR-800 | NA | 0
FAN COIL UNIT - DUCTED (RFB) | NULL | SINKO | ECR-800 | NA | 0
FAN COIL UNIT - NON DUCTED | NULL | SINKO | ECR-800 | NA | 0
FAN COIL UNIT - DUCTED (RFB) | NULL | SINKO | ECR-800 | NA | 0
FAN COIL UNIT - DUCTED (RFB) | NULL | SINKO | ECR-800 | NA | 0
FAN COIL UNIT - DUCTED (RFB) | NULL | SINKO | ECR-800 | NA | 0
FAN COIL UNIT - DUCTED (RFB) | NULL | SINKO | ECR - 800 | OTHER | 0
FAN COIL UNIT - DUCTED (RFB) | NULL | SINKO | ECR-800 | NA | 0
FAN COIL UNIT - DUCTED (RFB) | NULL | SINKO | ECR-1000 | NA | 0
FAN COIL UNIT - DUCTED (RFB) | NULL | SINKO | ECR-1000 | NA | 0
FAN COIL UNIT - DUCTED | NULL | SINKO | ECR - 1000 | OTHER | 0
FAN COIL UNIT - DUCTED (RFB) | NULL | SINKO | ECR - 1000 | OTHER | 0
FAN COIL UNIT - NON DUCTED | NULL | SINKO | ECR - 800 | CHILLED WATER | 0
FAN COIL UNIT - DUCTED (RFB) | NULL | SINKO | ECR - 1200 | OTHER | 0
FAN COIL UNIT - DUCTED (RFB) | NULL | SINKO | ECR 1200 | NA | 0
FAN COIL UNIT - DUCTED (RFB) | NULL | SINKO | ECR 800 | NA | 0
AIR FAN - EXHAUST | NA | ROBERT SHAW | 12BX 12 2P17 DEGREES | NULL | NULL
AIR FAN - EXHAUST | AXIAL | ROBERT SHAW | 15B X2P22.5 DEGREE | NULL | NULL
AIR FAN - EXHAUST | AXIAL | ROBERT SHAW | 30B X 4P 15 DEGREE | NULL | NULL
AIR FAN - SUPPLY | AXIAL | ROBERT SHAW | 21B X 4P 27.5 DEGREE | NULL | NULL
AIR FAN - EXHAUST | 40331 | ROBERT SHAW | CPS 660 | NULL | NULL
AIR FAN - EXHAUST | AXIAL | ROBERT SHAW | 30B X 4P 15 DEGREE | NULL | NULL
AIR FAN - EXHAUST | 40332 | ROBERT SHAW | CPS 660 | NULL | NULL
AIR FAN - EXHAUST | 40327 | ROBERT SHAW | CPS 445 | NULL | NULL
AIR FAN - EXHAUST | 40328 | ROBERT SHAW | CPS 730 | NULL | NULL
AIR FAN - EXHAUST | AXIAL | ROBERT SHAW | 21 B X 4P15 DEGREE | NULL | NULL
AIR FAN - EXHAUST | ROOF VENT | ROBERT SHAW | VJR | NULL | NULL
COOLING TOWER | N11740 | AQUARIUS | MSS131A | NULL | NULL
COOLING TOWER | N11740 | AQUARIUS | MSS131A | NULL | NULL
COOLING TOWER | N11740 | AQUARIUS | MSS131A | NULL | NULL
FAN COIL UNIT - DUCTED (RFB) | NULL | SINKO | ECR 1000 | OTHER | 0
FAN COIL UNIT - DUCTED (RFB) | NULL | SINKO | ECR-1000 | OTHER | 0
WALL MOUNTED SPLIT SYSTEM | A.C 1. 2010412. A.C 2. 2005587 | MITSUBISHI | MSZ-GE50VA2 | R410A | 0
AIR FAN - EXHAUST | NO1. 480542. | FANTECH | MMD4043 | NA | 0
CASSETTE SPLIT SYSTEM | A.C 2-2. 26M00540. A.C 2-1. 26M | MITSUBISHI | A.C 2-2 AND A.C 2-1. PLFY-P32VBM-E. | R410A | 0
AIR FAN - EXHAUST | 488253 | FANTECH | MMD4043 | NA | 0
WALL MOUNTED SPLIT SYSTEM |  | MITSUBISHI |  | NA | 0
WALL MOUNTED SPLIT SYSTEM | A.C 1 01074 A.C 2. 00453 | MITSUBISHI | PKFY-P63VKM-E | R410A | 0
ROOM AIR CONDITIONING UNIT | UNREADABLE | CORMORANT | UNREADABLE | R22 | 2
DUCTED SPLIT SYSTEM | 34W01255 | MITSUBISHI | PEFY-P140VMA-E | R410A | 0
WALL MOUNTED SPLIT SYSTEM | 35M01732 | MITSUBISHI | PKA-RP100KAL | R410A | 5.5
CASSETTE SPLIT SYSTEM | 2YU00729 | MITSUBISHI | PUMY-P140YHMB | R410A | 8.5
PACKAGED AIR CONDITIONING UNIT | AEO36153 | AQUA | PO36AHR9AD | NA | 0
UNDER CEILING SPLIT SYSTEM | 432211275 | PARKER | CS-A43BPT | NA | 0
UNDER CEILING SPLIT SYSTEM | 432211276 | PARKER | CS-A43BPT | NA | 0
WALL MOUNTED SPLIT SYSTEM | 387609031 | PARKER | CS-W24DKR | NA | 0
CASSETTE SPLIT SYSTEM | 13444637 | PARKER | CS-A3BB4P | NA | 0
WALL MOUNTED SPLIT SYSTEM | 2SB64411-15 | DAKO | FTKS25GVMA | NA | 0
DUCTED SPLIT SYSTEM | NA | DAKO | FDY160KFV1 | NA | 0
WALL MOUNTED SPLIT SYSTEM | 11C3994960 | HONEYWELL | RAS-80YHA3 | NA | 0
WALL MOUNTED SPLIT SYSTEM | 11C3994961 | HONEYWELL | RAS-BOYHA3 | NA | 0
WALL MOUNTED SPLIT SYSTEM | 11C3994962 | HONEYWELL | RAS-BOYHA3 | NA | 0
DUCTED SPLIT SYSTEM | 288221 | TECO RAC | SO141NH7AL | NA | 0
DUCTED SPLIT SYSTEM | 191200 | TECO RAC | SO14IHR7AL | NA | 0
DUCTED SPLIT SYSTEM | E203070055 | PARKER | S-71PE1RS | NA | 0
DUCTED SPLIT SYSTEM | E233060160 | PARKER | S1-4OPE1RS | NA | 0
DUCTED SPLIT SYSTEM | 288683 | TECO RAC | SOO91HR7AL | NA | 0
DUCTED SPLIT SYSTEM | 6510200347 | PARKER | U-71PE1R5 | NA | 0
WALL MOUNTED SPLIT SYSTEM | 2444891 | HONEYWELL | RAC-80YHA3 | NA | 0
AIR FAN - EXHAUST |  | NULL | NA | NA | 0
WALL MOUNTED SPLIT SYSTEM | 5001344 | MODULEX | MSC-AO7YV | NA | 0
WALL MOUNTED SPLIT SYSTEM | E004206 | DAKO | FTYN35GV1A | NA | 0
DUCTED SPLIT SYSTEM | 702207 | TECO RAC | SO15IHR7AN | NA | 0
CASSETTE SPLIT SYSTEM | 57A00130 | MODULEX | PLH-2.5KKC | NA | 0
DUCTED SPLIT SYSTEM | 288473 | TECO RAC | SO18IHR7AL | NA | 0
WALL MOUNTED SPLIT SYSTEM | E001102 | DAKO | FT25CV1AB | NA | 0
CASSETTE SPLIT SYSTEM | 341702909 | PARKER | CS-A43BB4P | NA | 0
CASSETTE SPLIT SYSTEM | 4900569 | DAKO | FHYC100KVE9 | NA | 0
UNDER CEILING SPLIT SYSTEM | 738508144 | PARKER | CU-A43BBP8 | NA | 0
UNDER CEILING SPLIT SYSTEM | 738508145 | PARKER | CU-A43BBP8 | NA | 0
PACKAGED AIR CONDITIONING UNIT | 409906 | AIRHANDLER | PCG400L-0100 | NA | 0
PACKAGED AIR CONDITIONING UNIT | AEO42132 | AQUA | PO42AH9AD | NA | 0
WALL MOUNTED SPLIT SYSTEM | 2SB64411-14 | DAKO | FTKS25GVMA | NA | 0
CASSETTE SPLIT SYSTEM | 739205819 | PARKER | CU-A34BBP5 | NA | 0
PACKAGED AIR CONDITIONING UNIT | 285342 | AQUA | P023AHR9AA | NA | 0
AIR FAN - EXHAUST | 37987 | NULL | CVB-300-4E | NA | 0
AIR FAN - EXHAUST | 37987 | NULL | CVB-300-4E | NA | 0
AIR FAN - EXHAUST | NA | NULL | NA | NA | 0
AIR FAN - EXHAUST | 37987 | NULL | CVB-300-4E | NA | 0
AIR FAN - EXHAUST | 37987 | NULL | CVB-300-4E | NA | 0
WALL MOUNTED SPLIT SYSTEM | 778709089 | PARKER | CU-W24DKR | NA | 0
DUCTED SPLIT SYSTEM | E006608 | DAKO | RY160LUY1 | NA | 0
PACKAGED AIR CONDITIONING UNIT | 286415 | AQUA | PO30AHR9AA | NA | 0
PACKAGED AIR CONDITIONING UNIT | 265344 | AQUA | P032AHR9AA | NA | 0
DUCTED SPLIT SYSTEM | 348400 | TECO RAC | SO140HR9A1 | NA | 0
DUCTED SPLIT SYSTEM | 346402 | TECO RAC | SO140HR9A1 | NA | 0
AIR FAN - EXHAUST | 37926 | DUNN AIR | R0-1 | NA | 0
AIR FAN - EXHAUST | 37926 | DUNN AIR | R0-1 | NA | 0
DUCTED SPLIT SYSTEM | 6509203308 | PARKER | U-140PE1R5 | NA | 0
WALL MOUNTED SPLIT SYSTEM | 1009210 | HONEYWELL | 80YHA3 | NA | 0
WALL MOUNTED SPLIT SYSTEM | 2444636 | HONEYWELL | RAC-80YHA3 | NA | 0
PACKAGED AIR CONDITIONING UNIT |  | AQUA |  | NA | 0
PACKAGED AIR CONDITIONING UNIT | 30062003 | AQUA | PO3OAHR9AA | NA | 0
DUCTED SPLIT SYSTEM | 285771 | TECO RAC | SOO9OH9AL, SOO9IHR7AL | NA | 0
AIR FAN - EXHAUST |  | NULL | NA | NA | 0
AIR FAN - EXHAUST |  | NULL | NA | NA | 0
AIR FAN - EXHAUST |  | NULL | NA | NA | 0
WALL MOUNTED SPLIT SYSTEM | E001253 | DAKO | R25CV1A | NA | 0
DUCTED SPLIT SYSTEM | NA | TECO RAC | SO18OHR9AL | NA | 0
PACKAGED AIR CONDITIONING UNIT |  | AQUA | PO32AHR9AA | NA | 0
WALL MOUNTED SPLIT SYSTEM | E0054??? | DAKO | NAME PLATE PERISHED | NA | 0
PACKAGED AIR CONDITIONING UNIT | 285692 | AQUA | P030AHR9AA | NA | 0
DUCTED SPLIT SYSTEM | 283991 | TECO RAC | SO15OHR9AN | NA | 0
WALL MOUNTED SPLIT SYSTEM | 4000434 | MODULEX | MU-A07YV | NA | 0
CASSETTE SPLIT SYSTEM | 8G79L878H05 | MODULEX | PUH-2.5AKA | NA | 0
0 - NOT SET | 285695 | AQUA | P030AHR9AA | NA | 0
CASSETTE SPLIT SYSTEM | 738508002 | PARKER | CU-A43BBP8 | NA | 0
CASSETTE SPLIT SYSTEM | 4901542 | DAKO | RY100LUY1 | NA | 0
AIR FAN - EXHAUST | NA | NULL | NA | NA | 0
AIR FAN - EXHAUST | 38018 | NULL | CVB300-4E | NA | 0
AIR FAN - EXHAUST | 38018 | NULL | CVB300-4E | NA | 0
AIR FAN - EXHAUST | 38018 | NULL | CVB300-4E | NA | 0
AIR FAN - EXHAUST | 38018 | NULL | CVB300-4E | NA | 0
AIR FAN - EXHAUST | 38018 | NULL | CVB300-4E | NA | 0
AIR HANDLING UNIT |  | MULLER |  | NA | 0
AIR HANDLING UNIT |  | MULLER |  | NA | 0
KITCHEN EXHAUST FAN | 600-OP | BUFFALO | A4008T8 | NA | 0
CHILLER - AIR COOLED | LNCM 11421 | YORK | YCAJ99XU7 | NA | 0
AIR HANDLING UNIT |  | MULLER |  | NA | 0
CHILLER - AIR COOLED | 11196 | YORK | YCWA 516 HL | R22 | 0
FAN COIL UNIT - DUCTED |  | MULLER |  | NA | 0
AIR HANDLING UNIT |  | MULLER |  | NA | 0
SWITCHBOARD MECHANICAL |  | NULL |  | NA | 0
FAN COIL UNIT - DUCTED |  | MULLER |  | NA | 0
FAN COIL UNIT - DUCTED |  | MULLER |  | NA | 0
FAN COIL UNIT - DUCTED |  | MULLER |  | NA | 0
FAN COIL UNIT - DUCTED |  | MULLER |  | NA | 0
FAN COIL UNIT - DUCTED |  | NULL |  | NA | 0
AIR HANDLING UNIT |  | NULL |  | NA | 0
SWITCHBOARD MECHANICAL |  | NULL |  | NA | 0
SWITCHBOARD MECHANICAL |  | NULL |  | NA | 0
REFRIGERATION COMPRESSORS | 41401 | KIRBY | 15TH355D | R22 | 4
WALL MOUNTED SPLIT SYSTEM | AS PICTURE | DAKO | AS PICTURE | NA | 0
WALL MOUNTED SPLIT SYSTEM | AS PICTURE | DAKO | AS PICTURE | NA | 0
WALL MOUNTED SPLIT SYSTEM | AS PICTURE | DAKO | AS PICTURE | NA | 0
WALL MOUNTED SPLIT SYSTEM | AS PICTURE | DAKO | AS PICTURE | NA | 0
WALL MOUNTED SPLIT SYSTEM | AS PICTURE | DAKO | AS PICTURE | NA | 0
WALL MOUNTED SPLIT SYSTEM | AS PICTURE | DAKO | AS PICTURE | NA | 0
WALL MOUNTED SPLIT SYSTEM | AS PICTURE | DAKO | AS PICTURE | NA | 0
WALL MOUNTED SPLIT SYSTEM | AS PICTURE | DAKO | AS PICTURE | NA | 0
CASSETTE SPLIT SYSTEM | AS PICTURE | DAKO | AS PICTURE | NA | 0
DUCTED SPLIT SYSTEM | AS PICTURE | DAKO | AS PICTURE | NA | 0
DUCTED SPLIT SYSTEM | AS PICTURE | DAKO | AS PICTURE | NA | 0
WALL MOUNTED SPLIT SYSTEM | AS PICTURE | DAKO | AS PICTURE | NA | 0
DUCTED SPLIT SYSTEM | AS PICTURE | DAKO | AS PICTURE | NA | 0
COOL ROOM | AS PICTURE | CAMEO | AS PICTURE | NA | 0
FRIDGE | AS PICTURE | NULL | AS PICTURE | NA | 0
FRIDGE | AS PICTURE | NULL | AS PICTURE | NA | 0
FRIDGE | AS PICTURE | NULL | AS PICTURE | NA | 0
DUCTED SPLIT SYSTEM | AS PICTURE | DAKO | AS PICTURE | NA | 0
DUCTED SPLIT SYSTEM | AS PICTURE | DAKO | AS PICTURE | NA | 0
AIR FAN - SUPPLY | AS PICTURE | NULL | AS PICTURE | NA | 0
FRIDGE | AS PICTURE | NULL | AS PICTURE | NA | 0
AIR FAN - EXHAUST |  | NULL |  | NA | 0
AIR FAN - EXHAUST |  | NULL |  | NA | 0
WALL MOUNTED SPLIT SYSTEM | AS PICTURE | DAKO | AS PICTURE | NA | 0
AIR FAN - EXHAUST | NA | NULL | NA | NA | 0
WALL MOUNTED SPLIT SYSTEM | AS PICTURE | DAKO | AS PICTURE | NA | 0
WALL MOUNTED SPLIT SYSTEM | AS PICTURE | DAKO | AS PICTURE | NA | 0
WALL MOUNTED SPLIT SYSTEM | AS PICTURE | DAKO | AS PICTURE | NA | 0
WALL MOUNTED SPLIT SYSTEM | AS PICTURE | DAKO | AS PICTURE | NA | 0
WALL MOUNTED SPLIT SYSTEM | AS PICTURE | DAKO | AS PICTURE | NA | 0
DUCTED SPLIT SYSTEM | AS PICTURE | DAKO | AS PICTURE | NA | 0
WALL MOUNTED SPLIT SYSTEM | AS PICTURE | DAKO | AS PICTURE | NA | 0
DUCTED SPLIT SYSTEM | AS PICTURE | DAKO | AS PICTURE | NA | 0
WALL MOUNTED SPLIT SYSTEM | AS PICTURE | DAKO | AS PICTURE | NA | 0
DUCTED SPLIT SYSTEM | AS PICTURE | DAKO | AS PICTURE | NA | 0
DUCTED SPLIT SYSTEM | AS PICTURE | DAKO | AS PICTURE | NA | 0
WALL MOUNTED SPLIT SYSTEM | AS PICTURE | DAKO | AS PICTURE | NA | 0
WALL MOUNTED SPLIT SYSTEM | AS PICTURE | DAKO | AS PICTURE | NA | 0
CASSETTE SPLIT SYSTEM | AS PICTURE | DAKO | AS PICTURE | NA | 0
WALL MOUNTED SPLIT SYSTEM | AS PICTURE | DAKO | AS PICTURE | NA | 0
WALL MOUNTED SPLIT SYSTEM | AS PICTURE | DAKO | AS PICTURE | NA | 0
WALL MOUNTED SPLIT SYSTEM | AS PICTURE | DAKO | AS PICTURE | NA | 0
WALL MOUNTED SPLIT SYSTEM | AS PICTURE | DAKO | AS PICTURE | NA | 0
KITCHEN EXHAUST FAN |  | NULL |  | NA | 0
KITCHEN EXHAUST FAN |  | NULL |  | NA | 0
AIR FAN - EXHAUST |  | NULL |  | NA | 0
AIR FAN - EXHAUST | AS PICTURE | NULL | AS PICTURE | NA | 0
AIR FAN - SUPPLY | NA | NULL | NA | NA | 0
AIR FAN - EXHAUST | NA | NULL | NA | NA | 0
WALL MOUNTED SPLIT SYSTEM | AS PICTURE | DAKO | AS PICTURE | NA | 0
AIR FAN - EXHAUST |  | NULL |  | NA | 0
UNDER CEILING SPLIT SYSTEM | T000318 | GREGORY | ABTA45LAT | NA | 0
HEATING WATER STORAGE VESSEL | SUZ046538 | HURLCON | 340-17ACW-134 | NA | 0
HEATING WATER STORAGE VESSEL | SUZ046519 | NULL | 340-17ACW-134 | NA | 0
AIR FAN - EXHAUST |  | NULL |  | NA | 0
AIR FAN - EXHAUST | 14986??? | FIASCO MOTOR | VDC 280-4E | NA | 0
AIR FAN - EXHAUST | NO INFORMATION | HURLCON | NO INFORMATION | NA | 0
AIR FAN - EXHAUST | NO INFORMATION | HURLCON | NO INFORMATION | NA | 0
AIR FAN - EXHAUST | NO INFORMATION | HURLCON | NO INFORMATION | NA | 0
AIR FAN - EXHAUST | NO INFORMATION | HURLCON | NO INFORMATION | NA | 0
AIR FAN - EXHAUST | NO INFORMATION | HURLCON | NO INFORMATION | NA | 0
AIR FAN - EXHAUST | NO INFORMATION | HURLCON | NO INFORMATION | NA | 0
AIR FAN - EXHAUST | NO INFORMATION | HURLCON | NO INFORMATION | NA | 0
AIR FAN - EXHAUST | 7612 | SOUTHERN CROSS | DASR 3504 | NA | 0
WALL MOUNTED SPLIT SYSTEM | E080183 | GREGORY | ASTA12LCC | NA | 0
WALL MOUNTED SPLIT SYSTEM |  | GREGORY | ASTA09LCC | NA | 0
WALL MOUNTED SPLIT SYSTEM | E090925 | GREGORY | ASTA09LCC | NA | 0
WALL MOUNTED SPLIT SYSTEM | E083013 | GREGORY | ASTA09LCC | NA | 0
WALL MOUNTED SPLIT SYSTEM |  | GREGORY | AOTR09LOCC | NA | 0
WALL MOUNTED SPLIT SYSTEM | E084420 | GREGORY | ASTA09LCC | NA | 0
WALL MOUNTED SPLIT SYSTEM |  | DAKO | FTXS20GVMA | NA | 0
WALL MOUNTED SPLIT SYSTEM |  | GREGORY |  | NA | 0
WALL MOUNTED SPLIT SYSTEM |  | GREGORY |  | NA | 0
WALL MOUNTED SPLIT SYSTEM |  | GREGORY |  | NA | 0
WALL MOUNTED SPLIT SYSTEM | E094095 | GREGORY | ASTA09LCC | NA | 0
WALL MOUNTED SPLIT SYSTEM |  | GREGORY |  | NA | 0
WALL MOUNTED SPLIT SYSTEM | E084891 | GREGORY | ASTA09LCC | NA | 0
WALL MOUNTED SPLIT SYSTEM | E083914 | GREGORY | ASTA09LCC | NA | 0
WALL MOUNTED SPLIT SYSTEM |  | GREGORY | ASTA09LCC | NA | 0
WALL MOUNTED SPLIT SYSTEM | E084919 | GREGORY | ASTA09LCC | NA | 0
WALL MOUNTED SPLIT SYSTEM | E | GREGORY | ASTA09LOCC | NA | 0
AIR FAN - EXHAUST |  | DAIKIN |  | NA | 0
WALL MOUNTED SPLIT SYSTEM |  | GREGORY |  | NA | 0
WALL MOUNTED SPLIT SYSTEM |  | GREGORY |  | NA | 0
WALL MOUNTED SPLIT SYSTEM | E089864 | GREGORY | ASTA09LCC | NA | 0
WALL MOUNTED SPLIT SYSTEM |  | GREGORY | AOTR09LCC | NA | 0
WALL MOUNTED SPLIT SYSTEM |  | GREGORY | ASTA09LCC | NA | 0
WALL MOUNTED SPLIT SYSTEM |  | GREGORY | ASTA09LCC | NA | 0
WALL MOUNTED SPLIT SYSTEM |  | PARKER |  | NA | 0
WALL MOUNTED SPLIT SYSTEM |  | GREGORY | AOTR09LCC | NA | 0
WALL MOUNTED SPLIT SYSTEM |  | GREGORY | AOTR12LCC | NA | 0
WALL MOUNTED SPLIT SYSTEM |  | GREGORY |  | NA | 0
WALL MOUNTED SPLIT SYSTEM |  | GREGORY |  | NA | 0
WALL MOUNTED SPLIT SYSTEM |  | GREGORY |  | NA | 0
WALL MOUNTED SPLIT SYSTEM |  | GREGORY |  | NA | 0
WALL MOUNTED SPLIT SYSTEM |  | GREGORY |  | NA | 0
WALL MOUNTED SPLIT SYSTEM | E084511 | GREGORY | ASTA09LOCC | NA | 0
WALL MOUNTED SPLIT SYSTEM |  | GREGORY |  | NA | 0
WALL MOUNTED SPLIT SYSTEM |  | GREGORY |  | NA | 0
WALL MOUNTED SPLIT SYSTEM |  | GREGORY | ASTA09LCC | NA | 0
WALL MOUNTED SPLIT SYSTEM |  | GREGORY | ASTA09LCC | NA | 0
WALL MOUNTED SPLIT SYSTEM |  | GREGORY |  | NA | 0
WALL MOUNTED SPLIT SYSTEM |  | PARKER |  | NA | 0
WALL MOUNTED SPLIT SYSTEM |  | PARKER |  | NA | 0
WALL MOUNTED SPLIT SYSTEM |  | PARKER |  | NA | 0
WALL MOUNTED SPLIT SYSTEM |  | PARKER |  | NA | 0
WALL MOUNTED SPLIT SYSTEM |  | PARKER |  | NA | 0
WALL MOUNTED SPLIT SYSTEM |  | PARKER |  | NA | 0
WALL MOUNTED SPLIT SYSTEM |  | PARKER |  | NA | 0
0 - NOT SET |  | PARKER |  | NA | 0
WALL MOUNTED SPLIT SYSTEM |  | GREGORY |  | NA | 0
UNDER CEILING SPLIT SYSTEM | T000229 | GREGORY | ABTA36LAT | NA | 0
WALL MOUNTED SPLIT SYSTEM | E085290 | GREGORY | ASTA09LCC | NA | 0
WALL MOUNTED SPLIT SYSTEM |  | GREGORY |  | NA | 0
WALL MOUNTED SPLIT SYSTEM |  | GREGORY |  | NA | 0
WALL MOUNTED SPLIT SYSTEM |  | GREGORY |  | NA | 0
WALL MOUNTED SPLIT SYSTEM |  | PARKER |  | NA | 0
WALL MOUNTED SPLIT SYSTEM | 0 | GREGORY | ASTA12LCC | NA | 0
WALL MOUNTED SPLIT SYSTEM |  | GREGORY |  | NA | 0
WALL MOUNTED SPLIT SYSTEM | E083487 | GREGORY | ASTA09LCC | NA | 0
WALL MOUNTED SPLIT SYSTEM |  | GREGORY | ASTA09LCC | NA | 0
WALL MOUNTED SPLIT SYSTEM |  | GREGORY | ASTA09LCC | NA | 0
WALL MOUNTED SPLIT SYSTEM |  | GREGORY | ASTA09LCC | NA | 0
WALL MOUNTED SPLIT SYSTEM |  | GREGORY | ASTA09LCC | NA | 0
WALL MOUNTED SPLIT SYSTEM |  | GREGORY | ASTA09LCC | NA | 0
WALL MOUNTED SPLIT SYSTEM |  | DAKO | FTXS20GVMA | NA | 0
UNDER CEILING SPLIT SYSTEM |  | GREGORY | ABTA09LAT | NA | 0
WALL MOUNTED SPLIT SYSTEM |  | GREGORY |  | NA | 0
WALL MOUNTED SPLIT SYSTEM |  | GREGORY | ASTA09LCC | NA | 0
HEATING WATER STORAGE VESSEL | SUZ046458 | NULL | 340-17ACW-134 | NA | 0
HEATING WATER STORAGE VESSEL | SUZ046447 | NULL | 340-17ACW-134 | NA | 0
AIR FAN - EXHAUST |  | NULL |  | NA | 0
HEATING WATER STORAGE VESSEL |  | NULL |  | NA | 0
HEATING WATER STORAGE VESSEL |  | NULL |  | NA | 0
HEATING WATER STORAGE VESSEL |  | NULL |  | NA | 0
HEATING WATER STORAGE VESSEL |  | NULL |  | NA | 0
HEATING WATER STORAGE VESSEL |  | NULL |  | NA | 0
HEATING WATER STORAGE VESSEL |  | NULL |  | NA | 0
HEATING WATER STORAGE VESSEL |  | NULL |  | NA | 0
AIR FAN - EXHAUST |  | NULL |  | NA | 0
WALL MOUNTED SPLIT SYSTEM | E071387 | GREGORY | AOTR12LCC | NA | 0
WALL MOUNTED SPLIT SYSTEM | E090913 | GREGORY | AOTR09LCC | NA | 0
WALL MOUNTED SPLIT SYSTEM |  | GREGORY | AOTR12LCC | NA | 0
WALL MOUNTED SPLIT SYSTEM |  | GREGORY |  | NA | 0
WALL MOUNTED SPLIT SYSTEM |  | GREGORY |  | NA | 0
WALL MOUNTED SPLIT SYSTEM |  | GREGORY |  | NA | 0
0 - NOT SET |  | GREGORY |  | NA | 0
0 - NOT SET |  | GREGORY |  | NA | 0
0 - NOT SET |  | GREGORY |  | NA | 0
WALL MOUNTED SPLIT SYSTEM |  | PARKER | CU-E15HKR | NA | 0
WALL MOUNTED SPLIT SYSTEM | E090355 | GREGORY | AOTR09LCC | NA | 0
WALL MOUNTED SPLIT SYSTEM | E090391 | GREGORY | AOTR09LCC | NA | 0
WALL MOUNTED SPLIT SYSTEM | E089394 | GREGORY | ASTA09LCC | NA | 0
WALL MOUNTED SPLIT SYSTEM | E090337 | GREGORY | ASTA09LCC | NA | 0
WALL MOUNTED SPLIT SYSTEM | E090334 | GREGORY | AOTR09LCC | NA | 0
WALL MOUNTED SPLIT SYSTEM | E090108 | GREGORY | AOTR09LCC | NA | 0
WALL MOUNTED SPLIT SYSTEM |  | GREGORY |  | NA | 0
WALL MOUNTED SPLIT SYSTEM |  | GREGORY |  | NA | 0
WALL MOUNTED SPLIT SYSTEM |  | GREGORY |  | NA | 0
WALL MOUNTED SPLIT SYSTEM | E090104 | GREGORY | AOTR09LCC | NA | 0
WALL MOUNTED SPLIT SYSTEM | E089243 | GREGORY | AOTR09LCC | NA | 0
WALL MOUNTED SPLIT SYSTEM |  | GREGORY | AOTR09LCC | NA | 0
WALL MOUNTED SPLIT SYSTEM |  | GREGORY | AOTR09LCC | NA | 0
WALL MOUNTED SPLIT SYSTEM |  | PARKER |  | NA | 0
WALL MOUNTED SPLIT SYSTEM |  | GREGORY | AOTR09LCC | NA | 0
WALL MOUNTED SPLIT SYSTEM |  | GREGORY | AOTR09LCC | NA | 0
WALL MOUNTED SPLIT SYSTEM | E080393 | GREGORY | ASTA09LOC | NA | 0
WALL MOUNTED SPLIT SYSTEM |  | GREGORY | AOTR09LCC | NA | 0
WALL MOUNTED SPLIT SYSTEM | E089222 | GREGORY | AOTR09LCC | NA | 0
WALL MOUNTED SPLIT SYSTEM |  | GREGORY | AOTR09LCC | NA | 0
WALL MOUNTED SPLIT SYSTEM |  | GREGORY |  | NA | 0
WALL MOUNTED SPLIT SYSTEM |  | GREGORY |  | NA | 0
WALL MOUNTED SPLIT SYSTEM |  | GREGORY |  | NA | 0
WALL MOUNTED SPLIT SYSTEM |  | GREGORY |  | NA | 0
WALL MOUNTED SPLIT SYSTEM | E004519 | DAKO | RXS20LVMA | NA | 0
WALL MOUNTED SPLIT SYSTEM |  | GREGORY |  | NA | 0
WALL MOUNTED SPLIT SYSTEM | E090106 | GREGORY | AOTR09LCC | NA | 0
WALL MOUNTED SPLIT SYSTEM | E061607 | GREGORY | AOTR12LCC | NA | 0
WALL MOUNTED SPLIT SYSTEM | 7553103540 | PARKER | CU-E15HKR | NA | 0
WALL MOUNTED SPLIT SYSTEM | 7553103307 | PARKER | CU-E15HKR | NA | 0
WALL MOUNTED SPLIT SYSTEM | 7553103552 | PARKER | CU-E15HKR | NA | 0
WALL MOUNTED SPLIT SYSTEM |  | PARKER | CU-E15HKR | NA | 0
WALL MOUNTED SPLIT SYSTEM |  | PARKER | CU-E15HKR | NA | 0
WALL MOUNTED SPLIT SYSTEM |  | PARKER | CU-E15HKR | NA | 0
WALL MOUNTED SPLIT SYSTEM |  | PARKER | CU-E15HKR | NA | 0
WALL MOUNTED SPLIT SYSTEM |  | GREGORY |  | NA | 0
UNDER CEILING SPLIT SYSTEM | T001916 | GREGORY | AOTA36LATL | NA | 0
WALL MOUNTED SPLIT SYSTEM |  | GREGORY | AOTR09LCC | NA | 0
WALL MOUNTED SPLIT SYSTEM |  | GREGORY |  | NA | 0
WALL MOUNTED SPLIT SYSTEM | E090387 | GREGORY | AOTR09LCC | NA | 0
WALL MOUNTED SPLIT SYSTEM | E090387 | GREGORY | AOTR09LCC | NA | 0
WALL MOUNTED SPLIT SYSTEM |  | PARKER |  | NA | 0
UNDER CEILING SPLIT SYSTEM |  | GREGORY | ABTA09LATL | NA | 0
WALL MOUNTED SPLIT SYSTEM | E002515 | GREGORY | AOT12USAC | NA | 0
WALL MOUNTED SPLIT SYSTEM | E061599 | GREGORY | AOTR12LCC | NA | 0
WALL MOUNTED SPLIT SYSTEM | E018824 | DAKO | RXS25EBVMA | NA | 0
WALL MOUNTED SPLIT SYSTEM | E061603 | GREGORY | AOTR12LCC | NA | 0
WALL MOUNTED SPLIT SYSTEM | E090389 | GREGORY | AOTR09LCC | NA | 0
WALL MOUNTED SPLIT SYSTEM |  | GREGORY |  | NA | 0
WALL MOUNTED SPLIT SYSTEM |  | GREGORY |  | NA | 0
WALL MOUNTED SPLIT SYSTEM |  | GREGORY |  | NA | 0
WALL MOUNTED SPLIT SYSTEM |  | GREGORY |  | NA | 0
WALL MOUNTED SPLIT SYSTEM |  | GREGORY |  | NA | 0
WALL MOUNTED SPLIT SYSTEM |  | GREGORY |  | NA | 0
WALL MOUNTED SPLIT SYSTEM | E1104549 | DAKO | FTXS55GJVMA | R410A | 1
WALL MOUNTED SPLIT SYSTEM | E084308 | GREGORY | ASTA09LCC | R410A | 1
WALL MOUNTED SPLIT SYSTEM | E107139 | GREGORY | AOTR09LCC | R410A | 1
WALL MOUNTED SPLIT SYSTEM | E089245 | GREGORY | AOTR09LOCC | R410A | 1
WALL MOUNTED SPLIT SYSTEM | 7553104903 | PARKER | CU E15HKR | R410A | 1
WALL MOUNTED SPLIT SYSTEM | E000149 | DAKO | FTXS20KVMA | R410A | 2
WALL MOUNTED SPLIT SYSTEM | NO INFORMATION | FUJITSU | NO INFORMATION | R22 | 2
WALL MOUNTED SPLIT SYSTEM | E083331 | GREGORY | ASTA09LOCC | R410A | 2
WALL MOUNTED SPLIT SYSTEM | E079073 | GREGORY | ASTA12LCC | R410A | 2
WALL MOUNTED SPLIT SYSTEM | 7475901893 | PARKER | CS E15HKR | R410A | 2
WALL MOUNTED SPLIT SYSTEM | E018440 | DAKO | RXS55OJVMA | R410A | 2
PACKAGED AIR CONDITIONING UNIT | A6LO6J3797 | TRANE | 2E5K61N | R22 | 120
PACKAGED AIR CONDITIONING UNIT | A6K06J4199 | TRANE | 2E5K61N | R22 | 120
PACKAGED AIR CONDITIONING UNIT | J5J06D3388 | TRANE | 3E5K60WN | R22 | 120
PACKAGED AIR CONDITIONING UNIT | J5J06D002 | TRANE | 3E5K60WN | R22 | 120
PACKAGED AIR CONDITIONING UNIT | J5L06E2035 | TRANE | 3E5K60WN | R22 | 120
CHILLER - AIR COOLED | 3398F63473 | CARRIER | 30GX-106-Y-920-- | R134A | 121
CHILLER - AIR COOLED | 3498WO9536 | CARRIER | 30GN-390B--911---03 | R407C | 160
CHILLER - AIR COOLED | 3498WO9535 | CARRIER | 30GN-390A--911---03 | R407C | 171
AIR FAN - OUTSIDE |  | ABB |  | NA | 0
UNDER CEILING SPLIT SYSTEM | 806438 | TEMPERZONE | ISU159KY-D | NA | 0
CASSETTE SPLIT SYSTEM | T001261 | FUJITSU | AUT25UUAR | NA | 0
KITCHEN EXHAUST FAN | 1035061 | FANTECH | RVE1256A18B05515 | NA | 0
KITCHEN EXHAUST FAN | 1035062 | FANTECH | RVE1256A18B05515 | NA | 0
AIR FAN - EXHAUST | 082006-147264 | FANS DIRECT | VDC 190-2E | NA | 0
AIR FAN - SUPPLY | 082006-147289 | FANS DIRECT | CS 190-2E-3 | NA | 0
VARIABLE SPEED DRIVE | 3131504206 | ABB | ACH550-01-072A-4+B055 | NULL | NULL
CAR PARK EXHAUST FAN | 1043922 | FANTECH | AP1536S11B370-290 | NA | 0
VARIABLE SPEED DRIVE | 3131504220 | ABB | ACH550-01-072A-4+B055 | NULL | NULL
CAR PARK EXHAUST FAN | 1043921 | FANTECH | AP1536S11B370-290 | NA | 0
DUCTED SPLIT SYSTEM | E-3871 | YORK | YAH141CDB-Z | NA | 0
DUCTED SPLIT SYSTEM | E-3867 | YORK | YAH126C4DB-Z | NA | 0
DUCTED SPLIT SYSTEM | E-3869 | YORK | YAH126CDB-Z | NA | 0
BOILER - GAS ATMOSPHERIC | AN97040716 | RAYPAK | 4224BEM | NULL | NULL
BOILER - GAS ATMOSPHERIC | AN97040715 | RAYPAK | 3694BEM | NULL | NULL
HEATING HOT WATER PUMP | 9700722 | AJAX | 210416 | NA | 0
HEATING HOT WATER PUMP | 9700721 | AJAX | 210416 | NA | 0
HEATING HOT WATER PUMP | 9700723 | AJAX | 210416 | NA | 0
EXPANSION TANK (CLOSED LOOPS) |  | AUTOHEAT |  | NA | 0
SWITCHBOARD MECHANICAL |  | NULL |  | NA | 0
CASSETTE SPLIT SYSTEM | AO5401032LK | MITSUBISHI | FDT60VF | R410A | 0
SWITCHBOARD MECHANICAL |  | NULL |  | NA | 0
SWITCHBOARD MECHANICAL |  | NULL |  | NA | 0
SWITCHBOARD MECHANICAL |  | NULL |  | NA | 0
SWITCHBOARD MECHANICAL |  | NULL |  | NA | 0
SWITCHBOARD MECHANICAL |  | NULL |  | NA | 0
SWITCHBOARD MECHANICAL |  | NULL |  | NA | 0
CASSETTE SPLIT SYSTEM | E031857 | FUJITSU | ASTG12KMCA | OTHER | 0
AIR FAN - EXHAUST | 1043951 | FANTECH | WCD314E | NA | 0
AIR FAN - EXHAUST | 370640 | FANTECH | CPE0504F | NA | 0
AIR FAN - EXHAUST | 370640 | FANTECH | CPE0504F | NA | 0
UNDER CEILING SPLIT SYSTEM | 8XAO1281 | MITSUBISHI | PCA-RP140GA | R410A | 0
TOILET EXHAUST FAN | 092006-148042 | FANS DIRECT | DFC 560-6D | NA | 0
SMOKE SPILL FAN | 102029 | FANTECH | SS1256T8F18532O | NA | 0
SMOKE SPILL FAN | 1020294 | FANTECH | SS1256T8F18532O | NA | 0
SMOKE SPILL FAN | 1020295 | FANTECH | SS1256T8F18532O | NA | 0
SMOKE SPILL FAN | 1015442 | FANTECH | SS1256T8F18532O | NA | 0
SMOKE SPILL FAN | 1015441 | FANTECH | SS1256T8F18532O | NA | 0
SMOKE SPILL FAN | 1020292 | FANTECH | SS1256T8F18532O | NA | 0
SMOKE SPILL FAN | 1020291 | FANTECH | SS1256T8F18532O | NA | 0
SMOKE SPILL FAN | 1017861 | FANTECH | SS1256T8F18532O | NA | 0
SWITCHBOARD MECHANICAL |  | R.G.LADD |  | NULL | NULL
TOILET EXHAUST FAN | FADED | NULL | FADED | NA | 0
TOILET EXHAUST FAN | 825400:2 | FANTECH | CE192D | NA | 0
KITCHEN EXHAUST FAN | 292706 3 | FANTECH | CE192D | NA | 0
KITCHEN EXHAUST FAN | ? | NULL | 8534NTH-A12 | NA | 0
AIR FAN - EXHAUST | 1002-115011 | FANS DIRECT | RC-1 | NA | 0
AIR FAN - EXHAUST | 42039 | FANS DIRECT | AB 3504E | NA | 0
CASSETTE SPLIT SYSTEM | E034182 | FUJITSU | AOTG12KMCA | OTHER | 1
CASSETTE SPLIT SYSTEM | T002334 | FUJITSU | AOT25UNAKL | R410A | 2
CASSETTE SPLIT SYSTEM | 154200878RE | MITSUBISHI | SCR6OZJX-S | R410A | 2
UNDER CEILING SPLIT SYSTEM | 806943 | TEMPERZONE | OSA159RKTH | R410A | 4
PACKAGED AIR CONDITIONING UNIT | FADED | EMAIL | FADED | NULL | NULL
UNDER CEILING SPLIT SYSTEM | 8XU00087 | MITSUBISHI | PUHZ-RP140YHA2 | R410A | 6
PACKAGED AIR CONDITIONING UNIT | FADED | AIRWELL | FADED | R22 | 6
PACKAGED AIR CONDITIONING UNIT | FADED | AIRWELL | FADED | R22 | 6
PACKAGED AIR CONDITIONING UNIT | R0207041 | YORK | YRM036S | R22 | 8
PACKAGED AIR CONDITIONING UNIT | E-3873 | YORK | YRM021C4DB-Z | R22 | 8
PACKAGED AIR CONDITIONING UNIT | R0510013 | YORK | YRM044R4DBCCX | R22 | 10
PACKAGED AIR CONDITIONING UNIT | E-3865 | YORK | YRM063C4DB-Z | R22 | 10
PACKAGED AIR CONDITIONING UNIT | E-3862 | YORK | YRM063C4DB-Z | R22 | 10
PACKAGED AIR CONDITIONING UNIT | E-3889 | YORK | YRM063C4DB-Z | R22 | 10
PACKAGED AIR CONDITIONING UNIT | E-3812 | YORK | YRM063C4DB-Z | R22 | 10
PACKAGED AIR CONDITIONING UNIT | E-3813 | YORK | YRM063C4DB-Z | R22 | 10
PACKAGED AIR CONDITIONING UNIT | E-3995 | YORK | YRM063C4DB | R22 | 10
PACKAGED AIR CONDITIONING UNIT | E-3876 | YORK | YRM074C4DB-Z | R22 | 14
PACKAGED AIR CONDITIONING UNIT | E-3861 | YORK | YRM074C4DB-Z | R22 | 14
PACKAGED AIR CONDITIONING UNIT | E-3872 | YORK | YRM074C4DB-Z | R22 | 14
PACKAGED AIR CONDITIONING UNIT | E-3888 | YORK | YRM074C4DB-Z | R22 | 14
PACKAGED AIR CONDITIONING UNIT | E-3811 | YORK | YRM074C4DB | R22 | 14
PACKAGED AIR CONDITIONING UNIT | E-3886 | YORK | YRM092C4DB-Z | R22 | 19
PACKAGED AIR CONDITIONING UNIT | 1 | TEMPERZONE | 1 | R410A | 1
PACKAGED AIR CONDITIONING UNIT | E3816 | YORK | YRM092C4DB-Z | R22 | 19
PACKAGED AIR CONDITIONING UNIT | E-3864 | YORK | YRM104C4DB-Z | R22 | 21
PACKAGED AIR CONDITIONING UNIT | E-3891 | YORK | YRM104C4DB-Z | R22 | 21
PACKAGED AIR CONDITIONING UNIT | E-3890 | YORK | YRM104C4DB-Z | R22 | 21
PACKAGED AIR CONDITIONING UNIT | E3817 | YORK | YRM115C4DB-Z | R22 | 21
PACKAGED AIR CONDITIONING UNIT | E3817 | YORK | YRM115C4DB-Z | R22 | 21
PACKAGED AIR CONDITIONING UNIT | E3818 | YORK | YRM126C4DB-Z | R22 | 21
PACKAGED AIR CONDITIONING UNIT | E3814 | YORK | YRM104C4DB-Z | R22 | 21
PACKAGED AIR CONDITIONING UNIT | E-3887 | YORK | YRM115R4DB-Z | R22 | 22
PACKAGED AIR CONDITIONING UNIT | E-3885 | YORK | YRM115C4DB-Z | R22 | 22
PACKAGED AIR CONDITIONING UNIT | E-3884 | YORK | YRM115C4DB-Z | R22 | 22
PACKAGED AIR CONDITIONING UNIT | E3815 | YORK | YRM115C4DB-Z | R22 | 22
DUCTED SPLIT SYSTEM | E-3868 | YORK | YRM126C4D-Z | R407C | 23
DUCTED SPLIT SYSTEM | E-3866 | YORK | YRM126C4D-Z | R407C | 23
DUCTED SPLIT SYSTEM | E-3870 | YORK | YRM141C4D-Z | R407C | 24
PACKAGED AIR CONDITIONING UNIT | E-3863 | YORK | YRM141C4DB-Z | R22 | 24
AIR FAN - EXHAUST | 380132 | FANTECH | CE354V | NA | 0
AIR FAN - EXHAUST | 356471 | FANTECH | CE284V | NA | 0
AIR HANDLING UNIT | A0607249 | YORK | YDM40X50 | CHILLED & HEATING WATER | 0
AIR HANDLING UNIT | A0607257 | YORK | YDM50X80 | CHILLED & HEATING WATER | 0
AIR HANDLING UNIT | A0607246 | YORK | YDM30X50 | CHILLED & HEATING WATER | 0
AIR HANDLING UNIT | A0607255 | YORK | YSM50X70 | CHILLED & HEATING WATER | 0
AIR HANDLING UNIT | A0607245 | YORK | YDM50X80 | CHILLED & HEATING WATER | 0
AIR HANDLING UNIT | A0607256 | YORK | YSM50X80 | CHILLED & HEATING WATER | 0
AIR HANDLING UNIT | A0607248 | YORK | YSM30X60 | CHILLED & HEATING WATER | 0
AIR HANDLING UNIT | A0607253 | YORK | YSM40X70 | CHILLED & HEATING WATER | 0
AIR HANDLING UNIT | A0607250 | YORK | YSM40X50 | NA | 0
AIR HANDLING UNIT | A0607253 | YORK | YSM40X70 | CHILLED & HEATING WATER | 0
AIR HANDLING UNIT | A0607250 | YORK | YSM40X50 | CHILLED & HEATING WATER | 0
AIR HANDLING UNIT | A0607254 | YORK | YSM40X70 | CHILLED & HEATING WATER | 0
AIR HANDLING UNIT | A0607247 | YORK | YSM30X60 | CHILLED & HEATING WATER | 0
CASSETTE SPLIT SYSTEM | 579091 | TEMPERZONE | GME402 | R22 | 0
CASSETTE SPLIT SYSTEM | 572392 | TEMPERZONE | GME702 | R22 | 0
SWITCHBOARD MECHANICAL |  | UNKNOWN |  | NULL | NULL
SWITCHBOARD MECHANICAL |  | UNKNOWN |  | NULL | NULL
SWITCHBOARD MECHANICAL |  | UNKNOWN |  | NULL | NULL
SWITCHBOARD MECHANICAL |  | UNKNOWN |  | NULL | NULL
AIR HANDLING UNIT | A0607242 | YORK | YDM50X70 | CHILLED & HEATING WATER | 0
AIR HANDLING UNIT | A0607237 | YORK | YDM40X60 | CHILLED & HEATING WATER | 0
AIR HANDLING UNIT | A0607236 | YORK | YDM40X50 | CHILLED & HEATING WATER | 0
AIR HANDLING UNIT | A0607239 | YORK | YDM40X80 | CHILLED & HEATING WATER | 0
AIR HANDLING UNIT | A0607244 | YORK | YDM50X80 | CHILLED & HEATING WATER | 0
AIR HANDLING UNIT | A0607240 | YORK | YDM50X60 | NULL | NULL
AIR HANDLING UNIT | A0607238 | YORK | YDM40X60 | CHILLED & HEATING WATER | 0
AIR HANDLING UNIT | A0607259 | YORK | YDM70X80 | CHILLED & HEATING WATER | 0
AIR HANDLING UNIT | A0607234 | YORK | YDM30X50 | CHILLED & HEATING WATER | 0
AIR HANDLING UNIT | A0607241 | YORK | YDM50X60 | CHILLED & HEATING WATER | 0
AIR HANDLING UNIT | A0607243 | YORK | YDM30X80 | CHILLED & HEATING WATER | 0
AIR HANDLING UNIT | A0607235 | YORK | YDM30X50 | CHILLED & HEATING WATER | 0
AIR HANDLING UNIT | A0607258 | YORK | YDM50X80 | CHILLED & HEATING WATER | 0
SWITCHBOARD MECHANICAL |  | UNKNOWN |  | NULL | NULL
SWITCHBOARD MECHANICAL |  | NULL |  | NA | 0
SWITCHBOARD MECHANICAL |  | NULL |  | NA | 0
SWITCHBOARD MECHANICAL |  | NULL |  | NA | 0
SWITCHBOARD MECHANICAL |  | NULL |  | NA | 0
AIR FAN - EXHAUST | 082006-147293 | FANS DIRECT | AB3504E | NA | 0
SWITCHBOARD MECHANICAL |  | NULL |  | NA | 0
AIR HANDLING UNIT | A0607251 | YORK | YSM40X50 | CHILLED & HEATING WATER | 0
AIR HANDLING UNIT | A0607252 | YORK | YSM40X50 | CHILLED & HEATING WATER | 0
SWITCHBOARD MECHANICAL |  | NULL |  | NA | 0
SWITCHBOARD MECHANICAL |  | NULL |  | NA | 0
KITCHEN EXHAUST FAN | 01092006 V1532D | FANS DIRECT | MVC630-4D | NA | 0
SMOKE EXHAUST FAN | 132006 V1532C | FANS DIRECT | LE14TE18A-8JFF | NA | 0
VARIABLE SPEED DRIVE | 10472583 | VACON | NXL00125C5H1SSS0000 | NULL | NULL
KITCHEN EXHAUST FAN | NULL | FANS DIRECT | NULL | NA | 0
VARIABLE SPEED DRIVE | 10472584 | VACON | NXL00125C5H1SSS0000 | NULL | NULL
SMOKE EXHAUST FAN | 149206 V1532C | FANS DIRECT | LE14TE18A-8JFF | NA | 0
VARIABLE SPEED DRIVE | 10472839 | VACON | NXL00125C5H1SSS0000 | NULL | NULL
SMOKE EXHAUST FAN | 149206 V1532C | FANS DIRECT | LE14TE18A-8JFF | NA | 0
KITCHEN EXHAUST FAN | 01092006 V1532D | FANS DIRECT | MVC630-4D | NA | 0
VARIABLE SPEED DRIVE | 91171414 | VACON | NXL00165C5H1SSS0000 | NULL | NULL
KITCHEN EXHAUST FAN | 110906-147278 | FANS DIRECT | VD10TE12A-4KSP | NA | 0
TOILET EXHAUST FAN | 082006-147828 | FANS DIRECT | DFC 280-4E | NA | 0
SMOKE EXHAUST FAN | 149206 V1532C | FANS DIRECT | LE14TE18A-8JFF | NA | 0
VARIABLE SPEED DRIVE | 10472840 | VACON | NXL00125C5H1SSS0000 | NULL | NULL
VARIABLE SPEED DRIVE | NOT VISIBLE | DANFOSS | NOT VISIBLE | NULL | NULL
SMOKE EXHAUST FAN | 89206 V1532E | FANS DIRECT | LE15TE18A-8KFF | NA | 0
VARIABLE SPEED DRIVE | 10472834 | VACON | NXL00125C5H1SSS0000 | NULL | NULL
SMOKE EXHAUST FAN | 149206 V1532C | FANS DIRECT | LE14TE18A-8JFF | NA | 0
VARIABLE SPEED DRIVE | 248510G273 | DANFOSS | 131B5662 | NULL | NULL
SMOKE EXHAUST FAN | 132006 V1532C | FANS DIRECT | LE14TE18A-8JFF | NA | 0
SMOKE EXHAUST FAN | 149206 V1532C | FANS DIRECT | LE14TE18A-8JFF | NA | 0
VARIABLE SPEED DRIVE | 10472503 | VACON | NXL00125C5H1SSS0000 | NULL | NULL
VARIABLE SPEED DRIVE | 122915G092 | DANFOSS | 131B3319 | NULL | NULL
KITCHEN EXHAUST FAN | 148742 | FANS DIRECT | LE10TE24A-4MSF | NA | 0
KITCHEN EXHAUST FAN | 110906-147278 | FANS DIRECT | VD10TE12A-4KSP | NA | 0
VARIABLE SPEED DRIVE | NULL | NULL | NULL | NA | 0
SWITCHBOARD MECHANICAL |  | NULL |  | NA | 0
VARIABLE SPEED DRIVE | 117215G101 | DANFOSS | 131B4061 | NA | 0
AIR FAN - SUPPLY |  | NULL |  | NA | 0
AIR FAN - SUPPLY | NULL | NULL | NULL | NA | 0
VARIABLE SPEED DRIVE | 214610G272 | DANFOSS | 131B5662 | NULL | NULL
VARIABLE SPEED DRIVE | 10091558 | VACON | NXL00465C5H1SS00 | NULL | NULL
SWITCHBOARD MECHANICAL |  | NULL |  | NA | 0
AIR FAN - EXHAUST | 082006-147285 | FANS DIRECT | WMA 350-4E | NA | 0
AIR FAN - EXHAUST | 082006-147878 | FANS DIRECT | FEF 5004DC | NA | 0
AIR FAN - EXHAUST | ? | FANS DIRECT | ? | NA | 0
NON DUCTED SPLIT SYSTEM |  | MITSUBISHI |  | R410A | 0
CAR PARK EXHAUST FAN | 150557 | FANS DIRECT | AO14TD15A-4PSFH | NA | 0
BOILER - GAS FIRED | FTB06346 | AIRA | FTB800 | NULL | NULL
BOILER - GAS FIRED | FTB06357 | AIRA | FTB800 | NULL | NULL
BOILER - GAS FIRED | FTB06347 | AIRA | FTB800 | NULL | NULL
HEATING HOT WATER PUMP | 27L2006A14 | SOUTHERN CROSS | AUSJE3BE | NA | 0
HEATING HOT WATER PUMP | 27L2006A13 | SOUTHERN CROSS | AUSJE3BE | NA | 0
HEATING HOT WATER PUMP | 27L2006A12 | SOUTHERN CROSS | AUSJE3BE | NA | 0
MAKE UP TANK | NULL | HYDROHEAT | NULL | NA | 0
EXPANSION TANK (CLOSED LOOPS) | E7270159 | NULL | ERCE 500 LITERS | NA | 0
EXPANSION TANK (CLOSED LOOPS) | NA | AUTOHEAT | NA | NA | 0
KITCHEN EXHAUST FAN | 01092006 V1532D | FANS DIRECT | MVC630-4D | NA | 0
KITCHEN EXHAUST FAN | 01092006 V1532D | FANS DIRECT | MVC630-4D | CHILLED & HEATING WATER | 0
TOILET EXHAUST FAN | COVERED BY ISOLATOR | FANS DIRECT | COVERED BY ISOLATOR | NA | 0
CHILLED WATER PUMP | 27L2006A15 | SOUTHERN CROSS | AUSJE3BE | NA | 0
CHILLED WATER PUMP | 27L2006A17 | SOUTHERN CROSS | AUSJF3BE | NA | 0
CHILLED WATER PUMP | 27L2006A16 | SOUTHERN CROSS | AUSJF3BE | NA | 0
SWITCHBOARD MECHANICAL |  | NULL |  | NA | 0
SWITCHBOARD MECHANICAL |  | NULL |  | NA | 0
EXPANSION TANK (CLOSED LOOPS) | FADED | NULL | ERCE 500 LITRES | NA | 0
MAKE UP TANK | 0 | GRUNDFOS | I91340612 P10604 | NA | 0
AIR FAN - EXHAUST | 082006-147293 | FANS DIRECT | AB3504E | NA | 0
AIR FAN - EXHAUST | 072005-136540 | FANS DIRECT | AB4004E | NA | 0
AIR FAN - EXHAUST | 082006-147293 | FANS DIRECT | AB 3504E | NA | 0
ELECTRIC DUCT HEATER |  | MIJELL | 18535CM3 | NA | 0
ELECTRIC DUCT HEATER |  | MIJELL | 18535CM2 | NA | 0
ELECTRIC DUCT HEATER |  | MIJELL | 18535CM1 | NA | 0
ELECTRIC DUCT HEATER |  | MIJELL | 18535CM4 | NA | 0
AIR FAN - SUPPLY | 153871 | FANS DIRECT | ? | NA | 0
AIR FAN - SUPPLY | 151278 | FANS DIRECT | FEF 5604DC | NA | 0
AIR FAN - SUPPLY | 151278 | FANS DIRECT | FEF 5604DC | NA | 0
AIR FAN - SUPPLY | 153409 | FANS DIRECT | FEF 6304DC | NULL | NULL
AIR FAN - SUPPLY | 153586 | FANS DIRECT | FEF 4004DC | NA | 0
AIR FAN - SUPPLY | ? | NULL | ? | NA | 0
AIR FAN - SUPPLY | 153400 | FANS DIRECT | SCDQ3554D | NA | 0
AIR FAN - SUPPLY | 153480 | FANS DIRECT | FEF 6304DC | NA | 0
CASSETTE SPLIT SYSTEM | 596562 | TEMPERZONE | OSA127R | R22 | 3
CASSETTE SPLIT SYSTEM | 588287 | TEMPERZONE | OSA181R | R22 | 4
PACKAGED AIR CONDITIONING UNIT | R0607016 | YORK | YRM054R4DBCCX, LH HOR 3100IS | R22 | 13
PACKAGED AIR CONDITIONING UNIT | R0607018 | YORK | YRM060R4DBCCA, RH COPELAND 360 | R22 | 14
PACKAGED AIR CONDITIONING UNIT | R0607014 | YORK | YRM060R4DBCCA, RH COPELAND 280 | R22 | 14
PACKAGED AIR CONDITIONING UNIT | R0607015 | YORK | YRM060R4DBCCA, RH COPELAND 280 | R22 | 14
PACKAGED AIR CONDITIONING UNIT | 67591 | TEMPERZONE | OPA600RB | R22 | 16
PACKAGED AIR CONDITIONING UNIT | 65816 | TEMPERZONE | OPA780R | R22 | 17
PACKAGED AIR CONDITIONING UNIT | R0607017 | YORK | YRM108R4DBCCX, LH 6400IS CG | R22 | 21
CHILLER - AIR COOLED | U06L09642 | TRANE | RTAC250DUP0NNAFNN1WY2DDNBA0FN11NN0EXN | R134A | 243
CHILLER - AIR COOLED | U06L09641 | TRANE | RTAC400DUP0NNAFNN1WY2DDNBA0FN11NN0EXN | R134A | 376
CHILLER - AIR COOLED | U06L09640 | TRANE | RTAC400DUP0NNAFNN1WY2DDNBA0FN11NN0EXN | R134A | 376
SMOKE EXHAUST FAN |  | FANTECH |  | NA | 0
SMOKE EXHAUST FAN | 472048 | FANTECH | RSS1258CA1230 | NA | 0
VARIABLE SPEED DRIVE | V00000300258 | HONEYWELL | HVAC400-1P1-54 | NA | 0
AIR FAN - EXHAUST | 220600 | FANS DIRECT | VD56DA27A-4CFF | NA | 0
SMOKE EXHAUST FAN | 225605 | FANTECH | RSS100CCA6F040 | NA | 0
SMOKE EXHAUST FAN | 225606 | FANTECH | RSS1006CA9F055 | NA | 0
FIRE DAMPER |  | NULL |  | NA | 0
SMOKE EXHAUST FAN |  | FANTECH |  | NA | 0
PACKAGED AIR CONDITIONING UNIT |  | YORK |  | R22 | 0
VARIABLE SPEED DRIVE |  | HONEYWELL |  | NA | 0
UNDER CEILING SPLIT SYSTEM | 1392883786 | HITACHI | RAC-50YHA3 | R410A | 2
UNDER CEILING SPLIT SYSTEM | MEZ65034909 | LG | R18AWN-UC13 | R410A | 2
CASSETTE SPLIT SYSTEM |  | MITSUBISHI |  | R22 | 5
CASSETTE SPLIT SYSTEM |  | MITSUBISHI | PUH-5YKSA | R22 | 5
DUCTED SPLIT SYSTEM |  | APAC |  | R22 | 5
DUCTED SPLIT SYSTEM |  | APAC |  | R22 | 5
DUCTED SPLIT SYSTEM |  | YORK | YCS022R4SXCCXK | R22 | 5
UNDER CEILING SPLIT SYSTEM | 39U03619 | MITSUBISHI | PUHZ-RP100VKA2 | R410A | 6
PACKAGED AIR CONDITIONING UNIT | 156196 | NULL | SCA36C-0300 | R22 | 10
DUCTED SPLIT SYSTEM | 797582 | TEMPERZONE | OSA196RKTV | R410A | 10
DUCTED SPLIT SYSTEM | R0211017 | YORK | YCS036D | R22 | 11
PACKAGED AIR CONDITIONING UNIT | 181889 | APAC | PO46AHR9AD | R22 | 13
PACKAGED AIR CONDITIONING UNIT | 4898W124480 | APAC | PO55AHR9AA | R22 | 13
PACKAGED AIR CONDITIONING UNIT | 4399W135828 | APAC | P064AHR9AA | R22 | 13
PACKAGED AIR CONDITIONING UNIT | 4099W135822 | APAC | P064AHB9AA | R22 | 13
PACKAGED AIR CONDITIONING UNIT | 698838 | TEMPERZONE | OPA440RKTH | R410A | 13
PACKAGED AIR CONDITIONING UNIT | R 0302006 | YORK | 054-D-LH-HZ | R22 | 13
PACKAGED AIR CONDITIONING UNIT | R 0307001 | YORK | YRM060R-D-RH | R22 | 14
PACKAGED AIR CONDITIONING UNIT | 95281 | TEMPERZONE | OPA465RKT | R410A | 18
PACKAGED AIR CONDITIONING UNIT | 792390 | TEMPERZONE | OPA550RKTBH | R410A | 18
PACKAGED AIR CONDITIONING UNIT | R 0307012 | YORK | YRM072R-D-LH | R22 | 18
PACKAGED AIR CONDITIONING UNIT | R 0307005 | YORK | YRM 0729-D-1 | R22 | 18
PACKAGED AIR CONDITIONING UNIT | 4494W69362 | APAC | S65 HPBH-02 | R22 | 22
AIR HANDLING UNIT | CR-1076 | COLAIR | ASH 2000FM | NA | 0
AIR HANDLING UNIT | - | COLAIR | ASH 35000FMSP | NA | 0
AIR HANDLING UNIT | CR 1076 | COLAIR | ASMZ 20000FMSP | NA | 0
VARIABLE SPEED DRIVE | NO LABEL ON VSD | ABB | ACH550-01-125A-4+B055 | NA | 0
VARIABLE SPEED DRIVE | 3133405362 | ABB | ACH550-01-072A-4+B055 | NULL | NULL
VARIABLE SPEED DRIVE | 3133904557 | ABB | ACH550-01-05A4-4+B055 | NA | 0
VARIABLE SPEED DRIVE | 3134108963 | ABB | ACH550-01-125A-4+B055 | NULL | NULL
VARIABLE SPEED DRIVE | 3133404359 | ABB | ACH550-01-08A8-4+B055 | NA | 0
AIR HANDLING UNIT | - | COLAIR | ASH 35000FMSP | NA | 0
AIR HANDLING UNIT | - | COLAIR | ASH 30000FMSP | NA | 0
AIR HANDLING UNIT | - | COLAIR | ASH 15000FM | NA | 0
AIR HANDLING UNIT | - | COLAIR | ASH 2000FM | NA | 0
AIR HANDLING UNIT | - | COLAIR | ASH 35000FMSP | NA | 0
AIR HANDLING UNIT | - | COLAIR | ASMZ 20000FMSP | NA | 0
AIR HANDLING UNIT | - | COLAIR | ASH 2000FM | NA | 0
AIR HANDLING UNIT | - | COLAIR | ASH 1500FM | NA | 0
AIR HANDLING UNIT | - | COLAIR | ASH 3500FM | NA | 0
VARIABLE SPEED DRIVE |  | ABB | ACH550-01-015A-4+B055 | NA | 0
VARIABLE SPEED DRIVE | 3133005948 | ABB | ACH550-01-059A-4+B055 | NA | 0
VARIABLE SPEED DRIVE | 3134400709 | ABB | ACH550-01-045A-4+B055 | NA | 0
VARIABLE SPEED DRIVE | 3133205047 | ABB | ACH550-01-038A-4+B055 | NA | 0
VARIABLE SPEED DRIVE | 3133205045 | ABB | ACH550-01-038A-4+B055 | NA | 0
VARIABLE SPEED DRIVE | 3134105065 | ABB | ACH550-01-072A-4+B055 | NA | 0
VARIABLE SPEED DRIVE | 3133004203 | ABB | ACH550-01-072A-4+B055 | NA | 0
VARIABLE SPEED DRIVE | 3132800625 | ABB | ACH550-01-059A-4+B055 | NA | 0
VARIABLE SPEED DRIVE | 3134401242 | ABB | ACH550-01-072A-4+B055 | NA | 0
VARIABLE SPEED DRIVE | 3134401246 | ABB | ACH550-01-072A-4+B055 | NA | 0
VARIABLE SPEED DRIVE | 3134401244 | ABB | ACH550-01-072A-4+B055 | NA | 0
VARIABLE SPEED DRIVE | 3134401253 | ABB | ACH550-01-072A-4+B055 | NA | 0
VARIABLE SPEED DRIVE | 3134105063 | ABB | ACH550-01-072A-4+B055 | NA | 0
VARIABLE SPEED DRIVE | 3134105064 | ABB | ACH550-01-072A-4+B055 | NA | 0
VARIABLE SPEED DRIVE | 3134401254 | ABB | ACH550-01-072A-4+B055 | NA | 0
VARIABLE SPEED DRIVE | 3133300555 | ABB | ACH550-01-038A-4+B055 | NA | 0
STAIRWELL PRESSURISATION FAN | 224621A | FANS DIRECT | AX24TE27A-6QSF | NULL | NULL
STAIRWELL PRESSURISATION FAN | PN.224658 | FANS DIRECT | AX14TE27P-6PSF | NA | 0
STAIRWELL PRESSURISATION FAN | PN.224658B | FANS DIRECT | AX14TE27P-6PSF | NULL | NULL
STAIRWELL PRESSURISATION FAN | PN.224659A | FANS DIRECT | AX15TE24A-6RSF | NA | 0
STAIRWELL PRESSURISATION FAN | PN.226963B | FANS DIRECT | AX10TE27P-4NSF | NULL | NULL
STAIRWELL PRESSURISATION FAN | PN.226963A | FANS DIRECT | AX10TE27P-4NSF | NULL | NULL
STAIRWELL PRESSURISATION FAN | PN.226966A | FANS DIRECT | AX15TE24A-6RSF | NULL | NULL
STAIRWELL PRESSURISATION FAN | PN.224759A | FANS DIRECT | AX16WY27A-8RFF | NULL | NULL
STAIRWELL PRESSURISATION FAN | PN.224759B | FANS DIRECT | AX16WY27A-8RFF | NA | 0
SMOKE SPILL FAN | PN.224981A | FANS DIRECT | AX16WY27A-8RFF | NA | 0
SMOKE SPILL FAN | PN.226964B | FANS DIRECT | AX10WY25A-4QFF | NA | 0
STAIRWELL PRESSURISATION FAN | - | FANS DIRECT | AX16WY27A-8RFF | NA | 0
SMOKE SPILL FAN | PN.224760G | FANS DIRECT | AX16WY27A-8RFF | NA | 0
STAIRWELL PRESSURISATION FAN | - | FANS DIRECT | AX16WY27A-8RFF | NA | 0
SMOKE SPILL FAN | PN.224760C | FANS DIRECT | AX16WY27A-8RFF | NA | 0
STAIRWELL PRESSURISATION FAN | - | FANS DIRECT | AX12WY20A-6NFF | NA | 0
VARIABLE SPEED DRIVE | 3132701481 | ABB | ACH550-01-072A-4+B055 | NA | 0
FAN COIL UNIT - DUCTED | CECM-002480C1 | GJ WALKER | CMDH600 | NA | 0
CASSETTE SPLIT SYSTEM | UAB86467 | HITACHI | RCI-5.0FSN3RAS-5HVRNM2 | R410A | 0
PACKAGED AIR CONDITIONING UNIT | B72452 | STULZ | CCD 251A | R407C | 20
WALL MOUNTED SPLIT SYSTEM | 13A2879169 | HITACHI | RAC80YHA3RAS80YHA3 | NA | 0
WALL MOUNTED SPLIT SYSTEM | 13C2907528 | HITACHI | RASRAC50YHA3 | NA | 0
AIR COOLED SPLIT SYSTEM | UAB86336 | HITACHI | RCI-5.0FSN3RAS-5HVRNM2 | R410A | 4
WALL MOUNTED SPLIT SYSTEM | 3604 | HITACHI | RAC35YHA4RAS35YHA4 | R410A | 5
DUCTED SPLIT SYSTEM | 788972 | TEMPERZONE | OSA114 RKSHISD114KY | R410A | 10
DUCTED SPLIT SYSTEM | 8.1057 | TEMPERZONE | OSA086 RKSHISD86KY | R410A | 10
DUCTED SPLIT SYSTEM | 790640 | TEMPERZONE | OSA280 RKTVISD280KY | NA | 0
DUCTED SPLIT SYSTEM | 790648 | TEMPERZONE | OSA280 RKTVISD280KY | NA | 0
VARIABLE SPEED DRIVE | 3133707156 | ABB | ACH550-01-125A-4+B055 | NA | 0
VARIABLE SPEED DRIVE | 3134401243 | ABB | ACH550-01-072A-4+B055 | NA | 0
VARIABLE SPEED DRIVE | 3133406585 | ABB | ACH550-01-125A-4+B055 | NA | 0
VARIABLE SPEED DRIVE | 3133804232 | ABB | ACH550-01-06A9-4+B055 | NA | 0
VARIABLE SPEED DRIVE | 3133406583 | ABB | ACH550-01-157A-4+B055 | NA | 0
VARIABLE SPEED DRIVE | 3133205041 | ABB | ACH550-01-038A-4+B055 | NA | 0
VARIABLE SPEED DRIVE | 3132905284 | ABB | ACH550-01-059A-4+B055 | NA | 0
VARIABLE SPEED DRIVE | 3134104837 | ABB | ACH550-01-023A-4+B055 | NULL | NULL
VARIABLE SPEED DRIVE | 3132402626 | ABB | ACH550-01-012A-4+B055 | NA | 0
VARIABLE SPEED DRIVE | 3133905123 | ABB | ACH550-01-08A8-4+B055 | NA | 0
VARIABLE SPEED DRIVE | 3133904559 | ABB | ACH550-01-015A-4+B055 | NA | 0
VARIABLE SPEED DRIVE | 3133904554 | ABB | ACH550-01-015A-4+B055 | NA | 0
VARIABLE SPEED DRIVE | 3134104839 | ABB | ACH550-01-023A-4+B055 | NA | 0
VARIABLE SPEED DRIVE | 3133204427 | ABB | ACH550-01-087A-4+B055 | NA | 0
VARIABLE SPEED DRIVE | 3133204430 | ABB | ACH550-01-087A-4+B055 | NULL | NULL
VARIABLE SPEED DRIVE | 3133704899 | ABB | ACH550-01-031A-4+B055 | NULL | NULL
VARIABLE SPEED DRIVE | 3134105487 | ABB | ACH550-01-023A-4+B055 | NA | 0
VARIABLE SPEED DRIVE | 3134104843 | ABB | ACH550-01-023A-4+B055 | NA | 0
VARIABLE SPEED DRIVE | 3134400711 | ABB | ACH550-01-045A-4+B055 | NA | 0
VARIABLE SPEED DRIVE | 3134400705 | ABB | ACH550-01-045A-4+B055 | NA | 0
VARIABLE SPEED DRIVE | 3133406584 | ABB | ACH550-01-157A-4+B055 | NULL | NULL
VARIABLE SPEED DRIVE | 3133406586 | ABB | ACH550-01-157A-4+B055 | NULL | NULL
VARIABLE SPEED DRIVE | 3133005951 | ABB | ACH550-01-059A-4+B055 | NULL | NULL
VARIABLE SPEED DRIVE | 3133905443 | ABB | ACH550-01-045A-4+B055 | NA | 0
VARIABLE SPEED DRIVE | 3134400713 | ABB | ACH550-01-045A-4+B055 | NA | 0
VARIABLE SPEED DRIVE | 3133905445 | ABB | ACH550-01-045A-4+B055 | NULL | NULL
VARIABLE SPEED DRIVE | 3133905438 | ABB | ACH550-01-045A-4+B055 | NA | 0
VARIABLE SPEED DRIVE | 3132800619 | ABB | ACH550-01-059A-4+B055 | NA | 0
VARIABLE SPEED DRIVE | 3133904634 | ABB | ACH550-01-05A4-4+B055 | NA | 0
VARIABLE SPEED DRIVE | 31339045609 | ABB | ACH550-01-02A4-4+B055 | NA | 0
VARIABLE SPEED DRIVE | 3132402628 | ABB | ACH550-01-08A8-4+B055 | NA | 0
VARIABLE SPEED DRIVE | 3133904638 | ABB | ACH550-01-05A4-4+B055 | NA | 0
VARIABLE SPEED DRIVE | 3133603904 | ABB | ACH550-01-04A1-4+B055 | NA | 0
VARIABLE SPEED DRIVE | - | ABB | ACH550-01-08A8-4+B055 | NA | 0
VARIABLE SPEED DRIVE | 3124504807 | ABB | ACH550-01-031A-4+B055 | NA | 0
VARIABLE SPEED DRIVE |  | ABB | ACH550-01-06A9-4+B055 | NA | 0
VARIABLE SPEED DRIVE | 3123802950 | ABB | ACH550-01-03A4-4+B055 | NA | 0
VARIABLE SPEED DRIVE | 3134401187 | ABB | ACH550-01-038A-4+B055 | NA | 0
VARIABLE SPEED DRIVE | 3133205043 | ABB | ACH550-01-038A-4+B055 | NA | 0
VARIABLE SPEED DRIVE | 3132402627 | ABB | ACH550-01-12A-4+B055 | NA | 0
VARIABLE SPEED DRIVE | 3133705204 | ABB | ACH550-01-031A-4+B055 | NA | 0
VARIABLE SPEED DRIVE | 3134401245 | ABB | ACH550-01-072A-4+B055 | NA | 0
VARIABLE SPEED DRIVE | 313300 | ABB | ACH550-01-059A-4+B055 | NA | 0
VARIABLE SPEED DRIVE | 3133004781 | ABB | ACH550-01-059A-4+B055 | NA | 0
VARIABLE SPEED DRIVE | 3134206850 | ABB | ACH550-01-031A-4+B055 | NA | 0
VARIABLE SPEED DRIVE | 3133205048 | ABB | ACH550-01-031A-4+B055 | NA | 0
WALL MOUNTED SPLIT SYSTEM | E001743 | GREGORY | AOT7RSCC | NA | 0
WALL MOUNTED SPLIT SYSTEM | E044719 | DAKO | RXS25EBVMA | NA | 0
WALL MOUNTED SPLIT SYSTEM | 132171 | GREGORY | AOTR09LCC | NA | 0
WALL MOUNTED SPLIT SYSTEM | E001745 | GREGORY | AOT7RSCC | NA | 0
WALL MOUNTED SPLIT SYSTEM | UNKNOWN | GREGORY | AOTR07JCC | NA | 0
WALL MOUNTED SPLIT SYSTEM | E00958 | DAKO | RXS25KVMA | NA | 0
UNDER CEILING SPLIT SYSTEM | 3P206959 | DAKO | RZQ100KV4A | NA | 0
WALL MOUNTED SPLIT SYSTEM | E010739 | DAKO | RXS25KVMA | NA | 0
WALL MOUNTED SPLIT SYSTEM | E003174 | DAKO | RXS25LVMA | NA | 0
WALL MOUNTED SPLIT SYSTEM | E001623 | DAKO | RXS20LVMA | NA | 0
WALL MOUNTED SPLIT SYSTEM | E003161 | DAKO | RXS25LVMA | NA | 0
WALL MOUNTED SPLIT SYSTEM | E003171 | DAKO | RXS25LVMA | NA | 0
WALL MOUNTED SPLIT SYSTEM | E003357 | DAKO | RXS60LVMA | NA | 0
WALL MOUNTED SPLIT SYSTEM | E003350 | DAKO | RXS60LVMA | NA | 0
WALL MOUNTED SPLIT SYSTEM | E003146 | DAKO | RXS25LVMA | NA | 0
WALL MOUNTED SPLIT SYSTEM | E000173 | DAKO | RXS25LVMA | NA | 0
WALL MOUNTED SPLIT SYSTEM | E000165 | DAKO | RXS25LVMA | NA | 0
WALL MOUNTED SPLIT SYSTEM | E001614 | DAKO | RXS20LVMA | NA | 0
WALL MOUNTED SPLIT SYSTEM | NO LABEL | DAKO | NO LABEL | NA | 0
HEATING WATER STORAGE VESSEL | SUZ041738 | NULL | 340-17ACW-134 | NA | 0
HEATING WATER STORAGE VESSEL |  | NULL | 340-17AWC-134 | NA | 0
HEATING WATER STORAGE VESSEL |  | NULL | 340-17ACW-134 | NA | 0
HEATING WATER STORAGE VESSEL | SUZ0025573 | NULL | QUANTUM - 340-17ACW-134 | NA | 0
HEATING WATER STORAGE VESSEL |  | NULL | QUANTUM - 340-17ACW-134 | NA | 0
HEATING WATER STORAGE VESSEL | SUZ025572 | NULL | QUANTUM - 340-17ACW-134 | NA | 0
WALL MOUNTED SPLIT SYSTEM | E014823 | DAKO | RXS25EAVMA | NA | 0
WALL MOUNTED SPLIT SYSTEM | E018336 | DAKO | RXS25LVMA | NA | 0
WALL MOUNTED SPLIT SYSTEM | E006015 | GREGORY | AOTTRSOC | NA | 0
WALL MOUNTED SPLIT SYSTEM | E004094 | DAKO | RXS25LVMA | NA | 0
WALL MOUNTED SPLIT SYSTEM | E001899 | GREGORY | AOT7RSCC | NA | 0
WALL MOUNTED SPLIT SYSTEM | E026538 | DAKO | RXS25BVMA | NA | 0
WALL MOUNTED SPLIT SYSTEM | E001967 | GREGORY | AOTR7RSCC | NA | 0
WALL MOUNTED SPLIT SYSTEM |  | GREGORY |  | NA | 0
WALL MOUNTED SPLIT SYSTEM | E001744 | GREGORY | AOTR7SCD | NA | 0
WALL MOUNTED SPLIT SYSTEM | E013126 | DAKO | RXS25KVMA | NA | 0
WALL MOUNTED SPLIT SYSTEM | E008679 | DAKO | RXS25LVMA | NA | 0
WALL MOUNTED SPLIT SYSTEM | 7008115 | MODULEX | MUZ-GA25VA | NA | 0
WALL MOUNTED SPLIT SYSTEM | E007007 | DAKO | RXS80HVMA | NA | 0
WALL MOUNTED SPLIT SYSTEM | E003336 | DAKO | RXS60LVMA | NA | 0
WALL MOUNTED SPLIT SYSTEM | E0033391 | DAKO | RXS60LVMA | NA | 0
WALL MOUNTED SPLIT SYSTEM | E000115 | DAKO | RXS25LVMA | NA | 0
WALL MOUNTED SPLIT SYSTEM | E000171 | DAKO | RXS25LVMA | NA | 0
WALL MOUNTED SPLIT SYSTEM | E000134 | DAKO | RXS25LVMA | NA | 0
WALL MOUNTED SPLIT SYSTEM | E001626 | DAKO | RXS20LVMA | NA | 0
WALL MOUNTED SPLIT SYSTEM | E044728 | DAKO | RXS25EBVMA | NA | 0
WALL MOUNTED SPLIT SYSTEM | E001611 | DAKO | RXS20LVMA | NA | 0
WALL MOUNTED SPLIT SYSTEM | E004054 | DAKO | RXS25LVMA | NA | 0
WALL MOUNTED SPLIT SYSTEM | E004089 | DAKO | RXS25LVMA | NA | 0
WALL MOUNTED SPLIT SYSTEM | E004080 | DAKO | RXS25LVMA | NA | 0
CASSETTE SPLIT SYSTEM | 3P2069 | DAKO | RZQ125KCV44 | NA | 0
CASSETTE SPLIT SYSTEM | 3P2069 | DAKO | RZQ125KCV4A | NA | 0
COOL ROOM | 91130200031 | KLOCHNER MOLLER | KN048MH1-2 | NA | 0
WALL MOUNTED SPLIT SYSTEM | E001553 | DAKO | FTSX20LVMA | NA | 0
WALL MOUNTED SPLIT SYSTEM | E004053 | DAKO | RXS25LVMA | NA | 0
WALL MOUNTED SPLIT SYSTEM | E004057 | DAKO | RXS25LVMA | NA | 0
WALL MOUNTED SPLIT SYSTEM | E004079 | DAKO | RXS25LVMA | NA | 0
WALL MOUNTED SPLIT SYSTEM | E003337 | DAKO | RXS60LVMA | NA | 0
WALL MOUNTED SPLIT SYSTEM | E006978 | DAKO | RSX80HVMA | NA | 0
WALL MOUNTED SPLIT SYSTEM | E003334 | DAKO | RXS60LVMA | NA | 0
WALL MOUNTED SPLIT SYSTEM | E004087 | DAKO | RXS25LVMA | NA | 0
WALL MOUNTED SPLIT SYSTEM | E004084 | DAKO | RXS25LVMA | NA | 0
WALL MOUNTED SPLIT SYSTEM | E004085 | DAKO | RXS25LVMA | NA | 0
WALL MOUNTED SPLIT SYSTEM | E100555 | DAKO | RXS20LVMA | NA | 0
WALL MOUNTED SPLIT SYSTEM | E040246 | DAKO | RXS25EBVMA | NA | 0
WALL MOUNTED SPLIT SYSTEM | E001560 | DAKO | RXS20LVMA | NA | 0
WALL MOUNTED SPLIT SYSTEM | E000665 | DAKO | RXS20LVMA | NA | 0
WALL MOUNTED SPLIT SYSTEM | E001556 | DAKO | RXS20LVMA | NA | 0
WALL MOUNTED SPLIT SYSTEM | E001625 | DAKO | RXS20LVMA | NA | 0
WALL MOUNTED SPLIT SYSTEM | E001619 | DAKO | RXS20LVMA | NA | 0
WALL MOUNTED SPLIT SYSTEM | E001618 | DAKO | RXS20LVMA | NA | 0
WALL MOUNTED SPLIT SYSTEM |  | DAKO | RXS80LVMA | NA | 0
WALL MOUNTED SPLIT SYSTEM | E010157 | DAKO | RXS35LVMA | NA | 0
WALL MOUNTED SPLIT SYSTEM | E010150 | DAKO | RXS35LVMA | NA | 0
WALL MOUNTED SPLIT SYSTEM | E010149 | DAKO | RXS35LVMA | NA | 0
WALL MOUNTED SPLIT SYSTEM | E010148 | DAKO | RXS35LVMA | NA | 0
WALL MOUNTED SPLIT SYSTEM | E00914 | DAKO | RXS35LVMA | NA | 0
WALL MOUNTED SPLIT SYSTEM | E004078 | DAKO | RXS25LVMA | NA | 0
AIR FAN - EXHAUST |  | NULL |  | NA | 0
AIR FAN - EXHAUST |  | DAIKIN |  | NA | 0
AIR FAN - EXHAUST |  | NULL |  | NA | 0
AIR FAN - EXHAUST |  | FEDERAL |  | NA | 0
AIR FAN - EXHAUST | 10246 | DAIKIN | DCJE-355-04 | NA | 0
AIR FAN - EXHAUST | DJCE-355-02 | DAIKIN | 10246 | NA | 0
AIR FAN - EXHAUST | DCJE-355-16 | DAIKIN | 10246 | NA | 0
AIR FAN - EXHAUST | DCJE-355-20 | DAIKIN | 10246 | NA | 0
AIR FAN - EXHAUST | DJCE-355-23 | DAIKIN | 10246 | NA | 0
HEATING WATER STORAGE VESSEL | SUZ025570 | DAIKIN | QUANTUM - 340-17ACW-134 | NA | 0
HEATING WATER STORAGE VESSEL | SUZ025151 | DAIKIN | QUANTUM - 340-17ACW-134 | NA | 0
HEATING WATER STORAGE VESSEL |  | DAIKIN | QUANTUM - 340-17ACW-134 | NA | 0
HEATING WATER STORAGE VESSEL |  | DAIKIN | QUANTUM - 340-17ACW-134 | NA | 0
HEATING WATER STORAGE VESSEL | SUZ025156 | DAIKIN | QUANTUM - 340-17ACW-134 | NA | 0
HEATING WATER STORAGE VESSEL | SUZ025158 | DAIKIN | QUANTUM - 340-17ACW-134 | NA | 0
HEATING WATER STORAGE VESSEL | SUZ025157 | DAIKIN | QUANTUM - 340-17ACW-134 | NA | 0
HEATING WATER STORAGE VESSEL | SUZ - UNKNOWN | DAIKIN | QUANTUM - 340-17ACW-134 | NA | 0
HEATING WATER STORAGE VESSEL | SUZ025154 | DAIKIN | QUANTUM - 340-17ACW-134 | NA | 0
WALL MOUNTED SPLIT SYSTEM | E0070008 | DAKO | RXS80HVMA | NA | 0
WALL MOUNTED SPLIT SYSTEM | E003144 | DAKO | RXS25LVMA | NA | 0
UNDER CEILING SPLIT SYSTEM | 2171 | GREGORY | AOTA36LATZ | NA | 0
UNDER CEILING SPLIT SYSTEM | 2170 | GREGORY | AOTA36LATZ | NA | 0
WALL MOUNTED SPLIT SYSTEM | E004095 | DAKO | RXS25LVMA | NA | 0
WALL MOUNTED SPLIT SYSTEM | E018617 | DAKO | RXS71LVMA | NA | 0
AIR FAN - EXHAUST | DJCE35503 | DAIKIN | 12406 | NA | 0
AIR FAN - EXHAUST |  | DAIKIN | MV304E | NA | 0
AIR FAN - EXHAUST |  | FEDERAL | MV304E | NA | 0
AIR FAN - EXHAUST | DJCE35519 | DAIKIN | 10246 | NA | 0
AIR FAN - EXHAUST | DJCE-355-15 | DAIKIN | 10246 | NA | 0
AIR FAN - EXHAUST | DJCE355-21 | DAIKIN | 10246 | NA | 0
AIR FAN - EXHAUST | 1205 | FEDERAL | MV304 | NA | 0
AIR FAN - EXHAUST | 1203 | FEDERAL | MV304 | NA | 0
AIR FAN - EXHAUST | DJCE35518 | DAIKIN | 12406 | NA | 0
AIR FAN - EXHAUST | DJCE35519 | DAIKIN | 12046 | NA | 0
AIR FAN - EXHAUST | DJCE35524 | DAIKIN | 12406 | NA | 0
AIR FAN - EXHAUST | 1000 | DUNN AIR | DFC3104E | NA | 0
AIR FAN - EXHAUST | DJCE35505 | DAIKIN | 12406 | NA | 0
AIR FAN - EXHAUST | DJCE35506 | DAIKIN | 12406 | NA | 0
AIR FAN - EXHAUST | DJCE35507 | DAIKIN | 12406 | NA | 0
AIR FAN - EXHAUST |  | DAIKIN |  | NA | 0
AIR FAN - EXHAUST | 12014 | FEDERAL | MV304 | NA | 0
AIR FAN - EXHAUST | 12026 | FEDERAL | MV304 | NA | 0
AIR FAN - EXHAUST | DJCE35513 | DAIKIN | 12406 | NA | 0
AIR FAN - EXHAUST | DJCE35508 | DAIKIN | 12406 | NA | 0
AIR FAN - EXHAUST | DJCE35524 | DAIKIN | 12406 | NA | 0
AIR FAN - EXHAUST | DJCE35512 | DAIKIN | 12406 | NA | 0
AIR FAN - EXHAUST | DJCE35514 | DAIKIN | 12406 | NA | 0
AIR FAN - EXHAUST | DJCE35511 | DAIKIN | 12406 | NA | 0
AIR FAN - EXHAUST | DJCE35509 | DAIKIN | 12406 | NA | 0
AIR FAN - EXHAUST | DJCE35507 | DAIKIN | 12406 | NA | 0
AIR FAN - EXHAUST | DJCE35534 | DAIKIN | 12406 | NA | 0
AIR FAN - EXHAUST | 1203 | FEDERAL | MV304 | NA | 0
AIR FAN - EXHAUST | 1206 | FEDERAL | MV304 | NA | 0
HEATING WATER STORAGE VESSEL | SUZ2025568 | DAIKIN | QUANTUM - 340-17ACW-134 | NA | 0
HEATING WATER STORAGE VESSEL | SUZ025152 | DAIKIN | QUANTUM - 340-17ACW-134 | NA | 0
HEATING WATER STORAGE VESSEL | SUZ02515? | DAIKIN | QUANTUM - 340-17ACW-134 | NA | 0
HEATING WATER STORAGE VESSEL | SUZ022579 | DAIKIN | QUANTUM - 340-17ACW-134 | NA | 0
WALL MOUNTED SPLIT SYSTEM | E002472 | GREGORY | AOTRSCC | NA | 0
WALL MOUNTED SPLIT SYSTEM | E025037 | DAKO | FTXS35LVMA | NA | 0
WALL MOUNTED SPLIT SYSTEM |  | NULL |  | NA | 0
WALL MOUNTED SPLIT SYSTEM | E012614 | DAKO | FTXS71KVMA | NA | 0
WALL MOUNTED SPLIT SYSTEM | E007809 | DAKO | FTXS35KVMA | NA | 0
CASSETTE SPLIT SYSTEM |  | GREGORY |  | NA | 0
WALL MOUNTED SPLIT SYSTEM | E018923 | DAKO | FTXS25KVMA | NA | 0
COOL ROOM | UNKNOWN | CAMEO | UNKNOWN | NA | 0
WALL MOUNTED SPLIT SYSTEM |  | ENGLISH ELECT | WS026HA | NA | 0
CASSETTE SPLIT SYSTEM |  | GREGORY |  | NA | 0
WALL MOUNTED SPLIT SYSTEM | E018923 | DAKO | FTSXS35KVMA | NA | 0
WALL MOUNTED SPLIT SYSTEM | E002588 | GREGORY | AST7USACW | NA | 0
WALL MOUNTED SPLIT SYSTEM | E095767 | GREGORY | ASTA09LOC | NA | 0
WALL MOUNTED SPLIT SYSTEM | E0360462 | DAKO | FTXS25GVMA | NA | 0
UNDER CEILING SPLIT SYSTEM | 556 | GREGORY | ABTA48LAT | NA | 0
WALL MOUNTED SPLIT SYSTEM | E09537 | GREGORY | ASTA09LOC | NA | 0
WALL MOUNTED SPLIT SYSTEM | E002225 | DAKO | FTXS25KVMA | NA | 0
WALL MOUNTED SPLIT SYSTEM | E003799 | DAKO | FTXS25LVMA | NA | 0
WALL MOUNTED SPLIT SYSTEM | E003867 | DAKO | FTXS25LVMA | NA | 0
WALL MOUNTED SPLIT SYSTEM | E | GREGORY | ASTA | NA | 0
0 - NOT SET | E040614 | DAKO | RXS25GVMA | NA | 0
WALL MOUNTED SPLIT SYSTEM | E040416 | DAKO | FTXS25GVMA | NA | 0
WALL MOUNTED SPLIT SYSTEM | E001948 | GREGORY | ASTRASCN | NA | 0
WALL MOUNTED SPLIT SYSTEM | 7007297 | MODULEX | MSZGA25VA | NA | 0
WALL MOUNTED SPLIT SYSTEM | E090038 | GREGORY | ASTA09LOC | NA | 0
WALL MOUNTED SPLIT SYSTEM | E021293 | DAKO | FTXS25LVMA | NA | 0
WALL MOUNTED SPLIT SYSTEM | E120239 | GREGORY | ASTA09LATZ | NA | 0
WALL MOUNTED SPLIT SYSTEM |  | GREGORY |  | NA | 0
WALL MOUNTED SPLIT SYSTEM |  | GREGORY |  | NA | 0
WALL MOUNTED SPLIT SYSTEM |  | GREGORY |  | NA | 0
WALL MOUNTED SPLIT SYSTEM | E017942 | DAKO | FTXS25LVMA | NA | 0
WALL MOUNTED SPLIT SYSTEM | E002267 | GREGORY | AOTR55ACW | NA | 0
WALL MOUNTED SPLIT SYSTEM | E002555 | GREGORY | ASTRSCCW | NA | 0
WALL MOUNTED SPLIT SYSTEM | E027316 | DAKO | FXTS25KVMA | NA | 0
WALL MOUNTED SPLIT SYSTEM | E010434 | DAKO | FTXS25LVMA | NA | 0
WALL MOUNTED SPLIT SYSTEM | E | DAKO | FTXS35LVMA | NA | 0
WALL MOUNTED SPLIT SYSTEM | E002547 | GREGORY | ASTRSCCW | NA | 0
WALL MOUNTED SPLIT SYSTEM |  | DAKO | FTXS25LVMA | NA | 0
WALL MOUNTED SPLIT SYSTEM | E045367 | DAKO | FTXS25GVMA | NA | 0
WALL MOUNTED SPLIT SYSTEM | EE095770 | GREGORY | ASTA09LOC | NA | 0
WALL MOUNTED SPLIT SYSTEM | E000218 | DAKO | FTXS25KVMA | NA | 0
WALL MOUNTED SPLIT SYSTEM |  | GREGORY |  | NA | 0
WALL MOUNTED SPLIT SYSTEM | E002609 | GREGORY | ASTRCCW | NA | 0
WALL MOUNTED SPLIT SYSTEM |  | DAKO | FTY | NA | 0
WALL MOUNTED SPLIT SYSTEM | E117186 | GREGORY | ASTA09LCC | NA | 0
WALL MOUNTED SPLIT SYSTEM | E002106 | GREGORY | ASTRSCCW | NA | 0
WALL MOUNTED SPLIT SYSTEM | E002550 | GREGORY | ASTRSCCW | NA | 0
WALL MOUNTED SPLIT SYSTEM |  | GREGORY | ASTA09LCC | NA | 0
WALL MOUNTED SPLIT SYSTEM | E021298 | DAKO | FTXS25LVMA | NA | 0
WALL MOUNTED SPLIT SYSTEM |  | DAKO | FXTS25GVMA | NA | 0
WALL MOUNTED SPLIT SYSTEM | E027392 | DAKO | FTXS25KVMA | NA | 0
WALL MOUNTED SPLIT SYSTEM | E041766 | DAKO | FTXS25GVMA | NA | 0
WALL MOUNTED SPLIT SYSTEM | E041728 | DAKO | FTXS25GVMA | NA | 0
WALL MOUNTED SPLIT SYSTEM | E002203 | GREGORY | AST7RSCCW | NA | 0
WALL MOUNTED SPLIT SYSTEM | 7003645 | MODULEX | MSZGA25VA | NA | 0
WALL MOUNTED SPLIT SYSTEM |  | GREGORY | AST7SCC | NA | 0
WALL MOUNTED SPLIT SYSTEM | E027333 | DAKO | FTXS25KVMA | NA | 0
WALL MOUNTED SPLIT SYSTEM | E002221 | DAKO | FTXS25KVMA | NA | 0
WALL MOUNTED SPLIT SYSTEM | E027318 | DAKO | FTXS25KVMA | NA | 0
WALL MOUNTED SPLIT SYSTEM | E002603 | GREGORY | ASTRSCCW | NA | 0
WALL MOUNTED SPLIT SYSTEM | E016811 | DAKO | FTXS25GVMA | NA | 0
WALL MOUNTED SPLIT SYSTEM | E015364 | DAKO | FTXS25GVMA | NA | 0
WALL MOUNTED SPLIT SYSTEM | E00134 | GREGORY | ASTRA7RSCCW | NA | 0
WALL MOUNTED SPLIT SYSTEM | E009655 | DAKO | FTCS25GVMA | NA | 0
WALL MOUNTED SPLIT SYSTEM | E002556 | GREGORY | ASTRSCCW | NA | 0
WALL MOUNTED SPLIT SYSTEM | E014848 | DAKO | FTXS25GVMA | NA | 0
WALL MOUNTED SPLIT SYSTEM |  | MODULEX | MSZGA25VA | NA | 0
WALL MOUNTED SPLIT SYSTEM | E002218 | GREGORY | ASTRSCCW | NA | 0
WALL MOUNTED SPLIT SYSTEM |  | DAKO | FTXS25GVMA | NA | 0
WALL MOUNTED SPLIT SYSTEM | E048355 | DAKO | FTXS25GVMA | NA | 0
WALL MOUNTED SPLIT SYSTEM | E | DAKO | FTXS25GVMA | NA | 0
WALL MOUNTED SPLIT SYSTEM | E003375 | DAKO | FTXS25KVMA | NA | 0
WALL MOUNTED SPLIT SYSTEM |  | DAKO | FTXS25GVMA | NA | 0
WALL MOUNTED SPLIT SYSTEM |  | DAKO | FTYNV10A | NA | 0
AIR FAN - EXHAUST | 100727 | ZENITH | FC056VDQ41 | NA | 0
AIR FAN - EXHAUST |  | NULL |  | NA | 0
KITCHEN EXHAUST FAN |  | DAIKIN |  | NA | 0
KITCHEN EXHAUST FAN |  | NULL |  | NA | 0
AIR FAN - EXHAUST | 385 | DAIKIN | K315L-TW | NA | 0
AIR FAN - EXHAUST | 3509 | ZENITH | A500.4.4.14 | NA | 0
AIR FAN - EXHAUST |  | ZENITH |  | NA | 0
AIR FAN - EXHAUST |  | ZENITH |  | NA | 0
AIR FAN - EXHAUST |  | ZENITH |  | NA | 0
AIR FAN - EXHAUST |  | DAIKIN |  | NA | 0
AIR FAN - EXHAUST |  | NULL |  | NA | 0
AIR FAN - EXHAUST |  | DAIKIN |  | NA | 0
AIR FAN - EXHAUST |  | DAIKIN |  | NA | 0
AIR FAN - EXHAUST |  | DAIKIN |  | NA | 0
AIR FAN - EXHAUST |  | DAIKIN |  | NA | 0
AIR FAN - EXHAUST | UNKNOWN | NULL | UNKNOWN | NA | 0
AIR FAN - EXHAUST | TEST | NULL | TEST | NA | 0
0 - NOT SET |  | NULL |  | NA | 0
UNDER CEILING SPLIT SYSTEM | 28 | GREGORY | AOTA45LBTL | NA | 0
WALL MOUNTED SPLIT SYSTEM | E013220 | DAKO | RXS25KVMA | NA | 0
CASSETTE SPLIT SYSTEM | 1464 | GREGORY | AOTA45LATZ | NA | 0
WALL MOUNTED SPLIT SYSTEM | E019556 | DAKO | RXS35LVMA | NA | 0
WALL MOUNTED SPLIT SYSTEM |  | NULL | GC 34RCC | NA | 0
WALL MOUNTED SPLIT SYSTEM | E009966 | DAKO | RXS71KVMA | NA | 0
WALL MOUNTED SPLIT SYSTEM | E007776 | DAKO | RXS35KVMA | NA | 0
HEATING WATER STORAGE VESSEL |  | DAIKIN |  | NA | 0
HEATING WATER STORAGE VESSEL |  | DAIKIN |  | NA | 0
HEATING WATER STORAGE VESSEL |  | DAIKIN |  | NA | 0
HEATING WATER STORAGE VESSEL | SUZ046471 | DAIKIN | 34017ACW134 | NA | 0
HEATING WATER STORAGE VESSEL | SUZ00647 | DAIKIN | 34017ACW134 | NA | 0
HEATING WATER STORAGE VESSEL |  | DAIKIN |  | NA | 0
COOL ROOM |  | LU-VE CONTARDO |  | NA | 0
WALL MOUNTED SPLIT SYSTEM |  | ENGLISH ELECT | CUE09RCA | NA | 0
WALL MOUNTED SPLIT SYSTEM | E000827 | GREGORY | AOT7USNC | NA | 0
WALL MOUNTED SPLIT SYSTEM | E094825 | GREGORY | AOTR09LOC | NA | 0
WALL MOUNTED SPLIT SYSTEM | E025495 | DAKO | RXS25ESVMA | NA | 0
WALL MOUNTED SPLIT SYSTEM | E095568 | GREGORY | AOTR09LOC | NA | 0
WALL MOUNTED SPLIT SYSTEM | E004215 | DAKO | RXS25KVMA | NA | 0
WALL MOUNTED SPLIT SYSTEM | E003299 | DAKO | RXS25LVMA | NA | 0
WALL MOUNTED SPLIT SYSTEM | E003098 | DAKO | RXS25LVMA | NA | 0
WALL MOUNTED SPLIT SYSTEM | E095016 | GREGORY | AOTR09LOC | NA | 0
WALL MOUNTED SPLIT SYSTEM | E001728 | GREGORY | AOT7USAC | NA | 0
WALL MOUNTED SPLIT SYSTEM |  | MODULEX |  | NA | 0
WALL MOUNTED SPLIT SYSTEM | E009243 | GREGORY | AOTR90LOC | NA | 0
WALL MOUNTED SPLIT SYSTEM | E018272 | DAKO | RXS25LVMA | NA | 0
WALL MOUNTED SPLIT SYSTEM | E116111 | GREGORY | AOTR09LOC | NA | 0
WALL MOUNTED SPLIT SYSTEM |  | GREGORY | AOTR09LOC | NA | 0
WALL MOUNTED SPLIT SYSTEM | E090039 | GREGORY | AOTR09LOC | NA | 0
WALL MOUNTED SPLIT SYSTEM |  | GREGORY | AOTR09LOC | NA | 0
WALL MOUNTED SPLIT SYSTEM | E015471 | DAKO | RXS25LVMA | NA | 0
WALL MOUNTED SPLIT SYSTEM |  | GREGORY | ASTA25LATZ | NA | 0
WALL MOUNTED SPLIT SYSTEM | E002229 | GREGORY | AOT7RSCC | NA | 0
WALL MOUNTED SPLIT SYSTEM | E002476 | GREGORY | AOT7RSCC | NA | 0
WALL MOUNTED SPLIT SYSTEM | E002087 | GREGORY | AOT7RSCC | NA | 0
WALL MOUNTED SPLIT SYSTEM | E017489 | DAKO | RXS25KVMA | NA | 0
WALL MOUNTED SPLIT SYSTEM | E013744 | DAKO | RXS25LVMA | NA | 0
WALL MOUNTED SPLIT SYSTEM | E002127 | DAKO | RXS35LVMA | NA | 0
WALL MOUNTED SPLIT SYSTEM | E002326 | GREGORY | AOT7RSCC | NA | 0
WALL MOUNTED SPLIT SYSTEM | E011478 | DAKO | RXS25EKVMA | NA | 0
WALL MOUNTED SPLIT SYSTEM | E047905 | DAKO | RXS25EBVMA | NA | 0
WALL MOUNTED SPLIT SYSTEM | E094729 | GREGORY | AOTR09LCC | NA | 0
WALL MOUNTED SPLIT SYSTEM | E002103 | DAKO | RXS25KVMA | NA | 0
WALL MOUNTED SPLIT SYSTEM | E118082 | GREGORY | AOTR09LCC | NA | 0
WALL MOUNTED SPLIT SYSTEM | E003776 | DAKO | RXS25DV1A | NA | 0
WALL MOUNTED SPLIT SYSTEM | E002042 | GREGORY | AOT7RSCC | NA | 0
WALL MOUNTED SPLIT SYSTEM | E16431 | GREGORY | AOTR09LOC | NA | 0
WALL MOUNTED SPLIT SYSTEM | E002406 | GREGORY | AOT7RSCC | NA | 0
WALL MOUNTED SPLIT SYSTEM | E119644 | GREGORY | AOTR09LOC | NA | 0
WALL MOUNTED SPLIT SYSTEM | E018340 | DAKO | RXS25LVMA | NA | 0
WALL MOUNTED SPLIT SYSTEM | E0254161 | DAKO | RXS25EBVMA | NA | 0
WALL MOUNTED SPLIT SYSTEM | E017303 | DAKO | RXS25LVMA | NA | 0
WALL MOUNTED SPLIT SYSTEM | E042735 | DAKO | RXS25EBVMA | NA | 0
WALL MOUNTED SPLIT SYSTEM |  | DAKO | RXS | NA | 0
WALL MOUNTED SPLIT SYSTEM | E001464 | GREGORY | AOT7RSCC | NA | 0
WALL MOUNTED SPLIT SYSTEM | 7000024 | MODULEX | MUZGA25VA | NA | 0
WALL MOUNTED SPLIT SYSTEM | E017360 | DAKO | RXS25LVMA | NA | 0
WALL MOUNTED SPLIT SYSTEM | E117761 | GREGORY | AOTR09LOC | NA | 0
WALL MOUNTED SPLIT SYSTEM | E004221 | DAKO | RXS25KVMA | NA | 0
WALL MOUNTED SPLIT SYSTEM | E017366 | DAKO | RXS25KVMA | NA | 0
WALL MOUNTED SPLIT SYSTEM | 7000841 | MODULEX | MUZ GA 25 VA | NA | 0
WALL MOUNTED SPLIT SYSTEM |  | GREGORY | AST7RSCCW | NA | 0
WALL MOUNTED SPLIT SYSTEM |  | DAKO |  | NA | 0
WALL MOUNTED SPLIT SYSTEM | E045723 | DAKO | RXS25EBVMA | NA | 0
WALL MOUNTED SPLIT SYSTEM | E002086 | GREGORY | AOT7RSCC | NA | 0
AIR CURTAIN | TEST | DAKO | DAIKIN GDHRHFF | NA | 0
WALL MOUNTED SPLIT SYSTEM | E022436 | DAKO | RXS25GVMA | NA | 0
WALL MOUNTED SPLIT SYSTEM | E047908 | DAKO | RXS25EBVMA | NA | 0
WALL MOUNTED SPLIT SYSTEM | E008978 | DAKO | RXS25KVMA | NA | 0
WALL MOUNTED SPLIT SYSTEM | E002168 | DAKO | AOT7RSCC | NA | 0
WALL MOUNTED SPLIT SYSTEM | E023157 | DAKO | RXS25EBVMAE | NA | 0
WALL MOUNTED SPLIT SYSTEM | E001970 | GREGORY | AOT7RSCC | NA | 0
WALL MOUNTED SPLIT SYSTEM | E047817 | DAKO | RXS25EBVMA | NA | 0
WALL MOUNTED SPLIT SYSTEM | E003773 | DAKO | RXS25KVMA | NA | 0
WALL MOUNTED SPLIT SYSTEM | E047910 | DAKO | RXS25EBVMA | NA | 0
CASSETTE SPLIT SYSTEM | 556 | GREGORY | ABTA48LAT | NA | 0
AIR FAN - EXHAUST |  | ZENITH |  | NA | 0
0 - NOT SET |  | DAIKIN |  | NA | 0
WALL MOUNTED SPLIT SYSTEM | E047926 | DAKO | RXS25EBVMA | NA | 0
0 - NOT SET |  | NULL |  | NA | 0
WALL MOUNTED SPLIT SYSTEM | 3000191 | MODULEX | MUH07RV | NA | 0
WALL MOUNTED SPLIT SYSTEM | 51346 | SCHNEIDER | SAP KR123GJH | NA | 0
WALL MOUNTED SPLIT SYSTEM |  | MODULEX |  | NA | 0
WALL MOUNTED SPLIT SYSTEM | 6000040 | MODULEX | MSHGA50VB | NA | 0
WALL MOUNTED SPLIT SYSTEM |  | MODULEX |  | NA | 0
WALL MOUNTED SPLIT SYSTEM | 3000358 | PUMP ENGINEERS | MSH07RV | NA | 0
WALL MOUNTED SPLIT SYSTEM | E001877 | DAKO | FTXS100HVMA | NA | 0
WALL MOUNTED SPLIT SYSTEM | E002124 | DAKO | FTXS100HVMA | NA | 0
WALL MOUNTED SPLIT SYSTEM | E000838 | DAKO | FTXS80HVMA | NA | 0
COOL ROOM |  | DAIKIN |  | NA | 0
AIR FAN - EXHAUST | 42332 | DAIKIN | KS3504EB | NA | 0
AIR FAN - EXHAUST |  | DAIKIN |  | NA | 0
WALL MOUNTED SPLIT SYSTEM |  | SCHNEIDER |  | NA | 0
AIR FAN - EXHAUST |  | NULL |  | NA | 0
WALL MOUNTED SPLIT SYSTEM | 4444701151BE | MODULEX | DXK12ZMA-S | R410A | 0
WALL MOUNTED SPLIT SYSTEM | 44346 | SCHNEIDER | SAPCR123GH | NA | 0
WALL MOUNTED SPLIT SYSTEM | 6008927 | MODULEX | MUZGA35VA | NA | 0
WALL MOUNTED SPLIT SYSTEM | 6006314 | MODULEX | MUZGA25VA | NA | 0
WALL MOUNTED SPLIT SYSTEM | 6000356 | MODULEX | MUHGA50VB | NA | 0
WALL MOUNTED SPLIT SYSTEM | 2329 | DAKO | RXS100HVMA | NA | 0
WALL MOUNTED SPLIT SYSTEM | 2132 | DAKO | RXS100HVMA | NA | 0
WALL MOUNTED SPLIT SYSTEM | E000283 | DAKO | RXS80HVMA | NA | 0
COOL ROOM | 9602020956 | KLOCHNER MOLLER | AH43MHGB2 | NA | 0
AIR FAN - EXHAUST |  | NULL | VRJ190 | NA | 0
AIR FAN - EXHAUST | PO744 | NULL | WASP. MODEL VRC 4501-4-4 | NA | 0
AIR FAN - EXHAUST |  | NULL | WASP EXHAUST | NA | 0
WALL MOUNTED SPLIT SYSTEM | 25808 | SCHNEIDER | SAP-C92AH5 | NA | 0
HEATING WATER STORAGE VESSEL |  | NULL |  | NA | 0
HEATING WATER STORAGE VESSEL |  | NULL |  | NA | 0
HEATING WATER STORAGE VESSEL |  | NULL |  | NA | 0
HEATING WATER STORAGE VESSEL |  | NULL |  | NA | 0
HEATING WATER STORAGE VESSEL |  | NULL |  | NA | 0
HEATING WATER STORAGE VESSEL |  | NULL |  | NA | 0
HEATING WATER STORAGE VESSEL |  | NULL |  | NA | 0
WALL MOUNTED SPLIT SYSTEM | 482801253BE | MODULEX | DXC12ZMA-S | R410A | 1
WALL MOUNTED SPLIT SYSTEM | E087854 | GREGORY | ASTA09LCC | NA | 0
WALL MOUNTED SPLIT SYSTEM | E002026 | GREGORY | AST12USACW | NA | 0
WALL MOUNTED SPLIT SYSTEM | E014125 | DAKO | FTXS25GVMA | NA | 0
WALL MOUNTED SPLIT SYSTEM | E009093 | DAKO | FTXS25LVMA | NA | 0
WALL MOUNTED SPLIT SYSTEM | 7453907856 | PARKER | CS-E28GKR | NA | 0
WALL MOUNTED SPLIT SYSTEM | UNREADABLE | DAKO | UNREADABLE | NA | 0
WALL MOUNTED SPLIT SYSTEM | AS ABOVE | DAKO | COULD NOT ACCESS | NA | 0
WALL MOUNTED SPLIT SYSTEM | 7453502962 | PARKER | CS-E15GKR | NA | 0
WALL MOUNTED SPLIT SYSTEM | 7453406885 | PARKER | CSE12-GKR | NA | 0
WALL MOUNTED SPLIT SYSTEM | E009648 | DAKO | FTXS35LVMA | NA | 0
WALL MOUNTED SPLIT SYSTEM | 7453407419 | PARKER | CS-12GKR | NA | 0
WALL MOUNTED SPLIT SYSTEM | 7453406926 | PARKER | CS-E12GKR | NA | 0
WALL MOUNTED SPLIT SYSTEM | 7453501379 | PARKER | CS-E15GKR | NA | 0
WALL MOUNTED SPLIT SYSTEM | E015814 | DAKO | FTXS35GVMA | NA | 0
WALL MOUNTED SPLIT SYSTEM | NA | DAKO | NA | NA | 0
WALL MOUNTED SPLIT SYSTEM | E015776 | DAKO | FTXS35GVMA | NA | 0
WALL MOUNTED SPLIT SYSTEM | E015803 | DAKO | FTXS35GVMA | NA | 0
WALL MOUNTED SPLIT SYSTEM | NA | DAKO | NA | NA | 0
WALL MOUNTED SPLIT SYSTEM | NA | DAKO | NA | NA | 0
WALL MOUNTED SPLIT SYSTEM | NA | DAKO | NA | NA | 0
WALL MOUNTED SPLIT SYSTEM | E015344 | DAKO | FTXS25GVMA | NA | 0
WALL MOUNTED SPLIT SYSTEM | E004708 | DAKO | FTXS80GVMA | NA | 0
WALL MOUNTED SPLIT SYSTEM | E004672 | DAKO | FTXS80GVMA | NA | 0
WALL MOUNTED SPLIT SYSTEM | 1014259 | DAKO | FTXS25GVMA | NA | 0
WALL MOUNTED SPLIT SYSTEM | NA | DAKO | NA | NA | 0
WALL MOUNTED SPLIT SYSTEM | E010201 | DAKO | FTXS50GVMA | NA | 0
WALL MOUNTED SPLIT SYSTEM | NA | DAKO | NA | NA | 0
WALL MOUNTED SPLIT SYSTEM | E010211 | DAKO | FTXS50GVMA | NA | 0
WALL MOUNTED SPLIT SYSTEM | E010220 | DAKO | FTXS50GVMA | NA | 0
WALL MOUNTED SPLIT SYSTEM | NA | DAKO | NA | NA | 0
WALL MOUNTED SPLIT SYSTEM | NA | DAKO | NA | NA | 0
UNDER CEILING SPLIT SYSTEM | E017654 | DAKO | FHQ125BW1B | NA | 0
UNDER CEILING SPLIT SYSTEM | E017664 | DAKO | FHQ125BVV1B | NA | 0
WALL MOUNTED SPLIT SYSTEM | E010208 | DAKO | FTXS50GVMA | NA | 0
WALL MOUNTED SPLIT SYSTEM | E010219 | DAKO | FTXS50GVMA | NA | 0
WALL MOUNTED SPLIT SYSTEM | E004926 | DAKO | FTXS25GVMA | NA | 0
WALL MOUNTED SPLIT SYSTEM | E010212 | DAKO | FTXS50GVMA | NA | 0
WALL MOUNTED SPLIT SYSTEM | E012897 | DAKO | FTXS50GVMA | NA | 0
WALL MOUNTED SPLIT SYSTEM | E012846 | DAKO | FTXS50GVMA | NA | 0
WALL MOUNTED SPLIT SYSTEM | NA | DAKO | NA | NA | 0
UNDER CEILING SPLIT SYSTEM | E018188 | DAKO | FHQ125BVV1B | NA | 0
CASSETTE SPLIT SYSTEM | C001862 | DAKO | FCQ100KVEA | NA | 0
WALL MOUNTED SPLIT SYSTEM | 7453502955 | PARKER | CS-E15GKR | NA | 0
KITCHEN EXHAUST FAN | CANT ACCESS | NULL | CANT ACCESS | NA | 0
KITCHEN EXHAUST FAN | CANT ACCESS | NULL | CANT ACCESS | NA | 0
UNDER CEILING SPLIT SYSTEM | AS PICTURE | DAKO | AS PICTURE | NA | 0
COOL ROOM | AS PICTURE | KLOCHNER MOLLER | AS PICTURE | NA | 0
WALL MOUNTED SPLIT SYSTEM | AS PICTURE | DAKO | AS PICTURE | NA | 0
WALL MOUNTED SPLIT SYSTEM | AS PICTURE | DANFOSS | AS PICTURE | NA | 0
WALL MOUNTED SPLIT SYSTEM | AS PICTURE | DAKO | AS PICTURE | NA | 0
WALL MOUNTED SPLIT SYSTEM | AS PICTURE | DAKO | AS PICTURE | NA | 0
WALL MOUNTED SPLIT SYSTEM | NA | DAKO | NA | NA | 0
WALL MOUNTED SPLIT SYSTEM | AS PICTURE | PARKER | AS PICTURE | NA | 0
WALL MOUNTED SPLIT SYSTEM | NA | DAKO | NA | NA | 0
WALL MOUNTED SPLIT SYSTEM | NA | DAKO | NA | NA | 0
WALL MOUNTED SPLIT SYSTEM | AS PICTURE | DAKO | AS PICTURE | NA | 0
WALL MOUNTED SPLIT SYSTEM | AS PICTURE | DAKO | AS PICTURE | NA | 0
WALL MOUNTED SPLIT SYSTEM | NA | DAKO | NA | NA | 0
WALL MOUNTED SPLIT SYSTEM | AS PICTURE | DAKO | AS PICTURE | NA | 0
WALL MOUNTED SPLIT SYSTEM | NA | DAKO | NA | NA | 0
WALL MOUNTED SPLIT SYSTEM | NA | DAKO | NA | NA | 0
WALL MOUNTED SPLIT SYSTEM | NA | DAKO | NA | NA | 0
WALL MOUNTED SPLIT SYSTEM | NA | DAKO | NA | NA | 0
WALL MOUNTED SPLIT SYSTEM | AS PICTURE | DAKO | AS PICTURE | NA | 0
WALL MOUNTED SPLIT SYSTEM | NA | DAKO | NA | NA | 0
WALL MOUNTED SPLIT SYSTEM | AS PICTURE | DAKO | AS PICTURE | NA | 0
WALL MOUNTED SPLIT SYSTEM | AS PICTURE | DAKO | AS PICTURE | NA | 0
WALL MOUNTED SPLIT SYSTEM | AS PICTURE | DAKO | AS PICTURE | NA | 0
WALL MOUNTED SPLIT SYSTEM | NA | DAKO | NA | NA | 0
WALL MOUNTED SPLIT SYSTEM | AS PICTURE | DAKO | AS PICTURE | NA | 0
WALL MOUNTED SPLIT SYSTEM | AS PICTURE | DAKO | AS PICTURE | NA | 0
WALL MOUNTED SPLIT SYSTEM | AS PICTURE | DAKO | AS PICTURE | NA | 0
WALL MOUNTED SPLIT SYSTEM | AS PICTURE | DAKO | AS PICTURE | NA | 0
WALL MOUNTED SPLIT SYSTEM | AS PICTURE | DAKO | AS PICTURE | NA | 0
WALL MOUNTED SPLIT SYSTEM | AS PICTURE | DAKO | AS PICTURE | NA | 0
WALL MOUNTED SPLIT SYSTEM | AS PICTURE | DAKO | AS PICTURE | NA | 0
WALL MOUNTED SPLIT SYSTEM | AS PICTURE | DAKO | AS PICTURE | NA | 0
WALL MOUNTED SPLIT SYSTEM | AS PICTURE | MODULEX | AS PICTURE | NA | 0
WALL MOUNTED SPLIT SYSTEM | AS PICTURE | DAKO | AS PICTURE | NA | 0
VARIABLE SPEED DRIVE | 3093600017 | ABB | ACH550-01-02A4-4+B055 | NA | 0
VARIABLE SPEED DRIVE | 3094400974 | ABB | ACH550-01-02A4-4+B055 | NA | 0
VARIABLE SPEED DRIVE | 3093000088 | ABB | ACH550-01-50A4-4 | NA | 0
VARIABLE SPEED DRIVE | 3091401374 | ABB | ACH550-01-50A4-4 | NA | 0
AIR HANDLING UNIT | LTT09-0157H1-001 | WEATHERWALL | CW060-S | NA | 0
AIR HANDLING UNIT | LTT09-0157G1-001 | WEATHERWALL | CW060-S | NA | 0
VARIABLE SPEED DRIVE | 3093000088 | ABB | ACH550-01-50A4-4 | NA | 0
VARIABLE SPEED DRIVE | 3094401632 | ABB | ACH550-01-08A8-4+B055 | NA | 0
VARIABLE SPEED DRIVE | 4094200157 | ABB | ACH550-01-60A9-4+B055 | NA | 0
VARIABLE SPEED DRIVE | 3093302883 | ABB | ACH550-01-02A4-4+B055 | NA | 0
VARIABLE SPEED DRIVE | 309330878 | ABB | ACH550-01-02A4-4+B055 | NA | 0
VARIABLE SPEED DRIVE | 3093302868 | ABB | ACH550-01-02A4-4+B055 | NA | 0
VARIABLE SPEED DRIVE | 3093302872 | ABB | ACH550-01-02A4-4+B055 | NA | 0
AIR HANDLING UNIT | LTT09-0157N1-001 | WEATHERWALL | CW075-S | NA | 0
AIR HANDLING UNIT | LTT09-0157M1-001 | WEATHERWALL | CW060-S | NA | 0
VARIABLE SPEED DRIVE | 1094302311 | ABB | ACH550-01-06A9-4+B055 | NA | 0
VARIABLE SPEED DRIVE | 4094200139 | ABB | ACH550-01-06A9-4+B055 | NA | 0
AIR HANDLING UNIT | 77779 | NULL | - | NA | 0
AIR HANDLING UNIT | 77787 | NULL | - | NA | 0
AIR HANDLING UNIT | 77787 | NULL | - | NA | 0
VARIABLE SPEED DRIVE | 3084901777 | ABB | ACH550-01-08A8-4+B055 | NA | 0
VARIABLE SPEED DRIVE | 3084402682 | ABB | ACH550-01-08A8-4+B055 | NA | 0
VARIABLE SPEED DRIVE | 3083900421 | ABB | ACH550-01-05A4-4+B055 | NA | 0
FAN COIL UNIT - DUCTED | 76608 | THERMAL EQUP CO | IMD 95-41 | NA | 0
FAN COIL UNIT - DUCTED | 76918 | THERMAL EQUP CO | IMD 550-41 | NA | 0
CIRCULATING PUMP | 78200198 | NULL | DCSKH 80-C2 | NA | 0
HEAT EXCHANGER - WATER TO WAT | 0905-204 | NULL | GCP8 | NA | 0
CHILLED WATER PUMP | PS0944 | SPP GAAM |  | NA | 0
CHILLED WATER PUMP | PS0945 | SPP GAAM |  | NA | 0
CONDENSER WATER PUMP | PS0946 | SPP GAAM |  | NA | 0
0 - NOT SET | C20-0190 | RAC |  | NA | 0
CHILLER - WATER COOLED | ET26-0138 | RAC |  | NA | 0
CONDENSER WATER PUMP | PS0947 | SPP GAAM | 125320 | NA | 0
CONDENSER WATER PUMP | PS0948 | SPP GAAM | 125320 | NA | 0
CONDENSER WATER PUMP | PS0949 | SPP GAAM | 125320 | NA | 0
HEATING HOT WATER PUMP | 18K2008A16 | TCL | AUSHB2R 0Z2P | NA | 0
HEATING HOT WATER PUMP | 18K2008A17 | TCL | AUSHB2R 0Z2P | NA | 0
SWITCHBOARD MECHANICAL |  | NULL |  | NA | 0
SWITCHBOARD MECHANICAL |  | NULL |  | NA | 0
SWITCHBOARD MECHANICAL |  | NULL |  | NA | 0
AIR FAN - EXHAUST |  | FEDERAL | AXIALAP0504AP1010 | NA | 0
AIR FAN - EXHAUST |  | FEDERAL | AXIALAP0504AP1010 | NA | 0
AIR FAN - EXHAUST |  | FEDERAL | AXIALAP0504AP1010 | NA | 0
AIR FAN - EXHAUST |  | FEDERAL |  | NA | 0
AIR FAN - EXHAUST |  | FEDERAL | AXIALAP0504AP1010 | NA | 0
AIR FAN - EXHAUST |  | FEDERAL | PICD336DD | NA | 0
AIR FAN - EXHAUST |  | FEDERAL | AP50504AA1027 | NA | 0
AIR FAN - EXHAUST |  | NULL | SSDF6 | NA | 0
AIR FAN - EXHAUST |  | NULL | SSDF6 | NA | 0
SWITCHBOARD MECHANICAL |  | NULL |  | NA | 0
AIR FAN - EXHAUST |  | FEDERAL | AP0634GA6B022 | NA | 0
AIR FAN - EXHAUST |  | FEDERAL | AP0634GA6B022 | NA | 0
AIR FAN - EXHAUST |  | FEDERAL |  | NA | 0
AIR FAN - EXHAUST |  | FEDERAL |  | NA | 0
AIR FAN - EXHAUST |  | FEDERAL |  | NA | 0
STAIRWELL PRESSURISATION FAN |  | FEDERAL |  | NA | 0
STAIRWELL PRESSURISATION FAN |  | FEDERAL |  | NA | 0
STAIRWELL PRESSURISATION FAN |  | FEDERAL |  | NA | 0
STAIRWELL PRESSURISATION FAN |  | FEDERAL |  | NA | 0
STAIRWELL PRESSURISATION FAN |  | FEDERAL |  | NA | 0
STAIRWELL PRESSURISATION FAN |  | FEDERAL |  | NA | 0
SWITCHBOARD MECHANICAL |  | NULL |  | NA | 0
SWITCHBOARD MECHANICAL |  | NULL |  | NA | 0
SWITCHBOARD MECHANICAL |  | NULL |  | NA | 0
AIR COOLED SPLIT SYSTEM | 6000171 | DAKO | RYJ280LYE | NA | 0
EXTRACTION SYSTEM - DUST | UNKNOWN | NULL | UNKNOWN | NA | 0
AIR FAN - EXHAUST | UNKNOWN | FEDERAL | UNKNOWN | NA | 0
AIR FAN - EXHAUST | UNKNOWN | FEDERAL | UNKNOWN | NA | 0
AIR FAN - EXHAUST | NA | FEDERAL | MV304E | NA | 0
AIR FAN - EXHAUST | NA | FEDERAL | MV304E | NA | 0
DUCTED SPLIT SYSTEM | UNKNOWN | DAKO | FDY08-10 J1R | NA | 0
DUCTED SPLIT SYSTEM | 9TW05790 | MODULEX | PEFY-P200VMH-E | NA | 0
CASSETTE SPLIT SYSTEM | 9YM05311 | MODULEX | PLFY-P20VCM-E2 | NA | 0
CASSETTE SPLIT SYSTEM | 9YM04242 | MODULEX | PLFY-P32VCM-E2 | NA | 0
CASSETTE SPLIT SYSTEM | 9YM05308 | MODULEX | PLFY-P20VCM-E2 | NA | 0
CASSETTE SPLIT SYSTEM | 9XM03700 | MODULEX | PLFY-P25VCM-E2 | NA | 0
CASSETTE SPLIT SYSTEM | 9YM05299 | MODULEX | PL | NA | 0
CASSETTE SPLIT SYSTEM | O5M05272 | MODULEX | PLFY-P20VCM-E2 | NA | 0
CASSETTE SPLIT SYSTEM | O5M05285 | MODULEX | PLFY-P20VCM-E2 | NA | 0
CASSETTE SPLIT SYSTEM | O3M01747 | MODULEX | PLFY-P32CVM-E2 | NA | 0
CASSETTE SPLIT SYSTEM | O5M05278 | MODULEX | PLFY-P20VCM-E2 | NA | 0
CASSETTE SPLIT SYSTEM | O5M05271 | MODULEX | PLFY-P20VCM-E2 | NA | 0
CASSETTE SPLIT SYSTEM | O5M05286 | MODULEX | PLFY-P20VCM-E2 | NA | 0
CASSETTE SPLIT SYSTEM | O5M05279 | MODULEX | PLFY-P20VCM-E2 | NA | 0
CASSETTE SPLIT SYSTEM | 9YM 05317 | MODULEX | PLFY-P20VCM-E2 | NA | 0
CASSETTE SPLIT SYSTEM | 9YM05310 | MODULEX | PLFY-P20VCM-E2 | NA | 0
CASSETTE SPLIT SYSTEM | 9YM05313 | MODULEX | PLFY-P20VCM-E2 | NA | 0
CASSETTE SPLIT SYSTEM | 9XA00806 | MODULEX | PLFY-P80VBM-E | NA | 0
CASSETTE SPLIT SYSTEM | 9YM05303 | MODULEX | PLFY-P20VCM-E2 | NA | 0
CASSETTE SPLIT SYSTEM | 9YM05316 | MODULEX | PLFY-P20VCM-E2 | NA | 0
CASSETTE SPLIT SYSTEM | 9YM04241 | MODULEX | PLFY-P32VCM-E2 | NA | 0
CASSETTE SPLIT SYSTEM | 9XA00422 | MODULEX | PLFY-P40VBM-E | NA | 0
CASSETTE SPLIT SYSTEM | 9YM05295 | MODULEX | PLFY-P20VCM-E2 | NA | 0
WALL MOUNTED SPLIT SYSTEM | 91A03732 | MODULEX | PKFY-P32VHM-E | NA | 0
WALL MOUNTED SPLIT SYSTEM | E051909 | MODULEX | ASTA24LCC | NA | 0
AIR COOLED SPLIT SYSTEM | E052368 | MODULEX | AOTR24LCC | NA | 0
AIR COOLED SPLIT SYSTEM | 5166 | DAKO | RYJ280LYE | NA | 0
AIR COOLED SPLIT SYSTEM | 92W06311 | MODULEX | PURY-P250YHM-A(G) | NA | 0
AIR COOLED SPLIT SYSTEM | 92W06313 | MODULEX | PURY-P250YHM-A(G) | NA | 0
AIR COOLED SPLIT SYSTEM | 9ZW02661 | MODULEX | PURY-P350YHM-A(G) | NA | 0
0 - NOT SET | 94W01293 | DAKO | CMB-P1010V-G | NA | 0
BMS | UNKNOWN | MODULEX | AG-150A | NA | 0
0 - NOT SET | UNKNOWN | MODULEX | UNKNOWN | NA | 0
HEAT EXCHANGER - AIR TO AIR |  | NULL | LOSSNAY LGH-200RX | NA | 0
SWITCHBOARD MECHANICAL | UNKNOWN | E C I | CONCEPT PLUS | NA | 0
SWITCHBOARD MECHANICAL | UNKNOWN | E C I | UNKNOWN | NA | 0
AIR FAN - EXHAUST | UNKNOWN | FEDERAL | RV2 | NA | 0
AIR FAN - EXHAUST | UNKNOWN | FEDERAL | UNKNOWN | NULL | NULL
AIR FAN - EXHAUST | NA | FEDERAL | MV354E | NULL | NULL
AIR FAN - EXHAUST | 402733 | FEDERAL | UNKNOWN | NA | 0
CASSETTE SPLIT SYSTEM | 9YM05287 | MODULEX | PLFY-P20VCM-E2 | NA | 0
CASSETTE SPLIT SYSTEM | 9YM05319 | MODULEX | PLFY-P20VCM-E2 | NA | 0
CASSETTE SPLIT SYSTEM | 9YM05318 | MODULEX | PLFY-P20VCM-E2 | NA | 0
CASSETTE SPLIT SYSTEM | 9YM05309 | MODULEX | PLFY-P20VCM-E2 | NA | 0
HEAT EXCHANGER - AIR TO AIR | 921 | MODULEX | LGH-200RX | NA | 0
AIR FAN - EXHAUST | 402733 | FEDERAL | RV2 | NA | 0
AIR FAN - EXHAUST | 402733 | FEDERAL | RV2 | NA | 0
COOL ROOM | UNKNOWN | MECHANICAL SER | GMV140-4T | NA | 0
FREEZER ROOM | 000806JG | MUNTERS | MNDE125 | NA | 0
COOL ROOM | 9710040929 | KLOCHNER MOLLER | KCR70 | NA | 0
COOL ROOM | UNKNOWN | KLOCHNER MOLLER | UNKNOWN - COVERED OVER | NA | 0
FREEZER ROOM | UNKNOWN | NULL | UNKNOWN | NA | 0
COOL ROOM | ME3445 | NULL | GEL 360 | NA | 0
COOL ROOM | 9709040688 | KLOCHNER MOLLER | KCR37 | NA | 0
FREEZER ROOM | 9705040061 | KLOCHNER MOLLER | KFR37 | NA | 0
COOL ROOM | 9705040316 | KLOCHNER MOLLER | KCR51 | NA | 0
COOL ROOM | 9703040989 | KLOCHNER MOLLER | KIRBY | NA | 0
COOL ROOM | 13657910001 | BONAIR | BUFFALO TRIDENT | NA | 0
COOL ROOM | 13095404-051 | NULL | GEL 898 | NA | 0
COOL ROOM | ME3482 | NULL | GEL678 | NA | 0
COOL ROOM | 9608040051 | KLOCHNER MOLLER | KRC51 | NA | 0
COOL ROOM | 9604040168 | KLOCHNER MOLLER | KCR51 | NA | 0
FREEZER ROOM | UNKNOWN | FRIDGEBOX | UNKNOWN | NA | 0
COOL ROOM | 13092504-050 | NULL | CABERO | NA | 0
COOL ROOM | 13100903-215 | NULL | CABERO - CH4E235-1 | NA | 0
COOL ROOM | ME3482 | NULL | GEL678 | NA | 0
COOL ROOM | 9608040473 | KLOCHNER MOLLER | KCR51 | NA | 0
COOL ROOM | 9604040167 | KLOCHNER MOLLER | KCR51 | NA | 0
AIR CURTAIN | UNKNOWN | NULL | UNKNOWN | NA | 0
FREEZER ROOM | UNKNOWN | NULL | UNKNOWN | NA | 0
FREEZER ROOM | UNKNOWN | FRIDGEBOX | UNKNOWN | NA | 0
FREEZER ROOM | UNKNOWN | FRIDGEBOX | UNKNOWN | NA | 0
FREEZER ROOM | UNKNOWN | FRIDGEBOX | UNKNOWN | NA | 0
FREEZER ROOM | UNKNOWN | FRIDGEBOX | UNKNOWN | NA | 0
AIR CURTAIN | UNKNOWN | NULL | UNKNOWN | NA | 0
WALL MOUNTED SPLIT SYSTEM | 387703454 | PARKER | CS-W18DKR | NA | 0
WALL MOUNTED SPLIT SYSTEM | 600533B | MODULEX | MSZ-GB50VA | NA | 0
WALL MOUNTED SPLIT SYSTEM | E0241148 | DAKO |  | NA | 0
CASSETTE SPLIT SYSTEM |  | NULL | GENERAL ELECTRIC | NA | 0
ROOM AIR CONDITIONING UNIT | 3000005071-0121 | TEMPERZONE | LA1201Y | NA | 0
WALL MOUNTED SPLIT SYSTEM | 1162 | GREGORY |  | NA | 0
FREEZER ROOM | 1682611243 | NULL | TD4PC515MP573 | NA | 0
FREEZER ROOM | 9910021743 | KLOCHNER MOLLER | D3DC100X247 | NA | 0
COOL ROOM | 473700824B2006 | NULL | TAGT4553ZHR | NA | 0
COOL ROOM | 9050285861 | NULL | AH-1330E-MH-3 | NA | 0
COOL ROOM | UNKNOWN | MECHANICAL SER | GM100-4FT | NA | 0
AIR FAN - EXHAUST | UNKNOWN | FEDERAL | CHD566 | NA | 0
AIR FAN - EXHAUST |  | FEDERAL | CHD566 | NA | 0
KITCHEN EXHAUST FAN |  | NULL | CFM -MV381 | NA | 0
COOL ROOM | UNKNOWN | MECHANICAL SER | GM32-4BT | NA | 0
FREEZER ROOM | 94-851 | BONAIR | 4J13.2-76 | NA | 0
FREEZER ROOM | 41 6140 - 3 | LUNITE HERMITI | ASH-600-3 | NA | 0
FREEZER ROOM | UNKNOWN | NULL | UNKNOWN | NA | 0
FREEZER ROOM | UNKNOWN | LUNITE HERMITI | UNKNOWN | NA | 0
FREEZER ROOM | UNKNOWN | NULL | UNKNOWN | NA | 0
COOL ROOM | UNKNOWN | KLOCHNER MOLLER | UNKNOWN | NA | 0
COOL ROOM | 16G11 0200049 | KLOCHNER MOLLER | AW43MHGB8 | NA | 0
FREEZER ROOM | 8040450501 | KLOCHNER MOLLER | KRC108 | NA | 0
COOL ROOM | UNKNOWN | KLOCHNER MOLLER | AV145TT-013A4 | NA | 0
COOL ROOM | UNKNOWN | MECHANICAL SER | UNKNOWN | NA | 0
CASSETTE SPLIT SYSTEM |  | NULL | GENERAL ELECTRIC | NA | 0
WALL MOUNTED SPLIT SYSTEM | 778600371 | PARKER | PANASONIC | NA | 0
WALL MOUNTED SPLIT SYSTEM | 6004723 | MODULEX | MUZ-GB50VA | NA | 0
WALL MOUNTED SPLIT SYSTEM |  | DAKO |  | NA | 0
COOL ROOM |  | NULL |  | NA | 0
AIR FAN - EXHAUST | 252652 | FEDERAL | CHD404 | NA | 0
AIR FAN - EXHAUST |  | FEDERAL |  | NA | 0
AIR FAN - EXHAUST | UNKNOWN | NULL | UNKNOWN | NA | 0
AIR FAN - EXHAUST | UNKNOWN | NULL | UNKNOWN | NA | 0
AIR FAN - EXHAUST | UNKNOWN | NULL | UNKNOWN | NA | 0
AIR FAN - EXHAUST | UNKNOWN | NULL | UNKNOWN | NA | 0
WALL MOUNTED SPLIT SYSTEM | UNKNOWN | GREGORY | AOT9RSGC | NA | 0
FREEZER ROOM | 2382941408 | CAMEO | T66017 | NA | 0
ROOM AIR CONDITIONING UNIT |  | NULL |  | NA | 0
ROOM AIR CONDITIONING UNIT |  | NULL |  | NA | 0
ROOM AIR CONDITIONING UNIT |  | NULL |  | NA | 0
ROOM AIR CONDITIONING UNIT |  | NULL |  | NA | 0
0 - NOT SET |  | NULL |  | NA | 0
0 - NOT SET |  | NULL |  | NA | 0
PACKAGE AC - WATER SOURCED | XW01979 | ZEIL | EWX169 | NA | 0
PACKAGE AC - WATER SOURCED |  | ZEIL | EWX169 | NA | 0
SWITCHBOARD MECHANICAL | UNKNOWN | NULL | UNKNOWN | NA | 0
PACKAGE AC - WATER SOURCED |  | ZEIL |  | NA | 0
PACKAGE AC - WATER SOURCED |  | ZEIL |  | NA | 0
PACKAGE AC - WATER SOURCED | U25110360 | ZEIL | XW 01981 | NA | 0
PACKAGE AC - WATER SOURCED | U25110350 | ZEIL | EWX200 | NA | 0
SWITCHBOARD MECHANICAL |  | NULL | UNKNOWN | NA | 0
CONDENSER WATER PUMP |  | ALCAIR |  | NA | 0
VARIABLE AIR VOLUME UNITS |  | NULL | HOLYOAKE - HCVDEH 2.2.5 | NA | 0
ELECTRIC DUCT HEATER |  | GRUNDFOS |  | NA | 0
WALL MOUNTED SPLIT SYSTEM |  | DAKO |  | NA | 0
AIR FAN - EXHAUST |  | NULL |  | NA | 0
CONDENSER WATER PUMP |  | ALCAIR |  | NA | 0
COOLING TOWER |  | NULL |  | NA | 0
0 - NOT SET |  | ZEIL | YORK | NA | 0
0 - NOT SET |  | ZEIL | YORK | NA | 0
0 - NOT SET |  | ZEIL |  | NA | 0
WALL MOUNTED SPLIT SYSTEM | E00436 | DAKO | RK935EBVMA | NA | 0
0 - NOT SET |  | ZEIL | YORK | NA | 0
0 - NOT SET |  | NULL |  | NA | 0
AIR FAN - EXHAUST |  | NULL |  | NA | 0
AIR FAN - EXHAUST |  | NULL |  | NA | 0
AIR FAN - EXHAUST |  | NULL |  | NA | 0
AIR FAN - EXHAUST |  | NULL |  | NA | 0
AIR FAN - EXHAUST |  | NULL |  | NA | 0
AIR FAN - EXHAUST |  | NULL |  | NA | 0
AIR FAN - EXHAUST |  | NULL |  | NA | 0
AIR FAN - EXHAUST |  | NULL |  | NA | 0
AIR FAN - EXHAUST |  | NULL |  | NA | 0
0 - NOT SET |  | NULL |  | NA | 0
VARIABLE AIR VOLUME UNITS |  | NULL | HOLYOAKE - HCVDEH 300 | NA | 0
0 - NOT SET |  | NULL | HOLYOAKE - HCVDEH 300 | NA | 0
0 - NOT SET |  | NULL | HOLYOAKE - HCVDEH 125 | NA | 0
0 - NOT SET |  | NULL | HOLYOAKE - HCVDEH 300 | NA | 0
0 - NOT SET |  | NULL | HOLYOAKE - HCVDEH | NA | 0
0 - NOT SET |  | NULL | HOLYOAKE - HCVDEH | NA | 0
0 - NOT SET |  | NULL | HOLYOAKE - HCVDEH | NA | 0
0 - NOT SET |  | NULL | HOLYOAKE - HCVDEH | NA | 0
0 - NOT SET |  | NULL | HOLYOAKE - HCVDEH | NA | 0
0 - NOT SET |  | NULL | HOLYOAKE - HCVDEH | NA | 0
0 - NOT SET |  | NULL | HOLYOAKE - HCVDEH | NA | 0
0 - NOT SET |  | NULL | HOLYOAKE - HCVDEH | NA | 0
0 - NOT SET |  | NULL | HOLYOAKE - HCVDEH | NA | 0
0 - NOT SET |  | NULL | HOLYOAKE - HCVDEH | NA | 0
ELECTRIC DUCT HEATER |  | GRUNDFOS |  | NA | 0
ELECTRIC DUCT HEATER |  | GRUNDFOS |  | NA | 0
ELECTRIC DUCT HEATER |  | GRUNDFOS |  | NA | 0
ELECTRIC DUCT HEATER |  | GRUNDFOS |  | NA | 0
ELECTRIC DUCT HEATER |  | GRUNDFOS |  | NA | 0
0 - NOT SET |  | ZEIL |  | NA | 0
0 - NOT SET |  | ZEIL |  | NA | 0
0 - NOT SET |  | ZEIL |  | NA | 0
0 - NOT SET |  | NULL | SPLIT AC 9 - OUTDOOR | NA | 0
0 - NOT SET |  | NULL |  | NA | 0
0 - NOT SET |  | NULL |  | NULL | NULL
AIR HANDLING UNIT | S05-00919 | WALKER | CM200 | NA | 0
ELECTRIC DUCT HEATER | NA | NULL | NA | NULL | NULL
AIR HANDLING UNIT | S05-00919 | WALKER | CM150 | NA | 0
ELECTRIC DUCT HEATER | NA | NULL | NA | NULL | NULL
ELECTRIC DUCT HEATER | NULL | NULL | NULL | NULL | NULL
ELECTRIC DUCT HEATER |  | NULL |  | NULL | NULL
ELECTRIC DUCT HEATER | NULL | NULL | NULL | NULL | NULL
ELECTRIC DUCT HEATER | NULL | NULL | NULL | NULL | NULL
SMOKE DAMPERS | 8062624 | NULL | AF24MFT2 | NULL | NULL
SMOKE DAMPERS | 6062624 | NULL | AF24MFT2 | NULL | NULL
AIR FAN - EXHAUST | 141346 | NU AIR | SBD150/2EB-3SPD | NULL | NULL
AIR FAN - SUPPLY |  | NULL |  | NULL | NULL
AIR FAN - EXHAUST |  | NULL |  | NULL | NULL
FIRE DAMPER |  | BULLOCK |  | NULL | NULL
DUCTED SPLIT SYSTEM | 750228 | APAC | S0080HR7AN | R22 | 3
COOL ROOM | NULL | NULL | NULL | NA | 0
DUCTED SPLIT SYSTEM | 750229 | APAC | S00808R7AN | R22 | 2.8
DUCTED SPLIT SYSTEM | 739661 | ACPAC | S0140BR9AD | R22 | 4.5
AIR HANDLING UNIT | S05-00919 | WALKER | HY-250 | CHILLED WATER | 0
AIR HANDLING UNIT | 0511N091211-001 | WALKER | HY-250 | NA | 0
AIR FAN - EXHAUST |  | NULL | NO ACCESS TO LABEL | NULL | NULL
AIR HANDLING UNIT | 0511N0912A1-003 | WALKER | HY-300 | NA | 0
AIR FAN - EXHAUST |  | NULL | NO ACCESS TO LABEL | NULL | NULL
AIR FAN - EXHAUST |  | NULL | NO ACCESS TO LABEL | NULL | NULL
AIR HANDLING UNIT | 0511N0912C1-001 | WALKER | HY-250 | NA | 0
AIR FAN - EXHAUST |  | NU AIR | SBD1502EB3SPS | NULL | NULL
AIR FAN - OUTSIDE | NA | FANTECH | JCE202-3 | NULL | NULL
AIR FAN - EXHAUST | 200503020016591 | MONARCH | ASZ 450 TCCW90W-U | NULL | NULL
AIR FAN - EXHAUST |  | NULL |  | NULL | NULL
AIR HANDLING UNIT | 0511N0912D1-002 | WALKER | HYC-040 | NA | 0
AIR HANDLING UNIT |  | WALKER |  | NA | 0
AIR HANDLING UNIT | 0511N0912D1-003 | WALKER | HYC-040 | CHILLED WATER | 0
AIR HANDLING UNIT | 0511N0912D1-001 | WALKER | HYC-040 | CHILLED WATER | 0
AIR HANDLING UNIT | 0511N0912F1-001 | WALKER | HYC-100 | CHILLED WATER | 0
AIR FAN - SUPPLY | 10499FJJ | MONARCH | 100L2-4 | NULL | NULL
AIR HANDLING UNIT | 0511N0912E1-001 | WALKER | HYC-016 | NA | 0
FAN COIL UNIT - DUCTED | 4100078905 | ACCENT AIR | ABEF0270SA1T | NA | 0
VRF DUCTED SPLIT | 17U00669 | NULL | PUMY-P125VHMB | NA | 0
VRF DUCTED SPLIT | 01W00574 | MODULEX | PUHY-P250YJM-A | NA | 0
VRF DUCTED SPLIT | 03W00789 | MODULEX | PUHY-P250YJM-A | NA | 0
VRF DUCTED SPLIT | 16U00484 | NULL | PUMY-P125VHMB | NA | 0
VRF DUCTED SPLIT | 03W00818 | MODULEX | PUHY-P250YJM-A | NA | 0
VRF DUCTED SPLIT |  | MODULEX | PURY-P400YJM-A | NA | 0
VRF DUCTED SPLIT | 17U00692 | MODULEX | PUMY-P125VHMB | NA | 0
VRF DUCTED SPLIT | 19U01268 | MODULEX | PUMY-P140VHMB | NA | 0
0 - NOT SET | 19W01921 | MODULEX | PURY-P250YJM-A | NA | 0
AIR CURTAIN | 06393-11 | NULL | TECHAIRE - AD210A | NA | 0
FAN COIL UNIT - DUCTED | 4100077787 | ACCENT AIR | ABEF0630TA2S | NA | 0
AIR CURTAIN |  | NULL | TECHAIRE - AD210A | NA | 0
AIR CURTAIN |  | NULL | TECHAIRE - AD210A | NA | 0
WALL MOUNTED SPLIT SYSTEM |  | MODULEX | PKFY-P63VKM-E | NA | 0
WALL MOUNTED SPLIT SYSTEM |  | MODULEX | PKFY-P63VKM-E | NA | 0
WALL MOUNTED SPLIT SYSTEM | 1349 | MODULEX | PKFY-P63VKM-E | NA | 0
AIR FAN - EXHAUST |  | NULL | TECHAIRE | NA | 0
WALL MOUNTED SPLIT SYSTEM |  | MODULEX | PKFY-P100VKM-E | NA | 0
AIR FAN - EXHAUST |  | NULL | TECHAIRE | NA | 0
FIRE DAMPER |  | NULL |  | NA | 0
0 - NOT SET |  | MODULEX | PKFY-P63VKM-E | NA | 0
WALL MOUNTED SPLIT SYSTEM |  | MODULEX | PKFY-P63VKM-E | NA | 0
WALL MOUNTED SPLIT SYSTEM |  | MODULEX | PKFY-P63VKM-E | NA | 0
WALL MOUNTED SPLIT SYSTEM |  | MODULEX | PKFY-P63VKM-E | NA | 0
VRF DUCTED SPLIT | 1XW01326 | NULL | PURY-P400YJM-A | NA | 0
VRF DUCTED SPLIT | 19W01919 | NULL | PUHY-P250YJM-A | NA | 0
VRF DUCTED SPLIT | 19W01713 | MODULEX | PUHY-P200YJM-A | NA | 0
VRF DUCTED SPLIT | 19W01895 | MODULEX | PURY-P250YJM-A | NA | 0
VRF DUCTED SPLIT | 1XW01328 | MODULEX | PURY-P400YJM-A | NA | 0
VRF DUCTED SPLIT | 18W00716 | MODULEX | PUHY-P200YJM-A | NA | 0
VRF DUCTED SPLIT | 16W00590 | MODULEX | PURY-P350YJM-A | NA | 0
VRF DUCTED SPLIT | 17W01365 | MODULEX | PURY-P300YJM-A | NA | 0
VRF DUCTED SPLIT | 18W00721 | MODULEX | PURY-P200YJM-A | NA | 0
VRF DUCTED SPLIT | 18W00722 | MODULEX | PURY-P200YJM-A | NA | 0
VRF DUCTED SPLIT | 1XW01880 | MODULEX | PUHY-P200YJM-A | NA | 0
VRF DUCTED SPLIT | 01W00576 | MODULEX | PUHY-P250YJM-A | NA | 0
VRF DUCTED SPLIT | 16W001237 | MODULEX | PUHY-P300YJM-A | NA | 0
AIR FAN - EXHAUST |  | NULL | TECHAIRE | NA | 0
AIR FAN - EXHAUST |  | NULL | TECHAIRE | NA | 0
AIR FAN - EXHAUST |  | NULL | TECHAIRE | NA | 0
AIR FAN - EXHAUST |  | NULL | TECHAIRE | NA | 0
DUCTED SPLIT SYSTEM | 4100077795 | NULL | ABRC0630TA2S | NA | 0
DUCTED SPLIT SYSTEM | 4100078904 | ACCENT AIR | ABEC0270TA1S | NA | 0
PACKAGED AIR CONDITIONING UNIT | 4100077796 | ACCENT AIR | ABEP0530TA2S | NA | 0
AIR CURTAIN |  | NULL | TECHAIRE - AD210A | NA | 0
FIRE DAMPER |  | NULL |  | NA | 0
FIRE DAMPER |  | NULL |  | NA | 0
SWITCHBOARD MECHANICAL | UNKNOWN | NULL | UNKNOWN | NA | 0
AIR FAN - EXHAUST |  | NULL |  | NA | 0
AIR FAN - EXHAUST |  | NULL |  | NA | 0
AIR FAN - EXHAUST |  | NULL |  | NA | 0
AIR FAN - EXHAUST |  | NULL |  | NA | 0
AIR FAN - EXHAUST |  | NULL | TECHAIRE | NA | 0
VARIABLE SPEED DRIVE | 3113205747 | ABB | ACH550-01-059A-4+B055 | NA | 0
AIR HANDLING UNIT |  | SHARPEN ENGINEERING | ASH8000FMSP | NA | 0
VARIABLE SPEED DRIVE | 1104704339 | ABB | ACH550-01-038A-4+B055 | NA | 0
AIR HANDLING UNIT |  | SHARPEN ENGINEERING | ASH10000FMSP | NA | 0
VARIABLE SPEED DRIVE | 3110104250 | ABB | ACH550-01-059A-4+B055 | NA | 0
VARIABLE SPEED DRIVE | 3110104204 | ABB | ACH550-01-059A-4+B055 | NA | 0
VARIABLE SPEED DRIVE | 3105003168 | ABB | ACH550-01-012A-4+B055 | NA | 0
AIR HANDLING UNIT |  | SHARPEN ENGINEERING | ASH5500FMSP | NA | 0
VARIABLE SPEED DRIVE | 3110203869 | ABB | ACH550-01-023A-4+B055 | NA | 0
VARIABLE SPEED DRIVE | 3105100237 | ABB | ACH550-01-031A-4+B055 | NA | 0
VARIABLE SPEED DRIVE | 3105104637 | ABB | ACH550-01-08A8-4+B055 | NA | 0
VARIABLE SPEED DRIVE | 3110403635 | ABB | ACH550-01-023A-4+B055 | NA | 0
VARIABLE SPEED DRIVE | 3104804982 | ABB | ACH550-01-08A8-4+B055 | NA | 0
AIR HANDLING UNIT |  | SHARPEN ENGINEERING |  | NA | 0
AIR HANDLING UNIT |  | SHARPEN ENGINEERING | ASH5500FMSP | NA | 0
AIR HANDLING UNIT |  | SHARPEN ENGINEERING |  | NA | 0
AIR HANDLING UNIT |  | SHARPEN ENGINEERING |  | NA | 0
VARIABLE SPEED DRIVE | 3110100668 | ABB | ACH550-01-48A1-4+B055 | NA | 0
HEATING HOT WATER PUMP | A355-2472-H2 | NULL | SW80-40 | NA | 0
HEATING HOT WATER PUMP | A355-2472-H3 | NULL | SW80-40 | NA | 0
HEATING HOT WATER PUMP | A355-2472-H1 | NULL | SW80-40 | NA | 0
CONDENSER WATER PUMP | A355-2472-C5 | NULL | SW125-40 | NA | 0
CONDENSER WATER PUMP | A355-2472-C6 | NULL | SW125-40 | NA | 0
CONDENSER WATER PUMP | A355-2472-C4 | NULL | SW125-40 | NA | 0
CHILLED WATER PUMP | A355-2472-L5 | NULL | SW125-40 | NA | 0
CHILLED WATER PUMP | A355-2472-L6 | NULL | SW125-40 | NA | 0
CHILLED WATER PUMP | A355-2472-L4 | NULL | SW125-40 | NA | 0
CHILLED WATER PUMP | A355-2472-L3 | NULL | SW150-40 | NA | 0
CHILLED WATER PUMP | A355-2472-L1 | NULL | SW150-40 | NA | 0
CHILLED WATER PUMP | A355-2472-L2 | NULL | SW150-40 | NA | 0
CONDENSER WATER PUMP | A355-2472-C2 | NULL | SW150-40 | NA | 0
CONDENSER WATER PUMP | A355-2472-C3 | NULL | SW150-40 | NA | 0
CONDENSER WATER PUMP | A355-2472-C1 | NULL | SW150-40 | NA | 0
VARIABLE SPEED DRIVE | 3110904648 | ABB | ACH550-01-157A-4+B055 | NA | 0
VARIABLE SPEED DRIVE | 3110904643 | ABB | ACH550-01-157A-4+B055 | NA | 0
VARIABLE SPEED DRIVE | 3110904647 | ABB | ACH550-01-157A-4+B055 | NA | 0
VARIABLE SPEED DRIVE | 3114904552 | ABB | ACH550-01-157A-4+B055 | NA | 0
VARIABLE SPEED DRIVE | 3110904644 | ABB | ACH550-01-157A-4+B055 | NA | 0
VARIABLE SPEED DRIVE | 3122104636 | ABB | ACH550-01-157A-4+B055 | NA | 0
VARIABLE SPEED DRIVE | 3104404376 | ABB | ACH550-01-072A-4+B055 | NA | 0
VARIABLE SPEED DRIVE | 1104403475 | ABB | ACH550-01-072A-4+B055 | NA | 0
VARIABLE SPEED DRIVE | 1104403475 | ABB | ACH550-01-072A-4+B055 | NA | 0
VARIABLE SPEED DRIVE | 1104403475 | ABB | ACH550-01-072A-4+B055 | NA | 0
VARIABLE SPEED DRIVE | 1104403475 | ABB | ACH550-01-072A-4+B055 | NA | 0
VARIABLE SPEED DRIVE | 1104102777 | ABB | ACH550-01-072A-4+B055 | NA | 0
VARIABLE SPEED DRIVE | 1104102776 | ABB | ACH550-01-072A-4+B055 | NA | 0
VARIABLE SPEED DRIVE | 1104102897 | ABB | ACH550-01-072A-4+B055 | NA | 0
VARIABLE SPEED DRIVE | 3104704052 | ABB | ACH550-01-072A-4+B055 | NA | 0
VARIABLE SPEED DRIVE | 3110103792 | ABB | ACH550-01-038A-4+B055 | NA | 0
VARIABLE SPEED DRIVE | 3110103801 | ABB | ACH550-01-038A-4+B055 | NA | 0
VARIABLE SPEED DRIVE | 3014900044 | ABB | ACH550-01-038A-4+B055 | NA | 0
BOILER - GAS FIRED | F1034747A | NULL | RB-B1500 | NA | 0
BOILER - GAS FIRED | F1034746A | NULL | RB-B1500 | NA | 0
SWITCHBOARD MECHANICAL |  | NULL |  | NA | 0
SWITCHBOARD MECHANICAL |  | NULL |  | NA | 0
SWITCHBOARD MECHANICAL |  | NULL |  | NA | 0
AIR HANDLING UNIT |  | SHARPEN ENGINEERING | ASH2000FMSP | NA | 0
AIR HANDLING UNIT |  | SHARPEN ENGINEERING | ASH2000FMSP | NA | 0
AIR HANDLING UNIT |  | SHARPEN ENGINEERING | ASH8000FMSP | NA | 0
AIR HANDLING UNIT |  | SHARPEN ENGINEERING | ASH8000FMSP | NA | 0
AIR HANDLING UNIT |  | SHARPEN ENGINEERING | ASH8000FMSP | NA | 0
AIR HANDLING UNIT |  | SHARPEN ENGINEERING | ASH1000FMSP | NA | 0
AIR HANDLING UNIT |  | SHARPEN ENGINEERING | ASH5500FMSP | NA | 0
AIR HANDLING UNIT |  | SHARPEN ENGINEERING | ASH2000FMSP | NA | 0
AIR HANDLING UNIT |  | SHARPEN ENGINEERING | ASH1500FMSP | NA | 0
AIR HANDLING UNIT |  | SHARPEN ENGINEERING | ASH1500FMSP | NA | 0
AIR HANDLING UNIT |  | SHARPEN ENGINEERING | ASH1500FMSP | NA | 0
AIR HANDLING UNIT |  | SHARPEN ENGINEERING | ASH1500FMSP | NA | 0
VARIABLE SPEED DRIVE | 3110702499 | ABB | ACH550-01-06A9-4+B055 | NA | 0
VARIABLE SPEED DRIVE | 3110702499 | ABB | ACH550-01-06A9-4+B055 | NA | 0
VARIABLE SPEED DRIVE | 3110702508 | ABB | ACH550-01-06A9-4+B055 | NA | 0
VARIABLE SPEED DRIVE | 3110702494 | ABB | ACH550-01-06A9-4+B055 | NA | 0
VARIABLE SPEED DRIVE | 3110702488 | ABB | ACH550-01-06A9-4+B055 | NA | 0
VARIABLE SPEED DRIVE | 3110403429 | ABB | ACH550-01-012A-4+B055 | NA | 0
VARIABLE SPEED DRIVE | 3110403429 | ABB | ACH550-01-012A-4+B055 | NA | 0
VARIABLE SPEED DRIVE | 31100792543 | ABB | ACH550-01-023A-4+B055 | NA | 0
VARIABLE SPEED DRIVE | 3104304970 | ABB | ACH550-01-045A-4+B055 | NA | 0
VARIABLE SPEED DRIVE | 3103900726 | ABB | ACH550-01-059A-4+B055 | NA | 0
VARIABLE SPEED DRIVE | 3110104181 | ABB | ACH550-01-045A-4+B055 | NA | 0
VARIABLE SPEED DRIVE | 31101302923 | ABB | ACH550-01-031A-4+B055 | NA | 0
VARIABLE SPEED DRIVE | 3110602913 | ABB | ACH550-01-012A-4+B055 | NA | 0
VARIABLE SPEED DRIVE | 3111100215 | ABB | ACH550-01-08A8-4+B055 | NA | 0
VARIABLE SPEED DRIVE | 3111100216 | ABB | ACH550-01-08A8-4+B055 | NA | 0
VARIABLE SPEED DRIVE | 3121301160 | ABB | ACH550-01-02A4-4+B055 | NA | 0
VARIABLE SPEED DRIVE | 3110603338 | ABB | ACH550-01-015A-4+B055 | NA | 0
VARIABLE SPEED DRIVE | 3110603340 | ABB | ACH550-01-015A-4+B055 | NA | 0
AIR FAN - SUPPLY | 3738 | FANTECH | AP600-4AS | NULL | NULL
SMOKE EXHAUST FAN | 3738 | FANTECH | AP600-4 | NULL | NULL
AIR FAN - SUPPLY |  | FANTECH | AP41022 | NA | 0
AIR FAN - SUPPLY | UNABLE TO ACCESS | FANTECH | AP41430 | NULL | NULL
AIR FAN - SUPPLY | 0 | FANTECH | 6P 32 | NA | 0
AIR FAN - EXHAUST |  | FANTECH | 6P32 | NA | 0
FAN COIL UNIT - DUCTED |  | WALKER | ALHS15 | NA | 0
EXTRACTION SYSTEM - SMOKE | 0 | FEDERAL | AP81122 | NULL | NULL
EXTRACTION SYSTEM - SMOKE | 4731730003 | FEDERAL | AP81125 | NULL | NULL
SMOKE EXHAUST FAN | P907001 | FANTECH | SS18060A6F370 | NULL | NULL
SMOKE EXHAUST FAN | P907001 | FANTECH | SS1806DA6F370 | NULL | NULL
EXTRACTION SYSTEM - SMOKE | 0 | FEDERAL | AP81123 | NULL | NULL
STAIRWELL PRESSURISATION FAN | 0 | FEDERAL | AP61117 | NULL | NULL
EXTRACTION SYSTEM - SMOKE | 0 | FEDERAL | AP81125 | NULL | NULL
EXTRACTION SYSTEM - SMOKE | 0 | FEDERAL | AP101125 | NULL | NULL
EXTRACTION SYSTEM - SMOKE | 0 | FEDERAL | AP101123 | NULL | NULL
AIR FAN - OUTSIDE | NOT LABELLED | FEDERAL | AP81119 | NULL | NULL
AIR FAN - OUTSIDE | 4731730004 | FANTECH | AP81119 | NULL | NULL
AIR FAN - OUTSIDE | 47131418 | TECO | AP61119 | NULL | NULL
AIR FAN - OUTSIDE | 731130001 | FEDERAL | AP81731 | NULL | NULL
STAIRWELL PRESSURISATION FAN | 70172077 | TECO | AP800-41027 | NULL | NULL
STAIRWELL PRESSURISATION FAN | 47177412 | TECO | AP1200-61116 | NULL | NULL
STAIRWELL PRESSURISATION FAN | 47131415 | TECO | AP800-41027 | NULL | NULL
STAIRWELL PRESSURISATION FAN | 47131406 | FEDERAL | AP800-41027 | NULL | NULL
STAIRWELL PRESSURISATION FAN | 70172179 | TECO | AP800-41027 | NULL | NULL
STAIRWELL PRESSURISATION FAN | 47131412 | TECO | AP1200-61117 | NULL | NULL
STAIRWELL PRESSURISATION FAN | 7131419 | FEDERAL | AP41027 | NULL | NULL
VARIABLE SPEED DRIVE |  | DANFOSS |  | NA | 0
VARIABLE SPEED DRIVE |  | DANFOSS |  | NA | 0
STAIRWELL PRESSURISATION FAN | 47131401 | TECO | AP61119 | NULL | NULL
VARIABLE SPEED DRIVE | . | DANFOSS | . | NULL | NULL
VARIABLE SPEED DRIVE |  | DANFOSS |  | NA | 0
VARIABLE SPEED DRIVE |  | DANFOSS |  | NA | 0
VARIABLE SPEED DRIVE |  | DANFOSS |  | NA | 0
FAN COIL UNIT - DUCTED | K15866/A1 | MULLER | FS027HFM | NA | 0
VARIABLE SPEED DRIVE | 012802G424 | DANFOSS | 131N0220 | NULL | NULL
CHILLED WATER PUMP | 7147437003 | TECO | AEHBUC-DDC | NULL | NULL
CHILLED WATER PUMP | 7146426001 | TECO | AEHBUC-DDC | NULL | NULL
ROOM AIR CONDITIONING UNIT | DBD-02319 | TEMPERZONE | TWW27HFBGJBB | NA | 0
PACKAGE AC - WATER SOURCED | 736032 | TEMPERZONE | HWP290CEKTN | R410A | 15
CHILLER - CENTRIFUGAL | 0 | POWER PAX | NO ID (RETROFITTED TURBOCOR) | R134A | 850
CHILLER - SCREW | U02J06469 | TRANE | RTHC1D2UOHOG3L4G3LF0Q00D | R134A | 265
CHILLER - SCREW | 1101M07493 | TRANE | RTHC1D1U0UH0D1L3E1LF0Q00D | R134A | 265
CHILLER - SCREW | XWM1016 | CARRIER | 30XW0652 | R134A | 150
MAKE UP TANK | NA | AIRMASTER | NA | NULL | NULL
CHILLED WATER PUMP | 6130580010 | TECO | AEHBUC-DDC | NULL | NULL
VARIABLE SPEED DRIVE | 016911G451 | DANFOSS | 131B9892 | NULL | NULL
CONDENSER WATER PUMP | 7146315005 | TECO | AEHBUC-DCC | NULL | NULL
VARIABLE SPEED DRIVE |  | DANFOSS |  | NA | 0
CONDENSER WATER PUMP | H710A307001 | TECO | AEMBUC040075FMC2G | NULL | NULL
CONDENSER WATER PUMP | 2007/0035 | ALCAIR | A10C | NULL | NULL
CONDENSER WATER PUMP | UNREADABLE | ALCAIR | A10C | NULL | NULL
CAR PARK EXHAUST FAN |  | FEDERAL | AP15306 | NA | 0
CAR PARK EXHAUST FAN | UNREADABLE | RICHARDSON | Q41282 | NULL | NULL
CAR PARK EXHAUST FAN | INACCESSIBLE | ROBERT SHAW | 38TR6P | NULL | NULL
CAR PARK EXHAUST FAN |  | ROBERT SHAW | 38TR6P | NA | 0
CAR PARK EXHAUST FAN |  | ROBERT SHAW | 38TR6P | NA | 0
CAR PARK EXHAUST FAN | 822390 | FEDERAL | AP14006 | NULL | NULL
CAR PARK SUPPLY AIR FAN | 037138A | FEDERAL | AP14006 | NULL | NULL
CAR PARK SUPPLY AIR FAN | 4629712 | FANTECH | AP1400 | NULL | NULL
VARIABLE SPEED DRIVE |  | DANFOSS |  | NA | 0
VARIABLE SPEED DRIVE |  | DANFOSS |  | NA | 0
FAN COIL UNIT - DUCTED | 0 | WALKER | ALHS-16 | NA | 0
VARIABLE SPEED DRIVE | 011402G421 | DANFOSS | 131U2433 | NULL | NULL
CAR PARK EXHAUST FAN | 27609522 | FANTECH | AP61422 | NULL | NULL
FAN COIL UNIT - DUCTED | 0 | MULLER | MLH14 HCM | NA | 0
DUCTED SPLIT SYSTEM |  | APAC |  | R22 | 10
WALL MOUNTED SPLIT SYSTEM | 3906504650 | PANASONIC | CS E24NKR | R410A | 0
WALL MOUNTED SPLIT SYSTEM | 13C2906516 | HITACHI | RAC-70YHA3 | NA | 0
WALL MOUNTED SPLIT SYSTEM | E012693 | DAIKIN | FTXF71TVMA | R32 | 3.5
DUCTED SPLIT SYSTEM | 606711 | TEMPERZONE | OSA39OR | R22 | 30
DUCTED SPLIT SYSTEM | A1902001 | DUNN AIR | SHS35NBB2-R-F | R410A | 15
PACKAGED AIR CONDITIONING UNIT | 675179 | TEMPERZONE | OPA270RKTH | R410A | 15
DUCTED SPLIT SYSTEM | 27917 | BRADWAY | SCR801 | R410A | 15
WALL MOUNTED SPLIT SYSTEM | 6601800778 | PANASONIC | CU-RE28LKR | R410A | 10
CONDENSER WATER PUMP | 82577-1B | ALCAIR | A20C | NULL | NULL
CONDENSER WATER PUMP | 825771A | ALCAIR | A20C | NULL | NULL
CAR PARK EXHAUST FAN | C703852 | FEDERAL | AP15306 | NULL | NULL
STAIRWELL PRESSURISATION FAN | 70172085 | FEDERAL | AP41025 | NULL | NULL
CAR PARK EXHAUST FAN |  | FEDERAL | AP 15306 | NA | 0
CAR PARK EXHAUST FAN | 4714606 | TECO | AP4006 | NULL | NULL
CAR PARK EXHAUST FAN | C703851 | FEDERAL | AP15306 | NULL | NULL
CAR PARK EXHAUST FAN | 4714687 | TECO | AP14006 | NULL | NULL
CAR PARK EXHAUST FAN | 4714682 | FEDERAL | AP14006 | NULL | NULL
CAR PARK SUPPLY AIR FAN | 4714683 | FEDERAL | AP14006 | NULL | NULL
CAR PARK SUPPLY AIR FAN | 4174685 | TECO | AP14006 | NULL | NULL
CAR PARK EXHAUST FAN | C709091 | FEDERAL | AP14006 | NULL | NULL
CAR PARK SUPPLY AIR FAN | C703882 | FEDERAL | AP18006 | NULL | NULL
CAR PARK SUPPLY AIR FAN | C703863 | TECO | AEEBX | NULL | NULL
VARIABLE SPEED DRIVE |  | DANFOSS |  | NA | 0
AIR FAN - EXHAUST | 0 | FANTECH | AP61422 | NULL | NULL
VARIABLE SPEED DRIVE | G12602G421 | DANFOSS | 131U2433 | NULL | NULL
VARIABLE SPEED DRIVE |  | DANFOSS |  | NA | 0
VARIABLE SPEED DRIVE | 111 | DANFOSS | tbc | NULL | NULL
VARIABLE SPEED DRIVE |  | DANFOSS |  | NA | 0
AIR FAN - OUTSIDE | 480504 | FANTECH | CE456S | NULL | NULL
AIR FAN - OUTSIDE | N | UNKNOWN | UNKNOWN | NA | 0
AIR FAN - OUTSIDE | 480503 | FANTECH | CE505S | NA | 0
AIR FAN - OUTSIDE | 480504 | FANTECH | CE456S | NULL | NULL
AIR FAN - OUTSIDE | NA | OTHER | DDM12-12 | NA | 0
AIR FAN - OUTSIDE | NA | OTHER | DDM12-12 | NA | 0
AIR FAN - OUTSIDE | 6N0212300 | OTHER | DDM12-12 | NA | 0
KITCHEN EXHAUST FAN | NA | UNKNOWN | UNKNOWN | NULL | NULL
TOILET EXHAUST FAN | 361149 | FANTECH | CE506V | NULL | NULL
TOILET EXHAUST FAN | NA | FANTECH | MV301 | NA | 0
TOILET EXHAUST FAN | 174863 | FANTECH | AO454V | NA | 0
AIR FAN - EXHAUST | NA | NULL | NA | NULL | NULL
AIR FAN - EXHAUST | NA | UNKNOWN | NA | NA | 0
AIR FAN - EXHAUST | 407990 | FANTECH | AE564V | NA | 0
AIR FAN - EXHAUST | NA | FANTECH | NA | NA | 0
AIR FAN - EXHAUST | NA | CFM FANS | NA | NULL | NULL
AIR FAN - OUTSIDE | 480504 | FANTECH | CE456S | NA | 0
AIR FAN - EXHAUST | 540463 | FANTECH | CE254D | NULL | NULL
AIR FAN - EXHAUST | NA | FANTECH | NA | NULL | NULL
CAR PARK EXHAUST FAN | G6185 | RICHARDSON | 60TR | NA | 0
CAR PARK EXHAUST FAN | G6185 | RICHARDSON | 60TR | NA | 0
CAR PARK EXHAUST FAN | G6185 | RICHARDSON | 60TR | NA | 0
CAR PARK EXHAUST FAN | G6185 | RICHARDSON | 60TR | NA | 0
TOILET EXHAUST FAN | 361054 | FANTECH | PCE566ER | NA | 0
CAR PARK EXHAUST FAN | G6185 | RICHARDSON | 60TR | NA | 0
AIR FAN - EXHAUST | 219836A | FANS DIRECT | AX63DA25P-4ESF | NULL | NULL
AIR FAN - EXHAUST | 219836B | FANS DIRECT | AX63DA25P-4ESF | NULL | NULL
AIR FAN - EXHAUST | 219837B | FANS DIRECT | AX80WW02A-4FSF | NULL | NULL
AIR FAN - EXHAUST | 219837A | FANS DIRECT | AX80WW02A-4FSF | NULL | NULL
AIR FAN - EXHAUST | PN225466A | FANS DIRECT | AX56DB22P-4BSF | NULL | NULL
AIR FAN - EXHAUST | PN225466B | FANS DIRECT | AX63DA22P-4DSF | NULL | NULL
SMOKE SPILL FAN | NA | FANTECH | NA | NA | 0
SMOKE SPILL FAN | NA | FANTECH | NA | NA | 0
SMOKE SPILL FAN | NA | FANTECH | NA | NA | 0
AIR FAN - EXHAUST | 219853 | FANS DIRECT | AX63DA22P-4DSF | NULL | NULL
TOILET EXHAUST FAN | NA | FANTECH | CE254V | NA | 0
SMOKE SPILL FAN | 101580 | FANTECH | SS100-7-15 | NULL | NULL
SMOKE SPILL FAN | NA | ZIEHL-EBM | NA | NA | 0
SMOKE SPILL FAN | 101580 | FANTECH | SS100-7-15 | NULL | NULL
SMOKE SPILL FAN | 101580 | FANTECH | SS062-14-40 | NULL | NULL
SMOKE SPILL FAN | 101580 | FANTECH | SS100-7-15 | NULL | NULL
SMOKE SPILL FAN | 101580 | FANTECH | SS100-7-15 | NULL | NULL
SMOKE SPILL FAN | NA | FANTECH | NA | NA | 0
AIR FAN - OUTSIDE |  | FANTECH | CE456S | NA | 0
SMOKE SPILL FAN |  | FANS DIRECT | AX50DB22P-4BSF | NA | 0
TOILET EXHAUST FAN |  | FANTECH | MV300 | NA | 0
TOILET EXHAUST FAN |  | FANTECH | MV301 | NA | 0
AIR FAN - EXHAUST | NA | UNKNOWN | NA | NULL | NULL
DUCTED SPLIT SYSTEM | NA | TOSHIBA | NOT AVAILABLE | R410A | 0
DUCTED SPLIT SYSTEM | NOT AVALIABLE | TOSHIBA | NOT AVAILABLE | R410A | 0
DUCTED SPLIT SYSTEM | NOT AVAILABLE | TOSHIBA | NOT AVAILABLE | R410A | 0
DUCTED SPLIT SYSTEM | NA | TOSHIBA | NOT AVAILABLE | R410A | 0
DUCTED SPLIT SYSTEM | NOT AVAILABLE | TOSHIBA | NOT AVAILABLE | R410A | 0
DUCTED SPLIT SYSTEM | NOT AVALIABLE | TEMPERZONE | ISD85Q | R22 | 0
WALL MOUNTED SPLIT SYSTEM | 737500435BE | MITSUBISHI | DXK18ZMA-S | R410A | 0
MULTI HEAD DUCTED SPLIT SYSTEM | NA | TOSHIBA | MMY-MAP1204HT8 | R410A | 0
CASSETTE SPLIT SYSTEM | 32200229 | TOSHIBA | RAS-22SKV2-A1 | R410A | 0
CASSETTE SPLIT SYSTEM | 32200060 | TOSHIBA | RAS-22SAV2-A1 | R410A | 2
WALL MOUNTED SPLIT SYSTEM | 772505979BE | MITSUBISHI | DXC18ZMA-S | R410A | 2
DUCTED SPLIT SYSTEM | 80810009 | TOSHIBA | RAV-SP1404AT8-A1 | R410A | 3
DUCTED SPLIT SYSTEM | 804B0077 | TOSHIBA | RAV-SP1104AT-A2 | R410A | 3
DUCTED SPLIT SYSTEM | 804B0071 | TOSHIBA | RAV-SP1104AT-A2 | R410A | 3
HEAT PUMP SPLIT SYSTEM | NA | CARRIER | NA | R22 | 2
WALL MOUNTED SPLIT SYSTEM | E009484 | DAIKIN | FTXS60GVMA | R22 | 0
WALL MOUNTED SPLIT SYSTEM | NOT AVALIABLE | DAIKIN | RXS60FBVMA | R410A | 2
DUCTED SPLIT SYSTEM | 311N0011 | TOSHIBA | RAV-SM2244AT8-A | R410A | 6
DUCTED SPLIT SYSTEM | 0 | MITSUBISHI | PUH5YKSA | R22 | 2
DUCTED SPLIT SYSTEM | NOT AVAILABLE | TOSHIBA | NOT AVAILABLE | R410A | 0
DUCTED SPLIT SYSTEM | NA | TOSHIBA | NOT AVAILABLE | R410A | 0
DUCTED SPLIT SYSTEM | 0 | TOSHIBA | RAV-SM804DT | R410A | 0
DUCTED SPLIT SYSTEM | 20240036 | TOSHIBA | RAV-SM1403DT-A | R410A | 0
WALL MOUNTED SPLIT SYSTEM | 309650753 | PANASONIC | CS-E24NKR | R410A | 0
DUCTED SPLIT SYSTEM | 80810001 | TOSHIBA | RAV-SP1604AT8-A1 | R410A | 3
DUCTED SPLIT SYSTEM | 80710007 | TOSHIBA | RAV-SP1604AT8-A1 | R410A | 3
DUCTED SPLIT SYSTEM | 21040015 | TOSHIBA | RAV-SP804AT-A | R410A | 3
WALL MOUNTED SPLIT SYSTEM | 6522107217 | PANASONIC | CU-E24NKR | R410A | 3
DUCTED SPLIT SYSTEM |  | ALCAIR | HCS15SL EX15B | R22 | 0
DUCTED SPLIT SYSTEM | 06M00166 | MITSUBISHI | PEH-4EKSA | R22 | 0
DUCTED SPLIT SYSTEM | NOT AVALIABLE | TEMPERZONE | ISD140K | R22 | 0
DUCTED SPLIT SYSTEM | 30940030 | TOSHIBA | RAV-SM1404DT-E | R410A | 0
DUCTED SPLIT SYSTEM | 30940046 | TOSHIBA | RAV-SM1403DT-A | R410A | 0
DUCTED SPLIT SYSTEM | 31040080 | TOSHIBA | RAV-SM1103DT-A | R410A | 0
DUCTED SPLIT SYSTEM | 31040105 | TOSHIBA | RAV-SM1103DT-A | R410A | 0
DUCTED SPLIT SYSTEM | 30940037 | TOSHIBA | RAV-SM1403 DT-A | R410A | 0
DUCTED SPLIT SYSTEM | 30940023 | TOSHIBA | RAV-SM1403DT-A | R410A | 0
DUCTED SPLIT SYSTEM | 20240007 | TOSHIBA | RAV-SM1403DT-A | R410A | 0
DUCTED SPLIT SYSTEM | 30940111 | TOSHIBA | RAV-SM1403DT-A | R410A | 0
DUCTED SPLIT SYSTEM | 20240032 | TOSHIBA | RAV-SM1403DT-A | R410A | 4
DUCTED SPLIT SYSTEM | 31040101 | TOSHIBA | RAV-SM1103DT-A | R410A | 0
DUCTED SPLIT SYSTEM | 20240038 | TOSHIBA | RAV-SM1403DT-A | R410A | 0
DUCTED SPLIT SYSTEM | 30940048 | TOSHIBA | RAV-SM1403T-A | R410A | 0
DUCTED SPLIT SYSTEM | 30940119 | TOSHIBA | RAV-SM1403DT-A | R410A | 0
DUCTED SPLIT SYSTEM | 309B0079 | TOSHIBA | RAV-SP1104AT-A | R410A | 0
WALL MOUNTED SPLIT SYSTEM | 326600457 RE | MITSUBISHI | SRK35ZJX-S | R410A | 0
PACKAGED AIR CONDITIONING UNIT | 803418 | TEMPERZONE | OPA-161RKTYH | R410A | 4
DUCTED SPLIT SYSTEM | 310B0004 | TOSHIBA | RAV-SP1104AT-A | R410A | 4
DUCTED SPLIT SYSTEM | 207B0035 | TOSHIBA | RAV-SP1404AT-A | R410A | 4
DUCTED SPLIT SYSTEM | NOT AVALIABLE | MITSUBISHI | NOT AVALIABLE | R22 | 4
WALL MOUNTED SPLIT SYSTEM | 357503671RE | MITSUBISHI | SRC35ZJX-S | R410A | 1.2
DUCTED SPLIT SYSTEM | 402B0028 | TOSHIBA | RAV-SP1404AT-A | R410A | 4
DUCTED SPLIT SYSTEM | 72600016 | TOSHIBA | RAV-SP804ATP-A1 | R410A | 2
DUCTED SPLIT SYSTEM | 206B0074 | TOSHIBA | RAV-SP1404AT-A | R410A | 3
DUCTED SPLIT SYSTEM | 309B0079 | TOSHIBA | RAV-SP1104AT-A | R410A | 3
DUCTED SPLIT SYSTEM | 402B0014 | TOSHIBA | RAV-SP1404AT-A | R410A | 4
DUCTED SPLIT SYSTEM | 207B0031 | TOSHIBA | RAV-SP1404AT-A | R410A | 4
DUCTED SPLIT SYSTEM | UNAVALIABLE | ALCAIR | UNAVALIABLE | R22 | 4
DUCTED SPLIT SYSTEM | 305B0004 | TOSHIBA | RAV-SP1404AT-A | R410A | 4
DUCTED SPLIT SYSTEM | 402B0022 | TOSHIBA | RAV-SP1404AT-A | R410A | 4
DUCTED SPLIT SYSTEM | 309B0079 | TOSHIBA | RAV-SP1104AT-A | R410A | 4
DUCTED SPLIT SYSTEM | 305B0006 | TOSHIBA | RAV-SP1404AT-A | R410A | 4
DUCTED SPLIT SYSTEM | 309B0020 | TOSHIBA | RAV-SP1404AT-A | R410A | 4
DUCTED SPLIT SYSTEM | 309B0019 | TOSHIBA | RAV-SP1404AT-A | R410A | 4
DUCTED SPLIT SYSTEM | 309B0019 | TOSHIBA | RAV-SP1404AT-A | R410A | 4
DUCTED SPLIT SYSTEM | 305B0007 | TOSHIBA | RAV-SM1404AT-A | R410A | 4
DUCTED SPLIT SYSTEM | 310B0015 | TOSHIBA | RAV-SM1404AT-A | R410A | 4
DUCTED SPLIT SYSTEM | 310B0014 | TOSHIBA | RAV-SM1404AT-A | R410A | 4
DUCTED SPLIT SYSTEM | 309B0019 | TOSHIBA | RAV-SP1404AT-A | R410A | 4
DUCTED SPLIT SYSTEM | 305B0007 | TOSHIBA | RAV-SM1404AT-A | R410A | 4
DUCTED SPLIT SYSTEM | 310B0014 | TOSHIBA | RAV-SM1404AT-A | R410A | 4
DUCTED SPLIT SYSTEM | 310B0015 | TOSHIBA | RAV-SM1404AT-A | R410A | 4
PACKAGED AIR CONDITIONING UNIT | 808125 | TEMPERZONE | OPA-161RKTYH | R410A | 4
DUCTED SPLIT SYSTEM | 0 | TOSHIBA | RAV-SM1404DT-A | R410A | 0
DUCTED SPLIT SYSTEM | 10210026 | TOSHIBA | RAV-SM2244AT8-A | R410A | 6
DUCTED SPLIT SYSTEM | 0 | TOSHIBA | RAV-SM1404DT-E | R410A | 4
DUCTED SPLIT SYSTEM | 309B0018 | TOSHIBA | RAV-SM1404-AT | R410A | 4
DUCTED SPLIT SYSTEM | 348908 | NULL | SRA120E-0100 | R410A | 0
DUCTED SPLIT SYSTEM | 20240015 | TOSHIBA | RAV-SM1403DT-A | R410A | 0
DUCTED SPLIT SYSTEM | 60920032 | TOSHIBA | RAV-SM1403DT-A | R410A | 0
DUCTED SPLIT SYSTEM | NOT AVALIABLE | TOSHIBA | NOT AVAILABLE | R410A | 0
DUCTED SPLIT SYSTEM | NOT AVALIABLE | TOSHIBA | NOT AVAILABLE | R410A | 0
DUCTED SPLIT SYSTEM | 20240034 | TOSHIBA | RAV-SM1403DT-A | R410A | 0
DUCTED SPLIT SYSTEM | 20240013 | TOSHIBA | RAV-SM1403DT-A | R410A | 0
DUCTED SPLIT SYSTEM | 30940118 | TOSHIBA | RAV-SM1403DT-A | R410A | 0
DUCTED SPLIT SYSTEM | 31040084 | TOSHIBA | RAV-SM1103DT-A | R410A | 0
DUCTED SPLIT SYSTEM | 31040103 | TOSHIBA | RAV-SM1103DT-A | R410A | 0
DUCTED SPLIT SYSTEM | 31040082 | TOSHIBA | RAV-SM1103DT-A | R410A | 0
PACKAGED AIR CONDITIONING UNIT | 327372 | ACTRON | PCA140U-0200 | R410A | 5
DUCTED SPLIT SYSTEM | 206B0035 | TOSHIBA | RAV-SP1404AT-A | R410A | 5
DUCTED SPLIT SYSTEM | 805B0028 | TOSHIBA | RAV-SP1604ATT8-A1 | R410A | 3
DUCTED SPLIT SYSTEM | 305B0034 | TOSHIBA | RAV-SP1404AT-A | R410A | 5
DUCTED SPLIT SYSTEM | 610B0006 | TOSHIBA | RAV-SP1404AT-A1 | R410A | 3
DUCTED SPLIT SYSTEM | 669742 | TEMPERZONE | OSA140RKT | R410A | 3
DUCTED SPLIT SYSTEM | 206B0062 | TOSHIBA | RAV-SP1404AT-A | R410A | 5
DUCTED SPLIT SYSTEM | 206B0069 | TOSHIBA | RAV-SP1404AT-A | R410A | 5
DUCTED SPLIT SYSTEM | 312B0012 | TOSHIBA | RAV-SP1104AT-A | R410A | 5
DUCTED SPLIT SYSTEM | 312B0013 | TOSHIBA | RAV-SP1104AT-A | R410A | 5
DUCTED SPLIT SYSTEM | 312B0011 | TOSHIBA | RAV-SP1104AT-A | R410A | 5
DUCTED SPLIT SYSTEM | 70210001 | TOSHIBA | RAV-SP2244AT8-A1 | R410A | 6
DUCTED SPLIT SYSTEM | 70510006 | TOSHIBA | RAV-2244AT8-A1 | R410A | 6
DUCTED SPLIT SYSTEM | 206B0033 | TOSHIBA | RAV-SP1404AT-A | R410A | 3
DUCTED SPLIT SYSTEM | 342617 | NULL | SRA120C | R410A | 5
DUCTED SPLIT SYSTEM | 309B0018 | TOSHIBA | RAV-SP1404AT-A | R410A | 5
DUCTED SPLIT SYSTEM | 309B0018 | TOSHIBA | RAV-SP1404AT-A | R410A | 5
DUCTED SPLIT SYSTEM | 309B0018 | TOSHIBA | RAV-SP1404AT-A | R410A | 5
PACKAGED AIR CONDITIONING UNIT | 327373 | ACTRON | PCA140U-0200 | R410A | 5
DUCTED SPLIT SYSTEM | NA | APAC | ISD160K | R22 | 0
DUCTED SPLIT SYSTEM | NOT AVALIABLE | TOSHIBA | NOT AVAILABLE | R410A | 0
DUCTED SPLIT SYSTEM | NOT AVAILABLE | TOSHIBA | NOT AVAILABLE | R410A | 0
DUCTED SPLIT SYSTEM | 698292 | TEMPERZONE | ISD135K | R410A | 0
DUCTED SPLIT SYSTEM | 40110034 | TOSHIBA | RAV-SM2242DT-E | R410A | 0
DUCTED SPLIT SYSTEM | 40110056 | TOSHIBA | RAV-SM2242DT-E | R410A | 0
DUCTED SPLIT SYSTEM | 40110042 | TOSHIBA | RAV-SM2242DT-E | R410A | 0
DUCTED SPLIT SYSTEM | 31040107 | TOSHIBA | RAV-SM1403DT-A | R410A | 0
DUCTED SPLIT SYSTEM | 40110052 | TOSHIBA | RAV-SM2242DT-E | R410A | 0
DUCTED SPLIT SYSTEM | 40210047 | TOSHIBA | RAV-SM2242DT-E | R410A | 0
DUCTED SPLIT SYSTEM | 40110061 | TOSHIBA | RAV-SM2242T-E | R410A | 0
DUCTED SPLIT SYSTEM | 40110051 | TOSHIBA | RAV-SM2242DT-E | R410A | 0
DUCTED SPLIT SYSTEM | NOT AVALIABLE | TOSHIBA | RAV-SM1403DT- A | R410A | 0
DUCTED SPLIT SYSTEM | 20240011 | TOSHIBA | RAV-SM1403DT-A | R410A | 0
DUCTED SPLIT SYSTEM | 30910014 | TOSHIBA | RAV-SM2242DT-E | R410A | 0
DUCTED SPLIT SYSTEM | 30910015 | TOSHIBA | RAV-SM2242DT-E | R410A | 0
DUCTED SPLIT SYSTEM | 40110044 | TOSHIBA | RAV-SM2244-AT | R410A | 0
DUCTED SPLIT SYSTEM | 20410002 | TOSHIBA | RAV-SM2242DT-E | R410A | 0
DUCTED SPLIT SYSTEM | 40110043 | TOSHIBA | RAV-SM2242DT-E | R410A | 0
DUCTED SPLIT SYSTEM | 40110045 | TOSHIBA | RAV-SM2242-DT | R410A | 0
DUCTED SPLIT SYSTEM | 401N0016 | TOSHIBA | RAV-SM2244AT8-A | R410A | 0
PACKAGED AIR CONDITIONING UNIT | 15357 | APAC | PO21AHR9AE | R22 | 6
DUCTED SPLIT SYSTEM | 311N0021 | TOSHIBA | RAV-SM2244AT8-A | R410A | 6
DUCTED SPLIT SYSTEM | 206B0034 | TOSHIBA | RAV-SP1404AT-A | R410A | 6
DUCTED SPLIT SYSTEM | 10510019 | TOSHIBA | RAV-SM2244AT8-A | R410A | 6
DUCTED SPLIT SYSTEM | 311N0020 | TOSHIBA | RAV-SM2244AT8-A | R410A | 6
DUCTED SPLIT SYSTEM | 401N0015 | TOSHIBA | RAV-SM2244AT8-A | R410A | 6
DUCTED SPLIT SYSTEM | 311N0023 | TOSHIBA | RAV-SM2244AT8-A | R410A | 6
DUCTED SPLIT SYSTEM | 302B0173 | TOSHIBA | RAV-SP1404AT-A | R410A | 6
DUCTED SPLIT SYSTEM | 710B0040 | TOSHIBA | RAV-SP1104AT-A1 | R410A | 3
DUCTED SPLIT SYSTEM | NA | TEMPERZONE | OSA 140RKS | R410A | 6
DUCTED SPLIT SYSTEM | 311N0013 | TOSHIBA | RAV-SM2244AT8-A | R410A | 6
DUCTED SPLIT SYSTEM | 401N0002 | TOSHIBA | RAV-SM2244AT8-A | R410A | 6
DUCTED SPLIT SYSTEM | 311N0022 | TOSHIBA | RAV-SM2244AT8-A | R410A | 6
DUCTED SPLIT SYSTEM | 695573 | TEMPERZONE | OSA160RKS | R410A | 6
DUCTED SPLIT SYSTEM | 311N0024 | TOSHIBA | RAV-SM2244AT8-A | R410A | 6
DUCTED SPLIT SYSTEM | 401N0005 | TOSHIBA | RAV-SM2244AT8-A | R410A | 6
DUCTED SPLIT SYSTEM | 311N0011 | TOSHIBA | RAV-SM2244AT8-A | R410A | 6
DUCTED SPLIT SYSTEM | 809B0047 | TOSHIBA | RAV-SP1404AT-A2 | R410A | 3
DUCTED SPLIT SYSTEM | 311N0009 | TOSHIBA | RAV-SM2244AT8-A | R410A | 6
DUCTED SPLIT SYSTEM | 311N0012 | TOSHIBA | RAV-SM2244AT8-A | R410A | 6
DUCTED SPLIT SYSTEM | 311N0012 | TOSHIBA | RAV-SM2244AT8-A | R410A | 6
DUCTED SPLIT SYSTEM | 10210003 | TOSHIBA | RAV-2804AT8-A | R410A | 6
DUCTED SPLIT SYSTEM | 20140009 | TOSHIBA | RAV-SP804AT-A | R410A | 2
DUCTED SPLIT SYSTEM | 10210003 | TOSHIBA | RAV-2804AT8-A | R410A | 6
DUCTED SPLIT SYSTEM | 311N0012 | TOSHIBA | RAV-SM2244AT8-A | R410A | 6
PACKAGE AC - WATER SOURCED |  | BRADWAY TEMPER | REDUNDANT | R22 | 6
PACKAGED AIR CONDITIONING UNIT | 15358 | APAC | PO21AHR9AE | R22 | 6
PACKAGED AIR CONDITIONING UNIT | 15358 | APAC | PO21AHR9AE | R22 | 6
DUCTED SPLIT SYSTEM | 0 | TOSHIBA | RAV-SM2244DT-E | R410A | 6
DUCTED SPLIT SYSTEM | 311N0021 | TOSHIBA | RAV-SM2244AT8-A | R410A | 6
PACKAGED AIR CONDITIONING UNIT | 785145 | TEMPERZONE | OPA-370RKYTBH | R410A | 6
DUCTED SPLIT SYSTEM | 311N0021 | TOSHIBA | RAV-SM2244AT8-A | R410A | 6
DUCTED SPLIT SYSTEM | 60620057 | TOSHIBA | RAV-SM1103DT-A | R410A | 0
DUCTED SPLIT SYSTEM | 804B0020 | TOSHIBA | RAV-SP1104AT-A2 | R410A | 3
DUCTED SPLIT SYSTEM |  | TOSHIBA | RAV-SM2244-AT | R410A | 6
PACKAGED AIR CONDITIONING UNIT | NA | APAC | PO30AHR | R22 | 7
PACKAGED AIR CONDITIONING UNIT | 783984 | TEMPERZONE | OPA-242RKTHBH-P | R410A | 7
DUCTED SPLIT SYSTEM |  | TOSHIBA | RAV-SM2802DT-E | R410A | 9
DUCTED SPLIT SYSTEM | 20940133 | TOSHIBA | MMD-AP0564BH-E | R410A | 0
PACKAGED AIR CONDITIONING UNIT | 327572 | ACTRON | PCA260U-0200 | R410A | 10
DUCTED SPLIT SYSTEM | 210I0004 | TOSHIBA | MMY-MAP1204HT8 | R410A | 10
DUCTED SPLIT SYSTEM | 20940164 | TOSHIBA | MMD-AP0564BH-E | R410A | 0
DUCTED SPLIT SYSTEM |  | TOSHIBA | MAP1204HT8 MULTIHEAD | R410A | 0
DUCTED SPLIT SYSTEM | 210I0002 | TOSHIBA | MMY-MAP1204HT8 | R410A | 12
PACKAGED AIR CONDITIONING UNIT | 94438 | TEMPERZONE | OPA550RKTBH | R410A | 16
PACKAGED AIR CONDITIONING UNIT | 94301 | TEMPERZONE | OPA-465RKTBH | R410A | 18
PACKAGED AIR CONDITIONING UNIT | 92289 | TEMPERZONE | OPA-550RKTBH | R410A | 18
PACKAGED AIR CONDITIONING UNIT | 94300 | TEMPERZONE | OPA-465 | R410A | 18
PACKAGED AIR CONDITIONING UNIT | 94439 | TEMPERZONE | OPA-550RKTBH | R410A | 18
PACKAGED AIR CONDITIONING UNIT | 94299 | TEMPERZONE | OPA-465RKTBH | R410A | 18
PACKAGED AIR CONDITIONING UNIT | 92272 | TEMPERZONE | OPA-850RKTBH | R410A | 18
PACKAGED AIR CONDITIONING UNIT | 91569 | TEMPERZONE | OPA960RKTBH | R410A | 18
PACKAGED AIR CONDITIONING UNIT | 92272 | TEMPERZONE | OPA-850 RKTBH | R410A | 20
PACKAGED AIR CONDITIONING UNIT | 92274 | TEMPERZONE | OPA-850RKTBH | R410A | 20
PACKAGED AIR CONDITIONING UNIT | 94303 | TEMPERZONE | OPA-960RKTBH | R410A | 20
PACKAGED AIR CONDITIONING UNIT | 94306 | TEMPERZONE | OPA-960RKTBH | R410A | 20
CALORIFIER (DOMESTIC HW) | UNKNOWN | ASEA | UNKNOWN | NULL | NULL
CALORIFIER (DOMESTIC HW) | UNKNOWN | ASEA | UNKNOWN | NULL | NULL
REFRIGERANT LEAK DETECTOR | NA | ASEA | RAM-IV9 | NULL | NULL
AIR FAN - EXHAUST | NA | ROBERT SHAW | 5CL | NULL | NULL
AIR FAN - EXHAUST | NA | ROBERT SHAW | 730 BL | NULL | NULL
HEATING HOT WATER PUMP | UNKNOWN | ALCAIR | UNKNOWN | NULL | NULL
HEATING HOT WATER PUMP | NA | ALCAIR | 2K | NULL | NULL
SWITCHBOARD MECHANICAL | NULL | ASEA | NULL | NULL | NULL
HEATING HOT WATER PUMP | NA | ALCAIR | 1 12 L | NULL | NULL
HEATING HOT WATER PUMP | NA | ALCAIR | 2MS | NULL | NULL
HEATING HOT WATER PUMP | MC12590 | ASEA | AQUAP40-26910 | NULL | NULL
VARIABLE SPEED DRIVE | NA | ASEA | 45KW | NULL | NULL
VARIABLE SPEED DRIVE | 3082102709 | ASEA | 30 KW | NULL | NULL
SWITCHBOARD MECHANICAL |  | ASEA |  | NULL | NULL
CHILLED WATER PUMP | NA | ALCAIR | 210443DRE | NULL | NULL
VARIABLE SPEED DRIVE | MEAI2NS8 | ASEA | 89L4160-M2203 | NULL | NULL
SWITCHBOARD MAIN | NULL | ASEA | NULL | NULL | NULL
AIR FAN - OUTSIDE | 86507 | ROBERT SHAW | 700BL | NULL | NULL
CHILLED WATER PUMP | NA | ALCAIR | MEGGA2000 | NULL | NULL
CHILLED WATER PUMP | NA | ALCAIR | A100 | NA | 0
CHILLED WATER PUMP | NA | ALCAIR | A100 | NULL | NULL
HEATING HOT WATER PUMP | NA | ALCAIR | 2K | NULL | NULL
SWITCHBOARD MECHANICAL | NULL | ASEA | NULL | NULL | NULL
SWITCHBOARD MECHANICAL | NULL | ASEA | NULL | NULL | NULL
SWITCHBOARD MECHANICAL | NULL | MONARCH | NULL | NULL | NULL
AIR FAN - EXHAUST | NA | ASEA | Other | NULL | NULL
AIR FAN - EXHAUST | NULL | ASEA | NULL | NULL | NULL
AIR FAN - EXHAUST | NA | DUNN AIR | UNKNOWN | NULL | NULL
WALL MOUNTED SPLIT SYSTEM | 820500138RE | MITSUBISHI | SRK60ZHX-S | NA | 0
AIR FAN - EXHAUST | NA | ASEA | Other | NULL | NULL
HEATING HOT WATER PUMP | 9016 | HARDLAND | LP30.200.170 | NA | 0
FAN COIL UNIT - DUCTED | AB9L0071 | TRITEC ELECT | CWHC3000 | NA | 0
FAN COIL UNIT - DUCTED |  | SUNDOWNER | TCR600-SW-DC | NA | 0
NON DUCTED SPLIT SYSTEM | 10A3627157 | HONEYWELL | RAS-80YH2 | NA | 0
FAN COIL UNIT - DUCTED |  | SUNDOWNER | TCR800-SW--DC | NA | 0
FAN COIL UNIT - DUCTED |  | SUNDOWNER | TCR600-SW-DC | NA | 0
FAN COIL UNIT - DUCTED |  | SUNDOWNER | TCR1000-SW-DC | NA | 0
FAN COIL UNIT - DUCTED |  | SUNDOWNER | TCR600-SW-DC | NA | 0
FAN COIL UNIT - DUCTED |  | SUNDOWNER | TCR600-SW-DC | NA | 0
FAN COIL UNIT - DUCTED |  | SUNDOWNER | TCR1000-SW-DC | NA | 0
FAN COIL UNIT - DUCTED |  | SUNDOWNER | TRC600-SW-DC | NA | 0
FAN COIL UNIT - DUCTED |  | SUNDOWNER | TCR1000-HW-DC | NA | 0
FAN COIL UNIT - DUCTED |  | SUNDOWNER | TCR1000-HW-DC | NA | 0
FAN COIL UNIT - DUCTED |  | SUNDOWNER | TCR1000-HW-DC | NA | 0
FAN COIL UNIT - DUCTED |  | SUNDOWNER | TCR800-SW-DC | NA | 0
FAN COIL UNIT - DUCTED |  | SUNDOWNER | TCR600-SW-DC | NA | 0
NON DUCTED SPLIT SYSTEM | QP497BAJ0018 | HONEYWELL | RPI-6 . OFSN1SQ | R410A | 0
NON DUCTED SPLIT SYSTEM |  | HONEYWELL | QPI-6OFSN1SQ | R410A | 0
NON DUCTED SPLIT SYSTEM | QP497BAJ0020 | HONEYWELL | RPI-6OFSN1SQ | R410A | 0
AIR HANDLING UNIT |  | TRITEC ELECT | CCHB-17H1 | NA | 0
AIR HANDLING UNIT |  | TRITEC ELECT | CCHB-31H1 | NA | 0
AIR HANDLING UNIT |  | TRITEC ELECT | CCHB-31H1 | NA | 0
AIR HANDLING UNIT |  | TRITEC ELECT | CCHB-25H1 | NA | 0
AIR HANDLING UNIT |  | TRITEC ELECT | CCHB-31H1 | NA | 0
AIR HANDLING UNIT |  | TRITEC ELECT | CCHB-31H1 | NA | 0
AIR HANDLING UNIT | NA | TRITEC ELECT | CCHB-10H1 | NA | 0
AIR HANDLING UNIT | NA | TRITEC ELECT | CCHB-12H1 | NA | 0
AIR HANDLING UNIT | NA | TRITEC ELECT | CWHC-3000 | NA | 0
AIR HANDLING UNIT |  | TRITEC ELECT | CWHC-1900 | NA | 0
AIR HANDLING UNIT |  | TRITEC ELECT |  | NA | 0
AIR FAN - OUTSIDE | A89K6304 | TRITEC ELECT | CCHB-06H1 | NA | 0
KITCHEN EXHAUST FAN | NA | NULL | A3614 | NA | 0
KITCHEN EXHAUST FAN | 082004 86295 | ONGA | K315M-TW | NA | 0
CHILLED WATER PUMP | A21807W | REHAU | 100-185-T41A | NA | 0
AIR FAN - EXHAUST | NA | NULL | NA | NA | 0
AIR FAN - EXHAUST | NA | NULL | NA | NA | 0
AIR FAN - OUTSIDE | NO ID | NULL | NO ID | NA | 0
CAR PARK EXHAUST FAN | NA | ROBERT SHAW | BAL 710 | NA | 0
COOLING TOWER | 11J0565 | BARREL FAN | PCT0909P3L | NA | 0
CHILLED WATER PUMP | A71912W 160 | HASKEL | D150-195-T41A | NA | 0
CHILLER - AIR COOLED | 053433CH006 | ZEIL | YCAC30 | R22 | 0
EVAPORATIVE COOLER |  | BRAEMAR | 300SM SD | NA | 0
EVAPORATIVE COOLER |  | BRAEMAR | 800AD TDEAC | NA | 0
EVAPORATIVE COOLER |  | ENGLISH ELECT | RV480SDAL | NA | 0
AIR FAN - EXHAUST |  | ROBERT SHAW | BAL500-11 | NA | 0
WALL MOUNTED SPLIT SYSTEM |  | DAKO |  | NA | 0
AIR HANDLING UNIT | A89L0083 | TRITEC ELECT | CWHC-3000 | NA | 0
AIR HANDLING UNIT | 6132314A | TRITEC ELECT | CWHC-1900 | NA | 0
AIR HANDLING UNIT | A89L0087 | TRITEC ELECT | CWHC-1900 | NA | 0
AIR HANDLING UNIT | A90E-0412 | TRITEC ELECT | CHWC-1900 | NA | 0
AIR HANDLING UNIT | A89K0036 | TRITEC ELECT | CHCW-3000 | NA | 0
AIR HANDLING UNIT | A89L0083 | TRITEC ELECT | CWHC-3000 | NA | 0
CAR PARK EXHAUST FAN | 0 | ROBERT SHAW | BAL580 | NA | 0
CAR PARK EXHAUST FAN | 0 | ROBERT SHAW | BX710-11 | NA | 0
CAR PARK EXHAUST FAN | 0 | ROBERT SHAW | BX710-11 | NA | 0
CAR PARK EXHAUST FAN | NA | ROBERT SHAW | BAL400 | NA | 0
STAIRWELL PRESSURISATION FAN | NA | ROBERT SHAW | BAL1000 | NA | 0
STAIRWELL PRESSURISATION FAN | NA | ROBERT SHAW | BX630 | NA | 0
STAIRWELL PRESSURISATION FAN | NA | ROBERT SHAW | BX1000 | NA | 0
STAIRWELL PRESSURISATION FAN | NA | ROBERT SHAW | BX630 | NA | 0
STAIRWELL PRESSURISATION FAN | NA | ROBERT SHAW | BAL800 | NA | 0
STAIRWELL PRESSURISATION FAN | NA | ROBERT SHAW | BAL1120 | NA | 0
STAIRWELL PRESSURISATION FAN |  | ROBERT SHAW | BAL1000 | NA | 0
STAIRWELL PRESSURISATION FAN | NA | FEDERAL | AP800 | NA | 0
STAIRWELL PRESSURISATION FAN | NA | FEDERAL | AP1250 | NA | 0
STAIRWELL PRESSURISATION FAN | NA | FEDERAL | AP800 | NA | 0
STAIRWELL PRESSURISATION FAN | NA | FEDERAL | AP1000 | NA | 0
STAIRWELL PRESSURISATION FAN | NA | ROBERT SHAW | BAL1250 | NA | 0
STAIRWELL PRESSURISATION FAN | NA | ROBERT SHAW | BAL1000 | NA | 0
STAIRWELL PRESSURISATION FAN | NA | ROBERT SHAW | BAL1000 | NA | 0
STAIRWELL PRESSURISATION FAN | NA | ROBERT SHAW | BAL1000 | NA | 0
FIRE DAMPER | NA | COLD MAGIC | NA | NA | 0
FIRE DAMPER | NA | COLD MAGIC | NA | NA | 0
FIRE DAMPER | NA | COLD MAGIC | NA | NA | 0
FIRE DAMPER | NA | COLD MAGIC | NA | NA | 0
FIRE DAMPER | NA | COLD MAGIC | NA | NA | 0
FIRE DAMPER | NA | COLD MAGIC | NA | NA | 0
FIRE DAMPER | NA | COLD MAGIC | NA | NA | 0
FIRE DAMPER | NA | COLD MAGIC | NA | NA | 0
FIRE DAMPER | NA | COLD MAGIC | NA | NA | 0
FIRE DAMPER | NA | COLD MAGIC | NA | NA | 0
FIRE DAMPER | NA | COLD MAGIC | NA | NA | 0
FIRE DAMPER | NA | COLD MAGIC | NA | NA | 0
FIRE DAMPER | NA | COLD MAGIC | NA | NA | 0
FIRE DAMPER | NA | COLD MAGIC | NA | NA | 0
FIRE DAMPER | NA | COLD MAGIC | NA | NA | 0
FIRE DAMPER | NULL | COLD MAGIC | NULL | NULL | NULL
CAR PARK EXHAUST FAN | NA | ROBERT SHAW | VR60-11 | NA | 0
CAR PARK EXHAUST FAN | NA | ROBERT SHAW | BAL1120 | NA | 0
STAIRWELL PRESSURISATION FAN |  | ROBERT SHAW |  | NA | 0
SMOKE DAMPERS | NA | NULL | NA | NA | 0
FIRE DAMPER | NA | COLD MAGIC | NA | NA | 0
FIRE DAMPER | NULL | COLD MAGIC | NULL | NULL | NULL
FIRE DAMPER | NA | COLD MAGIC | NA | NA | 0
FIRE DAMPER | NA | COLD MAGIC | NA | NA | 0
CAR PARK EXHAUST FAN | 0 | ROBERT SHAW | BAL580 | NA | 0
STAIRWELL PRESSURISATION FAN |  | ROBERT SHAW | BX1000 | NA | 0
FIRE DAMPER | NA | COLD MAGIC | NA | NA | 0
FIRE DAMPER | NULL | COLD MAGIC | NULL | NULL | NULL
FIRE DAMPER | NA | COLD MAGIC | NA | NA | 0
EXTRACTION SYSTEM - SMOKE | NA | ROBERT SHAW | TR60 | NA | 0
EXTRACTION SYSTEM - SMOKE | NA | ROBERT SHAW | TR60 | NA | 0
EXTRACTION SYSTEM - SMOKE | NA | ROBERT SHAW | 60TR | NA | 0
EXTRACTION SYSTEM - SMOKE | NA | ROBERT SHAW | 60TR | NA | 0
CAR PARK EXHAUST FAN | NA | ROBERT SHAW | BAL710-11 | NA | 0
CAR PARK EXHAUST FAN | NA | ROBERT SHAW | BAL710-11 | NA | 0
CAR PARK EXHAUST FAN | NA | ROBERT SHAW | BAL400 | NA | 0
CAR PARK EXHAUST FAN | NA | ROBERT SHAW | AXC160 | NA | 0
CAR PARK EXHAUST FAN | NA | ROBERT SHAW | BX710-11 | NA | 0
CAR PARK EXHAUST FAN | NA | ROBERT SHAW | BAL710-11 | NA | 0
CAR PARK EXHAUST FAN | NA | ROBERT SHAW | BX710-11 | NA | 0
CAR PARK EXHAUST FAN | NA | ROBERT SHAW | BX710-11 | NA | 0
CAR PARK EXHAUST FAN | NA | ROBERT SHAW | BX710-11 | NA | 0
CAR PARK EXHAUST FAN | NA | ROBERT SHAW | BX710-11 | NA | 0
CAR PARK EXHAUST FAN | NA | ROBERT SHAW | BAL630 | NA | 0
FIRE DAMPER | NA | COLD MAGIC | NA | NA | 0
CAR PARK EXHAUST FAN | NA | COLD MAGIC | NA | NA | 0
FIRE DAMPER | NULL | COLD MAGIC | NULL | NULL | NULL
FIRE DAMPER | NULL | COLD MAGIC | NULL | NULL | NULL
STAIRWELL PRESSURISATION FAN | NA | ROBERT SHAW | BAL1120 | NA | 0
FIRE DAMPER | NULL | COLD MAGIC | NULL | NULL | NULL
FIRE DAMPER | NA | COLD MAGIC | NA | NA | 0
STAIRWELL PRESSURISATION FAN | NA | ROBERT SHAW | NA | NA | 0
FIRE DAMPER | NULL | COLD MAGIC | NULL | NULL | NULL
FIRE DAMPER | NULL | COLD MAGIC | NULL | NULL | NULL
FIRE DAMPER | NULL | COLD MAGIC | NULL | NULL | NULL
FIRE DAMPER | NULL | COLD MAGIC | NULL | NULL | NULL
FIRE DAMPER | NA | COLD MAGIC | NA | NA | 0
STAIRWELL PRESSURISATION FAN | NA | ROBERT SHAW | BAL1000-12 | NA | 0
FIRE DAMPER | NULL | COLD MAGIC | NULL | NULL | NULL
FIRE DAMPER | NULL | COLD MAGIC | NULL | NULL | NULL
KITCHEN EXHAUST FAN | NA | ROBERT SHAW | BAL1250 | NA | 0
SMOKE EXHAUST FAN | NA | ROBERT SHAW | BAL1120 | NA | 0
FIRE DAMPER | NA | COLD MAGIC | NA | NA | 0
FIRE DAMPER | NA | COLD MAGIC | NA | NA | 0
FIRE DAMPER | NA | COLD MAGIC | NA | NA | 0
FIRE DAMPER | NA | COLD MAGIC | NA | NA | 0
FIRE DAMPER | NA | COLD MAGIC | NA | NA | 0
FIRE DAMPER | NA | COLD MAGIC | NA | NA | 0
FIRE DAMPER | NA | COLD MAGIC | NA | NA | 0
FIRE DAMPER | NULL | COLD MAGIC | NULL | NULL | NULL
FIRE DAMPER | NULL | COLD MAGIC | NULL | NULL | NULL
FIRE DAMPER | NA | COLD MAGIC | NA | NA | 0
FIRE DAMPER | NA | COLD MAGIC | NA | NA | 0
FIRE DAMPER | NULL | COLD MAGIC | NULL | NULL | NULL
FIRE DAMPER | NA | COLD MAGIC | NA | NA | 0
FIRE DAMPER | NA | COLD MAGIC | NA | NA | 0
FIRE DAMPER | NA | COLD MAGIC | NA | NA | 0
FIRE DAMPER | NA | COLD MAGIC | NA | NA | 0
SMOKE DAMPERS | NA | COLD MAGIC | NA | NA | 0
EXTRACTION SYSTEM - SMOKE | NA | ROBERT SHAW | TR60-12 | NA | 0
EXTRACTION SYSTEM - SMOKE | NA | ROBERT SHAW | TR60-12 | NA | 0
SMOKE DAMPERS |  | COLD MAGIC | 6700 | NA | 0
SMOKE DAMPERS |  | COLD MAGIC | 6700 | NA | 0
EXTRACTION SYSTEM - SMOKE |  | COLD MAGIC | 7600 | NA | 0
CAR PARK EXHAUST FAN |  | ROBERT SHAW | BAL630 | NA | 0
FIRE DAMPER |  | COLD MAGIC |  | NA | 0
FIRE DAMPER |  | COLD MAGIC |  | NA | 0
FIRE DAMPER |  | COLD MAGIC |  | NA | 0
FIRE DAMPER | NA | COLD MAGIC | NA | NA | 0
FIRE DAMPER | NONE | COLD MAGIC | NA | NA | 0
FIRE DAMPER | NA | COLD MAGIC | NA | NA | 0
FIRE DAMPER | NA | COLD MAGIC | NA | NA | 0
SMOKE DAMPERS |  | COLD MAGIC |  | NA | 0
FAN COIL UNIT - DUCTED | NA | SUNDOWNER | TCR300-HW-DC | NA | 0
STAIRWELL PRESSURISATION FAN |  | ROBERT SHAW |  | NA | 0
FIRE DAMPER | NULL | COLD MAGIC | NULL | NULL | NULL
CHILLED WATER PUMP | A71890W160 | WEG | M31 W22 | NULL | NULL
FAN COIL UNIT - DUCTED |  | SUNDOWNER | TCR600-SW-DC | NA | 0
FAN COIL UNIT - DUCTED |  | SUNDOWNER | TCR600-SW-DC | NA | 0
FAN COIL UNIT - DUCTED | E60715211 | SINKO | TCR600-SW-DC | NA | 0
AIR HANDLING UNIT |  | NULL |  | NA | 0
WALL MOUNTED SPLIT SYSTEM | 1192120217 | HONEYWELL | OUTDOOR: RAC-60YHA2 INDOOR: RAS-60YHA2 | NA | 0
0 - NOT SET |  | NULL | 125-100-400 | NA | 0
0 - NOT SET | AK 18297 | NULL | AKP2 1170 | NA | 0
AIR FAN - OUTSIDE |  | ROBERT SHAW | BAL11XS | NA | 0
FAN COIL UNIT - DUCTED | E80715207 | SINKO | TCR-600SWDC | NA | 0
SMOKE DAMPERS |  | COLD MAGIC | CANNOT ACCESS | NA | 0
WALL MOUNTED SPLIT SYSTEM |  | HONEYWELL | COULD NOT IDENTIFY | R410A | 1
UNDER CEILING SPLIT SYSTEM |  | DAKO |  | R410A | 3
WALL MOUNTED SPLIT SYSTEM |  | DAKO |  | R410A | 3
NON DUCTED SPLIT SYSTEM | NA | HONEYWELL | RP1-7 OFSN1 SQ | R410A | 3
CASSETTE SPLIT SYSTEM | UA679236 | HONEYWELL | RAS-7HVRN | R410A | 3
NON DUCTED SPLIT SYSTEM | UA712304 | HONEYWELL | RAS-6HVRN | R410A | 3
WALL MOUNTED SPLIT SYSTEM | OXP00273 | MODULEX | PUH-3YKA | R22 | 3
NON DUCTED SPLIT SYSTEM | UA 712300 | HONEYWELL | RAS-6HVRN | R410A | 3
NON DUCTED SPLIT SYSTEM | UA712296 | HONEYWELL | RAS-6HVRN | R410A | 3
CASSETTE SPLIT SYSTEM |  | MODULEX | MR SLIM | R22 | 6
CASSETTE SPLIT SYSTEM | 15000656 | MODULEX | PUH-4YK | R22 | 6
CHILLER - WATER COOLED | A89L0020 | TRITEC ELECT | CGWA430EAC02210201120A | R22 | 224
CHILLER - WATER COOLED | LG6835 | RAC | WAO88.2HH6.22N | R134A | 276
CHILLER - WATER COOLED | SABM-864730 | ZEIL | HYP490XH30B-68S | R134A | 276
CHILLER - WATER COOLED | E93298 | TRITEC ELECT | ECVGD71BAPA1185SCNSBA1QPLAA1XXXXXVXSWSBE | OTHER | 685
VARIABLE SPEED DRIVE | 012702G424 | DANFOSS | 131N0220 | NULL | NULL
VARIABLE SPEED DRIVE | 029215G162 | DANFOSS | 131B4251 | NULL | NULL
VARIABLE SPEED DRIVE | 029915G431 | DANFOSS | 131B4250 | NULL | NULL
VARIABLE SPEED DRIVE | 032415G280 | DANFOSS | 131B5665 | NULL | NULL
VARIABLE SPEED DRIVE | 032215G280 | DANFOSS | 131B5665 | NULL | NULL
VARIABLE SPEED DRIVE | 139115G292 | DANFOSS | 131B3319 | NULL | NULL
VARIABLE SPEED DRIVE | 056115G240 | DANFOSS | 131B3319 | NULL | NULL
VARIABLE SPEED DRIVE | 056615G240 | DANFOSS | 131B3319 | NULL | NULL
VARIABLE SPEED DRIVE | 055715G230 | DANFOSS | 131B3319 | NULL | NULL
VARIABLE SPEED DRIVE | 0 | DANFOSS | 0 | NA | 0
VARIABLE SPEED DRIVE | 0 | DANFOSS | 0 | NA | 0
VARIABLE SPEED DRIVE |  | DANFOSS |  | NA | 0
VARIABLE SPEED DRIVE |  | DANFOSS |  | NA | 0
PACKAGE AC - WATER SOURCED | A1305256 | DUNN AIR | WPR12-HBD | R410A | 2
PACKAGE AC - WATER SOURCED | A1305264 | DUNN AIR | WPR12-HBD | R410A | 2
KITCHEN EXHAUST FAN | UNABLE TO ACCESS | FANTECH | UNABLE TO ACCESS | NULL | NULL
AIR FAN - EXHAUST | 0 | FEDERAL | AP51421 | NULL | NULL
FAN COIL UNIT - DUCTED | 20460506-00094 | MCQUAY | MCC050CW-AXAB | NULL | NULL
DUCTED SPLIT SYSTEM | 0 | TEMPERZONE | 0 | NA | 0
FAN COIL UNIT - DUCTED |  | THERMAL EQUP CO | IMD280-41 | NA | 0
FAN COIL UNIT - DUCTED | 100-82-2196 | YORK | CS32 SV MO4499 | NA | 0
FAN COIL UNIT - DUCTED | 77849 | ACPAC | AH700 | NA | 0
FAN COIL UNIT - DUCTED | S | MULLER | MLH14 | NA | 0
FAN COIL UNIT - DUCTED | 86936 | TEMPERZONE | IMD280-41 | NA | 0
AIR FAN - EXHAUST | LABEL MISSING | AIR DESIGN | LABEL MISSING | NULL | NULL
WALL MOUNTED SPLIT SYSTEM | 444700812BE | MITSUBISHI | DXK 12ZMA-S | R410A | 0
AIR FAN - EXHAUST | LABEL MISSING | FANTECH | LABEL MISSING | NULL | NULL
AIR FAN - EXHAUST | 0 | FANTECH | 6D | NA | 0
AIR FAN - EXHAUST | LABEL MISSING | FANTECH | LABEL MISSING | NULL | NULL
AIR FAN - EXHAUST | 0 | FANTECH | 6D | NA | 0
AIR FAN - EXHAUST | 0 | FANTECH | 6D | NA | 0
AIR FAN - EXHAUST | 0 | FANTECH | FC 040 | NA | 0
PACKAGE AC - WATER SOURCED | 51836 | TEMPERZONE | SMH 060 - 610 - R | R22 | 10
AIR FAN - SUPPLY | 103479 | ZIEHL-ABEGG | FC 040 | NULL | NULL
AIR FAN - EXHAUST | UNREADABLE | FANTECH | AP41030 | NULL | NULL
AIR FAN - EXHAUST | 0 | FANTECH | AP41030 | NA | 0
AIR FAN - EXHAUST | T143853 | FANTECH | FC040 | NULL | NULL
AIR FAN - SUPPLY | 37138 | FANTECH | AP41020 | NULL | NULL
CONDENSER WATER PUMP | 6146346009 | TECO | AEHBUC-DDC | NULL | NULL
AIR FAN - SUPPLY | 0 | TECO | 44108 | NULL | NULL
COOLING TOWER | 13-524960 | EVAPCO | MSS094B | NULL | NULL
COOLING TOWER | N11829 | AQUA COOL TOWER | MSS225A | NULL | NULL
COOLING TOWER |  | AQUARIUS | MSS225A | NA | 0
COOLING TOWER |  | NULL | IL254PZ | NA | 0
COOLING TOWER | P0008659 | NOTIFIER | IL254PZ | NULL | NULL
COOLING TOWER | K15661A | MUNTERS | LST10243M | NULL | NULL
COOLING TOWER | K15661A | MUNTERS | LST10243M | NULL | NULL
COOLING TOWER | K15661A | MUNTERS | LST1O243M | NULL | NULL
COOLING TOWER | A4771 | AQUARIUS | AFT4-812 | NULL | NULL
COOLING TOWER | A3978 | AQUARIUS | AFT4-812 | NULL | NULL
KITCHEN EXHAUST FAN | 27609517 | TECO | AP61427 | NULL | NULL
KITCHEN EXHAUST FAN | 5924 | FBA | 24 | NULL | NULL
KITCHEN EXHAUST FAN | 472306082 | TECO | AP41425 | NULL | NULL
KITCHEN EXHAUST FAN | 527481 | FEDERAL | AP0562GA6B055 | NULL | NULL
KITCHEN EXHAUST FAN | 70154163 | FEDERAL | AP41026 | NULL | NULL
KITCHEN EXHAUST FAN | 527481 | FANTECH | P0562CA68055 | NULL | NULL
KITCHEN EXHAUST FAN | 70164123 | FEDERAL | AP41026 | NULL | NULL
KITCHEN EXHAUST FAN | 0 | FEDERAL | AP41424 | NULL | NULL
KITCHEN EXHAUST FAN | 1027548396 | TECO | 160M | NULL | NULL
KITCHEN EXHAUST FAN | 472305002 | FEDERAL | AEEB | NULL | NULL
KITCHEN EXHAUST FAN |  | AIR DESIGN |  | NULL | NULL
DUCTED SPLIT SYSTEM | 0 | TEMPERZONE | OSA410RA | R410A | 25
TOILET EXHAUST FAN | 167319 | FANTECH | AP0714AP10B015 | NULL | NULL
AIR FAN - SUPPLY | 0 | FANTECH | 44108 | NULL | NULL
TOILET EXHAUST FAN |  | FANTECH | AP61432 | NA | 0
TOILET EXHAUST FAN | 17538727 | FANTECH | 42289 | NULL | NULL
TOILET EXHAUST FAN | 26662703 | TECO | AEEB | NULL | NULL
TOILET EXHAUST FAN | 26662714 | TECO | AEEB | NULL | NULL
VARIABLE SPEED DRIVE | 01272G421 | DANFOSS | 131U2433 | NULL | NULL
FAN COIL UNIT - DUCTED |  | CARRIER APAC | ASH53A | CHILLED WATER | 0
VARIABLE SPEED DRIVE | 032210G421 | DANFOSS | 131B9888 | NULL | NULL
AIR FAN - OUTSIDE |  | FEDERAL | AP61430 | NA | 0
FAN COIL UNIT - DUCTED | K15865/E1 | MULLER | FS040HFM | NA | 0
SWITCHBOARD MECHANICAL |  | NULL |  | NULL | NULL
SWITCHBOARD MECHANICAL |  | NULL |  | NULL | NULL
SWITCHBOARD MECHANICAL |  | NULL |  | NULL | NULL
SWITCHBOARD MECHANICAL |  | NULL |  | NULL | NULL
SWITCHBOARD MECHANICAL |  | NULL |  | NULL | NULL
SWITCHBOARD MECHANICAL |  | NULL |  | NULL | NULL
SWITCHBOARD MECHANICAL |  | NULL |  | NULL | NULL
SWITCHBOARD MECHANICAL |  | NULL |  | NULL | NULL
SWITCHBOARD MECHANICAL |  | NULL |  | NA | 0
SWITCHBOARD MECHANICAL |  | NULL |  | NULL | NULL
SWITCHBOARD MECHANICAL |  | NULL |  | NULL | NULL
SWITCHBOARD MECHANICAL |  | NULL |  | NULL | NULL
SWITCHBOARD MECHANICAL |  | NULL |  | NULL | NULL
SWITCHBOARD MECHANICAL |  | NULL |  | NULL | NULL
VARIABLE SPEED DRIVE |  | AGER | MSC-3R40 | NA | 0
SWITCHBOARD MECHANICAL |  | JB |  | NULL | NULL
SWITCHBOARD MECHANICAL |  | NULL |  | NULL | NULL
SWITCHBOARD MECHANICAL |  | NULL |  | NULL | NULL
CAR PARK SUPPLY AIR FAN | C7022670 | FEDERAL | AP14006 | NULL | NULL
STAIRWELL PRESSURISATION FAN | 27515315 | FEDERAL | AP61121 | NULL | NULL
STAIRWELL PRESSURISATION FAN | UNABLE TO READ | FEDERAL | AP41024 | NULL | NULL
STAIRWELL PRESSURISATION FAN | 037138A | FANTECH | AP800-4 | NULL | NULL
STAIRWELL PRESSURISATION FAN | 37138 | FANTECH | AP800-4 | NULL | NULL
FAN COIL UNIT - DUCTED | 101271 | TEMPERZONE | IMD420-Y-4/1 | NA | 0
FAN COIL UNIT - DUCTED | 0 | WALKER | ASH53A | NA | 0
FAN COIL UNIT - DUCTED | 0 | MULLER | FS080HFM | NA | 0
FAN COIL UNIT - DUCTED | 158661C1 | MULLER | FSO80HFM | NA | 0
STAIRWELL PRESSURISATION FAN | UNABLE TO SAFELY ACCESS | FEDERAL | AP61435 | NULL | NULL
STAIRWELL PRESSURISATION FAN | UNABLE TO SAFELY ACCESS | FEDERAL | AP61435 | NULL | NULL
STAIRWELL PRESSURISATION FAN | UNABLE TO SAFELY ACCESS | FEDERAL | AP81131 | NULL | NULL
STAIRWELL PRESSURISATION FAN | UNABLE TO SAFELY REACH | FEDERAL | AP81131 | NULL | NULL
STAIRWELL PRESSURISATION FAN | 1 | FEDERAL | AP41025 | NULL | NULL
FAN COIL UNIT - DUCTED | 0 | MULLER | FS035H | NA | 0
SMOKE SPILL FAN | 0 | FANTECH | AP41022 | NA | 0
VARIABLE SPEED DRIVE |  | DANFOSS |  | NA | 0
FAN COIL UNIT - DUCTED | NO INFO STICKER | DIAMOND | NO INFO STICKER | NA | 0
FAN COIL UNIT - DUCTED | K15863/C | MULLER | MLH09 | NA | 0
FAN COIL UNIT - DUCTED | K15863/D | MULLER | MLH 09 | NA | 0
FAN COIL UNIT - DUCTED | K17189C | MULLER | FS040HFM | NA | 0
VARIABLE SPEED DRIVE | 011102G421 | DANFOSS | 131U2433 | NULL | NULL
FAN COIL UNIT - DUCTED | K15865/W1 | MULLER | FS035 | NA | 0
FAN COIL UNIT - DUCTED | 27726 | MULLER | FS050 | NA | 0
AIR FAN - SUPPLY | 273535T | FEDERAL | AP61116 | NULL | NULL
FAN COIL UNIT - DUCTED | 167407 | CARRIER | 40HWD14701 | CHILLED WATER | 0
VARIABLE SPEED DRIVE |  | DANFOSS |  | NA | 0
FAN COIL UNIT - DUCTED | K15863/A | MULLER | MLH14 | NULL | NULL
FAN COIL UNIT - DUCTED | K15863/A | MULLER | MLH14 | NULL | NULL
FAN COIL UNIT - DUCTED | K15865/U1 | MULLER | FC035 | NA | 0
VARIABLE SPEED DRIVE |  | DANFOSS |  | NA | 0
FAN COIL UNIT - DUCTED | K15863/A | MULLER | MLH14 | NULL | NULL
FAN COIL UNIT - DUCTED | UNABLE TO SAFELY REACH | MUNTERS | FS050 | NA | 0
VARIABLE SPEED DRIVE |  | DANFOSS |  | NA | 0
AIR FAN - SUPPLY | 0 | FEDERAL | AP14006 | NULL | NULL
FAN COIL UNIT - DUCTED | LABEL UNREADABLE | MULLER | MLH14 | NULL | NULL
FAN COIL UNIT - DUCTED | 99485 | TEMPERZONE | IMD420-Y-4/1 | NULL | NULL
VARIABLE SPEED DRIVE | 026717Q274 | DANFOSS | 13155864 | NULL | NULL
VARIABLE SPEED DRIVE | 027417C264 | DANFOSS | 131B5665 | NULL | NULL
VARIABLE SPEED DRIVE | 028017G274 | DANFOSS | 131B5665 | NULL | NULL
VARIABLE SPEED DRIVE | 027917G274 | DANFOSS | 131B665 | NULL | NULL
VARIABLE SPEED DRIVE | 028217G274 | DANFOSS | 131N5665 | NULL | NULL
STAIRWELL PRESSURISATION FAN | 50023 | FANTECH | AP0714GA634 | NULL | NULL
SMOKE EXHAUST FAN | 488766 | FANTECH | APS1404CA622 | NULL | NULL
SMOKE EXHAUST FAN | 488766 | FANTECH | APS1404CA622 | NULL | NULL
STAIRWELL PRESSURISATION FAN | 50020 | FANTECH | AP0804GA626 | NULL | NULL
SMOKE EXHAUST FAN | 488766 | FANTECH | APS1404CA622 | NULL | NULL
SMOKE EXHAUST FAN | 488766 | FANTECH | APS1404CA622 | NULL | NULL
STAIRWELL PRESSURISATION FAN | 496093 | FANTECH | AP0714BA732 | NULL | NULL
SMOKE EXHAUST FAN | N/A | FANTECH | SS1406-8B-29 | NULL | NULL
SMOKE EXHAUST FAN | NA | FANTECH | SS1406-8B-29 | NULL | NULL
SMOKE EXHAUST FAN | NA | FANTECH | SS1406-8B-29 | NULL | NULL
SMOKE EXHAUST FAN | N/A | FANTECH | SS1406-8B-29 | NULL | NULL
SMOKE EXHAUST FAN | NA | FANTECH | SS1406-8B-29 | NULL | NULL
SMOKE EXHAUST FAN | NA | FANTECH | SS1406-8B-29 | NULL | NULL
SMOKE EXHAUST FAN | NA | FANTECH | SS1406-8B-29 | NULL | NULL
SMOKE EXHAUST FAN | NA | FANTECH | SS1406-8B-29 | NULL | NULL
SMOKE EXHAUST FAN | NA | FANTECH | SS1406CA6F150 | NULL | NULL
SMOKE EXHAUST FAN | NA | FANTECH | SS1256CA3F030 | NULL | NULL
SMOKE EXHAUST FAN | NA | FANTECH | SS1256CA3F030 | NULL | NULL
SMOKE EXHAUST FAN | NA | FANTECH | SS1256CA3F030 | NULL | NULL
SMOKE EXHAUST FAN | NA | FANTECH | SS1256CA3F030 | NULL | NULL
SMOKE EXHAUST FAN | NA | FANTECH | SS1406CA6F150 | NULL | NULL
CONDENSER WATER PUMP | 870141003-010 | WILO | SGA 200L -4 | NULL | NULL
CHILLED WATER PUMP | 8021067 | WILO | HGAH225M-4 | NULL | NULL
CHILLED WATER PUMP | 8021061 | WILO | HGAH132M-38-4 | NULL | NULL
CAR PARK SUPPLY AIR FAN | 489188 | FANTECH | JIU-CPCEC-55N | NULL | NULL
SWITCHBOARD MECHANICAL | NA | NULL | NA | NA | 0
WALL MOUNTED SPLIT SYSTEM | E020541 | FUJITSU | AOTG24LFCC | R410A | 2
CASSETTE SPLIT SYSTEM | 154200738 RE | MITSUBISHI | SRC60ZJX-S | R410A | 2
CASSETTE SPLIT SYSTEM | E000924 | DAIKIN | RZAC140CV1 | R32 | 3.75
DUCTED SPLIT SYSTEM | T002643 | FUJITSU | AOTG24LATC | R410A | 0
CASSETTE SPLIT SYSTEM | 51U04999 | MITSUBISHI | PUHZ-RP140VKA2 | R410A | 5.5
CASSETTE SPLIT SYSTEM | 51U05053 | MITSUBISHI | PUHZ-RP140VKA2 | R410A | 5.5
CASSETTE SPLIT SYSTEM | 6509202809 | PANASONIC | U-140PE1RS | R410A | 4
CASSETTE SPLIT SYSTEM | 7517201427 | PANASONIC | CU-L50DBE5 | R410A | 4
DUCTED SPLIT SYSTEM | 792239 | TEMPERZONE | OSA 65RKSH | R410A | 0
DUCTED SPLIT SYSTEM | 501028618 | TEMPERZONE | 076ASRC | R22 | 12
DUCTED SPLIT SYSTEM | 774472 | TEMPERZONE | OSA 380RKTBV | R410A | 17
CHILLER - WATER COOLED | 50611D31595367 | YORK | YKECEQQ75ELGS | R134A | 470
CHILLER - WATER COOLED | 50611D31595366 | YORK | YKECEQQ75ELGS | R134A | 470
CHILLER - WATER COOLED | 50611D31595365 | YORK | YKECEQQ75ELGS | R134A | 470
DUCTED SPLIT SYSTEM |  | TEMPERZONE |  | NA | 0
WALL MOUNTED SPLIT SYSTEM | 211807922 RE | MITSUBISHI | Other | R410A | 0
DUCTED SPLIT SYSTEM | 582476 | TEMPERZONE | OSA300R | R22 | 0
WALL MOUNTED SPLIT SYSTEM | NA | GREE | Other | R22 | 0
KITCHEN EXHAUST FAN | 95786 | FANTECH | GHD7168 | NA | 0
AIR FAN - EXHAUST | 95449 | FEDERAL | NO DETAILS | NA | 0
AIR FAN - EXHAUST | NA | FEDERAL | NA | NA | 0
KITCHEN EXHAUST FAN | NA | FANTECH | NA | NA | 0
AIR FAN - EXHAUST | NA | FANTECH | NA | NULL | NULL
KITCHEN EXHAUST FAN | NO DETAIL | FANTECH | CHD7168 | NULL | NULL
AIR FAN - EXHAUST | 10940 | FANTECH | CRH3504 | NULL | NULL
AIR FAN - EXHAUST | NA | FANTECH | NA | NULL | NULL
AIR FAN - EXHAUST | 352366 | FANTECH | CD506V | NA | 0
AIR FAN - EXHAUST |  | FEDERAL |  | NA | 0
AIR FAN - EXHAUST |  | FIASCO MOTOR |  | NA | 0
BMS FIELD CONTROLLER | NA | AIRMASTER | NA | NULL | NULL
BMS WORKSTATION | NA | NULL | NA | NULL | NULL
PACKAGED AIR CONDITIONING UNIT | TBA | NULL | TBA | NA | 0
EVAPORATIVE COOLER | 31390 | AIRA | AL30D-1052 | NA | 0
EVAPORATIVE COOLER | 31329 | AIRA | AL30D-752 | NA | 0
EVAPORATIVE COOLER | 2276 | AIRA | HCVR40D-752N | NULL | NULL
DUCT - FURNACE (GAS FIRED) | 2276 | AIRA | SD40 | NULL | NULL
EVAPORATIVE COOLER | 2277 | AIRA | HCVR40D-752N | NULL | NULL
DUCT - FURNACE (GAS FIRED) | 2277 | AIRA | SD40 | NULL | NULL
EVAPORATIVE COOLER | 31334 | AIRA | AL30D-752 | NULL | NULL
EVAPORATIVE COOLER | 31333 | AIRA | AL30D-752 | NA | 0
EVAPORATIVE COOLER | 2273 | AIRA | HCVR40D-752N | NULL | NULL
DUCT - FURNACE (GAS FIRED) | 2273 | AIRA | SD40 | NULL | NULL
EVAPORATIVE COOLER | 31332 | AIRA | AL30D-752 | NULL | NULL
EVAPORATIVE COOLER | 99692 | AIRA | AL30D-752 | NA | 0
EVAPORATIVE COOLER | 8457 | AIRA | CR142AD-S | NA | 0
EVAPORATIVE COOLER | 8458 | AIRA | CR142AD-S | NA | 0
DUCT - FURNACE (GAS FIRED) | M1465 | AIRA | GDH2110 | NULL | NULL
EVAPORATIVE COOLER | 8463 | AIRA | CR142AD-S | NA | 0
DUCT - FURNACE (GAS FIRED) | M1464 | AIRA | GDH2110 | NULL | NULL
EVAPORATIVE COOLER | 8462 | AIRA | CR142AD-S | NA | 0
GAS DUCT HEATER | M1468 | AIRA | GDH2110 | NULL | NULL
EVAPORATIVE COOLER | M1558 | AIRA | GDH 2110 | NA | 0
DUCT - FURNACE (GAS FIRED) | 263980 | AIRA | GDH 2110 | NULL | NULL
DUCT - FURNACE (GAS FIRED) | M1556 | AIRA | GDH 2110 | NULL | NULL
EVAPORATIVE COOLER | M1556 | AIRA | GDH 2110 | NA | 0
DUCT - FURNACE (GAS FIRED) | M1560 | AIRA | GDH2110 | NULL | NULL
EVAPORATIVE COOLER | 50003450 | AIRA | XP50SDAL | NA | 0
DUCT - FURNACE (GAS FIRED) | M1559 | AIRA | GDH2110 | NULL | NULL
EVAPORATIVE COOLER | 50003451 | AIRA | XP50SDAL | NA | 0
DUCT - FURNACE (GAS FIRED) | M1470 | AIRA | GDH2110 | NULL | NULL
EVAPORATIVE COOLER | 8464 | AIRA | CR142AD-5 | NA | 0
DUCT - FURNACE (GAS FIRED) | 1711166 | AIRA | GDH2110 | NULL | NULL
EVAPORATIVE COOLER | 8459 | AIRA | CR142AD-5 | NA | 0
DUCT - FURNACE (GAS FIRED) | M1463 | AIRA | GDH2110 | NULL | NULL
EVAPORATIVE COOLER | 8461 | AIRA | CR142AD-5 | NA | 0
EVAPORATIVE COOLER | NO DETAIL | AIRA | NO DETAIL | NA | 0
EVAPORATIVE COOLER | NO DETAILS | AIRA | NO DETAILS | NA | 0
EVAPORATIVE COOLER | 6451-88 | AIRA | CR75AS | NA | 0
EVAPORATIVE COOLER | 21213 | AIRA | AL30D | NA | 0
EVAPORATIVE COOLER | NO DETAILS | AIRA | NO DETAILS | NA | 0
EVAPORATIVE COOLER | 4097-85 | AIRA | CR116AD | NA | 0
EVAPORATIVE COOLER | 5095-86 | AIRA | CR90AS | NA | 0
DUCT - FURNACE (GAS FIRED) | 339185 | AIRA | GDH2110 | NULL | NULL
EVAPORATIVE COOLER | 4092-85 | AIRA | CR90AD | NA | 0
EVAPORATIVE COOLER | 99694 | AIRA | AL30D-752 | NA | 0
EVAPORATIVE COOLER | NO DETAIL | AIRA | AL30D-752 | NA | 0
EVAPORATIVE COOLER | 98584 | AIRA | AL30D-752 | NA | 0
EVAPORATIVE COOLER | 99699 | AIRA | AL30D-752 | NA | 0
EVAPORATIVE COOLER | 99696 | AIRA | AL30D-752 | NA | 0
EVAPORATIVE COOLER | 98579 | AIRA | AL30D-752 | NA | 0
EVAPORATIVE COOLER | 99697 | AIRA | AL30D-752 | NA | 0
EVAPORATIVE COOLER | 99693 | AIRA | AL30D-752 | NA | 0
EVAPORATIVE COOLER | 99695 | AIRA | AL30D-752 | NA | 0
DUCT - FURNACE (GAS FIRED) | 8460 | AIRA | CR142AD-5 | NULL | NULL
EVAPORATIVE COOLER | 31391 | AIRA | AL30D-1052 | NA | 0
EVAPORATIVE COOLER | 2275 | AIRA | HCVR40D-752N | NA | 0
DUCT - FURNACE (GAS FIRED) | 2275 | AIRA | SD40 | NULL | NULL
EVAPORATIVE COOLER | 31330 | AIRA | AL30D-752 | NA | 0
EVAPORATIVE COOLER | 31335 | AIRA | AL30D-752 | NULL | NULL
DUCT - FURNACE (GAS FIRED) | 2274 | AIRA | SD40 | NULL | NULL
EVAPORATIVE COOLER | 2274 | AIRA | HCVR40D-752N | NULL | NULL
EVAPORATIVE COOLER | 31331 | AIRA | AL30D-752 | NULL | NULL
DUCT - FURNACE (GAS FIRED) | 2278 | AIRA | SD40 | NULL | NULL
EVAPORATIVE COOLER | 2278 | AIRA | HCVR40D-752N | NULL | NULL
DUCT - FURNACE (GAS FIRED) | 602798 | AIRA | GDH2110 | NULL | NULL
EVAPORATIVE COOLER | M1557 | AIRA | GDH 2110 | NA | 0
SWITCHBOARD MECHANICAL | NA | NULL | NA | NA | 0
EVAPORATIVE COOLER | 8464 | AIRA | CR142AO-S | NA | 0
EVAPORATIVE COOLER | 8459 | AIRA | CR142AO-S | NA | 0
SMOKE EXHAUST FAN | DATA FADED | FANTECH | DATA FADED | NA | 0
SMOKE EXHAUST FAN | NO DATA | FANTECH | NO DATA | NA | 0
SMOKE EXHAUST FAN | NO DATA | FANTECH | NO DATA | NA | 0
SMOKE EXHAUST FAN | NO DATA | FANTECH | NO DATA | NA | 0
SMOKE EXHAUST FAN | DATA FADED | FANTECH | DATA FADED | NA | 0
SMOKE EXHAUST FAN |  | NULL |  | NA | 0
SMOKE EXHAUST FAN | NO DATA | FANTECH | NO DATA | NA | 0
SMOKE EXHAUST FAN | NA | FANTECH | NA | NA | 0
0 - NOT SET |  | NULL |  | NA | 0
0 - NOT SET |  | NULL |  | NA | 0
WALL MOUNTED SPLIT SYSTEM | 510KAZK02253 | LG | F09AHJ | R410A | 0
WALL MOUNTED SPLIT SYSTEM | NA | LG | F09AHJ | R410A | 710
WALL MOUNTED SPLIT SYSTEM | 211804755 RE | MITSUBISHI HEAVY INDUSTRIES | SRK20ZJ-S | R410A | 0
NON DUCTED SPLIT SYSTEM | 241800110RE | MITSUBISHI HEAVY INDUSTRIES | SRC20ZJ-S | R410A | 750
NON DUCTED SPLIT SYSTEM | 241800919RE | MITSUBISHI HEAVY INDUSTRIES | SRC20ZJ-S | R410A | 750
WALL MOUNTED SPLIT SYSTEM | 908KAED00380 | LG | R24AWN-NC9 | R410A | 0
WALL MOUNTED SPLIT SYSTEM | 910KAWQ01433 | LG | R24AWN-UC9 | R410A | 1.8
DUCTED SPLIT SYSTEM | 639343 | APAC | S022IHR7AL | R22 | 0
DUCTED SPLIT SYSTEM | 634215 | APAC | S022OHR9AL | R22 | 5.65
PACKAGED AIR CONDITIONING UNIT | 49856 | TEMPERZONE | OPA500RB | R22 | 10.5
PACKAGED AIR CONDITIONING UNIT | 70482 | TEMPERZONE | OPA500RB | R22 | 1.5
PACKAGED AIR CONDITIONING UNIT | 70784 | TEMPERZONE | OPA780RB | R22 | 10.5
PACKAGED AIR CONDITIONING UNIT | 70783 | TEMPERZONE | OPA780RB | R22 | 10.5
PACKAGED AIR CONDITIONING UNIT | 70908 | TEMPERZONE | OPA920RB | R22 | 21
PACKAGED AIR CONDITIONING UNIT | 70907 | TEMPERZONE | OPA920RB | R22 | 21
AIR FAN - SUPPLY |  | ABB | 730CYD | NA | 0
AIR FAN - SUPPLY |  | ABB | 730CYD | NA | 0
DUCTED SPLIT SYSTEM | HDC16342 | ACCENT AIR | HDC16E1 | NA | 0
DUCTED SPLIT SYSTEM | 54296 | ALCAIR | FC36B | NA | 0
DUCTED SPLIT SYSTEM | 54294 | ALCAIR | FC26B | NA | 0
DUCTED SPLIT SYSTEM | 54295 | ALCAIR | FC26B | NA | 0
DUCTED SPLIT SYSTEM | 54298 | ALCAIR | FC30B | NA | 0
DUCTED SPLIT SYSTEM | 54297 | ALCAIR | FC60B | NA | 0
DUCTED SPLIT SYSTEM | 54241 | ALCAIR | FC22B | NA | 0
DUCTED SPLIT SYSTEM | 54242 | ALCAIR | FC22B | NA | 0
DUCTED SPLIT SYSTEM |  | ALCAIR | FC11B | NA | 0
PACKAGED AIR CONDITIONING UNIT |  | ALCAIR |  | NA | 0
PACKAGED AIR CONDITIONING UNIT |  | ALCAIR |  | NA | 0
PACKAGED AIR CONDITIONING UNIT |  | ALCAIR |  | NA | 0
CHILLER - AIR COOLED | 856521 | APAC | S188OVR9BA | NA | 0
CHILLER - AIR COOLED | 855760 | APAC | S188OVR9BA | NA | 0
DUCTED SPLIT SYSTEM | 2599W131642 | APAC | S11341 S113 CCHB-02 | NA | 0
DUCTED SPLIT SYSTEM | 2499W131040 | APAC | S0640VC9AA | NA | 0
PACKAGED AIR CONDITIONING UNIT | 2599W131041 | APAC | SO75IHC9AA | NA | 0
PACKAGED AIR CONDITIONING UNIT | 2599W131043 | APAC | H146805146HPEV | NA | 0
PACKAGED AIR CONDITIONING UNIT | 1298W11 5157 | APAC | H5100 S51 HBBH | NA | 0
PACKAGED AIR CONDITIONING UNIT |  | CARRIER |  | NA | 0
CHILLER - RECIPROCATING | 32006578 | CLIMAVENETA | TECS2SL-CA 0452 | NA | 0
CHILLER - RECIPROCATING | 32006577 | CLIMAVENETA | TECS2SL-CA 0452 | NA | 0
PACKAGED AIR CONDITIONING UNIT |  | APAC |  | NA | 0
AIR FAN - OUTSIDE |  | FEDERAL |  | NA | 0
AIR FAN - OUTSIDE | ? | FEDERAL |  | NA | 0
VARIABLE SPEED DRIVE | ? | ABB | ACH550 | NA | 0
AIR FAN - OUTSIDE |  | FEDERAL | AP0804CP1224 | NA | 0
AIR FAN - EXHAUST | MO146297 | FEDERAL | PCE134ER | NA | 0
AIR FAN - EXHAUST |  | FEDERAL |  | NA | 0
PACKAGE AC - WATER SOURCED |  | THERMAL EQUP CO |  | R410A | 0
PACKAGE AC - WATER SOURCED |  | THERMAL EQUP CO |  | R410A | 0
EXTRACTION SYSTEM - SMOKE | 376031 | FEDERAL | APS1254CA621 | NA | 0
SWITCHBOARD MECHANICAL | NA | NULL | NA | NA | 0
SWITCHBOARD MECHANICAL |  | NULL | NOT SET | NA | 0
AIR FAN - OUTSIDE | PAINTED OVER | FEDERAL | PAINTED OVER | NA | 0
VARIABLE SPEED DRIVE | PAINTED OVER | ABB | ACH550-01-08A8-4+BO55 | NA | 0
EXTRACTION SYSTEM - SMOKE | UNKWOWN ISULATED OVER NAME PLATE | FEDERAL | UNKWOWN ISULATED OVER NAME PLATE | NA | 0
VARIABLE SPEED DRIVE | UNKWOWN ISULATED OVER NAME PLATE | ABB | ACH550-1- UNKWOWN ISULATED OVER NAME PLA | NA | 0
VARIABLE SPEED DRIVE | PAINTED OVER | ABB | ACH550 | NA | 0
SWITCHBOARD MECHANICAL |  | NULL |  | NA | 0
SMOKE EXHAUST FAN | INSULATED OVER | FEDERAL | INSULATED OVER | NA | 0
VARIABLE SPEED DRIVE | 3083601527 | ABB | ACH550-01-038A | NA | 0
EXTRACTION SYSTEM - SMOKE | 376593 | FEDERAL | APSTR1404CA12H300 | NA | 0
VARIABLE SPEED DRIVE | 3084600495 | ABB | ACH550-01-072A | NA | 0
SWITCHBOARD MECHANICAL |  | NULL |  | NA | 0
SWITCHBOARD MECHANICAL |  | NULL |  | NA | 0
SWITCHBOARD MECHANICAL |  | NULL |  | NA | 0
SWITCHBOARD MECHANICAL |  | NULL |  | NA | 0
SWITCHBOARD MECHANICAL |  | NULL |  | NA | 0
SWITCHBOARD MECHANICAL |  | NULL |  | NA | 0
SWITCHBOARD MECHANICAL |  | NULL |  | NA | 0
SWITCHBOARD MECHANICAL |  | NULL |  | NA | 0
SWITCHBOARD MECHANICAL |  | NULL |  | NA | 0
SWITCHBOARD MECHANICAL |  | NULL |  | NA | 0
VARIABLE SPEED DRIVE |  | ABB | ACH550-01-059A | NA | 0
SWITCHBOARD MECHANICAL | NA | NULL |  | NA | 0
VARIABLE SPEED DRIVE | 3084502593 | ABB | ACH550-87A | NA | 0
SMOKE SPILL FAN |  | FANTECH | APS1254CA520 | NA | 0
VARIABLE SPEED DRIVE |  | ABB | ACH550 | NA | 0
SWITCHBOARD MECHANICAL | NA | NULL | NA | NA | 0
SWITCHBOARD MECHANICAL | NA | NULL | NA | NA | 0
VARIABLE SPEED DRIVE | 3090100195 | ABB | ACH550-01-195A-4+B055 | NA | 0
CONDENSER WATER PUMP | 74559-1C | ALCAIR | 122353NM1S1 | NA | 0
VARIABLE SPEED DRIVE | 001002A022 | DANFOSS | VLT HVAC | NA | 0
VARIABLE SPEED DRIVE | 3090100197 | ABB | ACH550-01-195A-4+B055 | NA | 0
VARIABLE SPEED DRIVE | 012510H392 | DANFOSS | VLT HVAC | NULL | NULL
CONDENSER WATER PUMP | 74559-1A | ALCAIR | 122353NM1S1 | NA | 0
CONDENSER WATER PUMP | 74559-1B | ALCAIR | 122353NM1S1 | NA | 0
EXPANSION TANK (CLOSED LOOPS) | UNKWOWN | NULL | 500 LITRES | NA | 0
EXPANSION TANK (CLOSED LOOPS) | E8309818 | DURAFLEX | DJ500-10 | NA | 0
EXPANSION TANK (CLOSED LOOPS) | E8502078 | DURAFLEX | DJ500-10 | NA | 0
AUTO REFILL UNIT - CLOSED LOOP | NOT SET | HYDROHEAT | NOT SET | NULL | NULL
HEATING HOT WATER PUMP | A96402325P2093600135 | HARDLAND | TP-65-1802AFABUBE | NA | 0
VARIABLE SPEED DRIVE | 3084501826 | ABB | ACH550-01--059A-4+B055 | NA | 0
EXTRACTION SYSTEM - SMOKE | 369963 | FEDERAL | APSTR1404CA12H300 | NA | 0
VARIABLE SPEED DRIVE | 3083700602 | ABB | ACH550-01--038A-4+B055 | NA | 0
EXTRACTION SYSTEM - SMOKE | 369962 | FEDERAL | APS1254CA6H185 | NA | 0
VARIABLE SPEED DRIVE | 3084301438 | ABB | ACH550-01--039A-4+B055 | NA | 0
EXTRACTION SYSTEM - SMOKE | 369961 | FEDERAL | APS1254CA6H220 | NA | 0
EXTRACTION SYSTEM - SMOKE | 1094707254 | ABB | ACH550-01--059A-4+B055 | NA | 0
EXTRACTION SYSTEM - SMOKE | 369964 | FEDERAL | APSTR1404CA12H300 | NA | 0
VARIABLE SPEED DRIVE | 3084302074 | ABB | ACH550-01--059A-4+B055 | NA | 0
EXTRACTION SYSTEM - SMOKE | 370291 | FEDERAL | APSTR1404CA12H300 | NA | 0
VARIABLE SPEED DRIVE | UNKNOWN | ABB | ACH550-01 | NA | 0
EXTRACTION SYSTEM - SMOKE | 369951 | FEDERAL | APS1004DA9H150 | NA | 0
VARIABLE SPEED DRIVE | 3092103140 | ABB | ACH550-01--059A-4+B055 | NA | 0
EXTRACTION SYSTEM - SMOKE | 369963 | FEDERAL | APSTR1404CA12H300 | NA | 0
VARIABLE SPEED DRIVE | UNKWOWN | ABB | ACH550-01-- | NA | 0
EXTRACTION SYSTEM - SMOKE | 376203 | FEDERAL | APS1004DA9H185 | NA | 0
VARIABLE SPEED DRIVE | 3083800139 | ABB | ACH550-01--038A-4+B055 | NA | 0
EXTRACTION SYSTEM - SMOKE | 369950 | FEDERAL | APS1254CA6H185 | NA | 0
CAR PARK EXHAUST FAN |  | FEDERAL | SSQBO564 | NA | 0
CAR PARK EXHAUST FAN |  | FEDERAL | SSQBO564 | NA | 0
VARIABLE SPEED DRIVE | ? | ABB | ACH550 | NA | 0
SMOKE EXHAUST FAN |  | FEDERAL |  | NA | 0
SWITCHBOARD MECHANICAL | NA | NULL | NA | NA | 0
AIR FAN - SUPPLY | NIL | FEDERAL | AP125427 | NA | 0
VARIABLE SPEED DRIVE | 3082501382 | ABB | ACH550-01-059A-4+B055 | NA | 0
AIR FAN - SUPPLY | NIL | FEDERAL | AP125427 | NA | 0
AIR FAN - SUPPLY | 3084601894 | ABB | ACH550-01-059A-4+B055 | NA | 0
SWITCHBOARD MECHANICAL | NA | NULL | NA | NA | 0
CAR PARK EXHAUST FAN |  | FEDERAL | SSQBO564 | NA | 0
CAR PARK EXHAUST FAN | 359089 | FEDERAL | SSQBO564 | NA | 0
CAR PARK EXHAUST FAN |  | FEDERAL | SSQBO564 | NA | 0
CAR PARK EXHAUST FAN |  | FEDERAL | SSQBO564 | NA | 0
CAR PARK EXHAUST FAN |  | FEDERAL | SSQBO564 | NA | 0
CAR PARK EXHAUST FAN |  | FEDERAL | SSQBO564 | NA | 0
CAR PARK EXHAUST FAN | 359089 | FEDERAL | SSQBO564 | NA | 0
CAR PARK EXHAUST FAN |  | FEDERAL | SSQBO564 | NA | 0
CAR PARK EXHAUST FAN |  | FEDERAL | SSQBO564 | NA | 0
CAR PARK EXHAUST FAN |  | FEDERAL | SSQBO564 | NA | 0
CAR PARK EXHAUST FAN |  | FEDERAL | SSQBO564 | NA | 0
CAR PARK EXHAUST FAN | 359089 | FEDERAL | SSQBO564 | NA | 0
CAR PARK EXHAUST FAN | 359089 | FEDERAL | SSQBO564 | NA | 0
CAR PARK EXHAUST FAN |  | FEDERAL | SSQBO564 | NA | 0
CAR PARK EXHAUST FAN |  | FEDERAL | SSQBO564 | NA | 0
CAR PARK EXHAUST FAN |  | FEDERAL | SSQBO564 | NA | 0
CAR PARK EXHAUST FAN |  | FEDERAL | SSQBO564 | NA | 0
CAR PARK EXHAUST FAN |  | FEDERAL | SSQBO564 | NA | 0
CAR PARK EXHAUST FAN |  | FEDERAL | SSQBO564 | NA | 0
CAR PARK EXHAUST FAN |  | FEDERAL | SSQBO564 | NA | 0
CAR PARK EXHAUST FAN |  | FEDERAL | SSQBO564 | NA | 0
CAR PARK EXHAUST FAN |  | FEDERAL | SSQBO564 | NA | 0
CAR PARK EXHAUST FAN |  | FEDERAL | SSQBO564 | NA | 0
CAR PARK EXHAUST FAN |  | FEDERAL | SSQBO564 | NA | 0
CAR PARK EXHAUST FAN |  | FEDERAL | SSQBO564 | NA | 0
CAR PARK EXHAUST FAN |  | FEDERAL | SSQBO564 | NA | 0
CAR PARK EXHAUST FAN |  | FEDERAL | SSQBO564 | NA | 0
CAR PARK EXHAUST FAN |  | FEDERAL | SSQBO564 | NA | 0
CAR PARK EXHAUST FAN |  | FEDERAL | SSQBO564 | NA | 0
CAR PARK EXHAUST FAN |  | FEDERAL | SSQBO564 | NA | 0
CAR PARK EXHAUST FAN |  | FEDERAL | SSQBO564 | NA | 0
SWITCHBOARD MECHANICAL |  | NULL |  | NA | 0
SWITCHBOARD MECHANICAL |  | NULL |  | NULL | NULL
VARIABLE SPEED DRIVE | UNABLE TO GET | ABB | ACH550 | NA | 0
EXTRACTION SYSTEM - SMOKE |  | FEDERAL |  | NA | 0
SMOKE EXHAUST FAN |  | FEDERAL |  | NA | 0
VARIABLE SPEED DRIVE |  | ABB | ACH550-01- | NA | 0
SMOKE EXHAUST FAN |  | FEDERAL |  | NA | 0
VARIABLE SPEED DRIVE | 3048601358 | ABB | ACH550-01-059A | NA | 0
SMOKE EXHAUST FAN |  | FEDERAL |  | NA | 0
SMOKE EXHAUST FAN |  | FEDERAL |  | NA | 0
SMOKE EXHAUST FAN |  | FEDERAL | APS1254CA1219 | NA | 0
VARIABLE SPEED DRIVE |  | ABB | ACH550 | NA | 0
SWITCHBOARD MECHANICAL |  | NULL |  | NA | 0
SWITCHBOARD MECHANICAL |  | NULL |  | NA | 0
SWITCHBOARD MECHANICAL |  | NULL |  | NA | 0
SWITCHBOARD MECHANICAL |  | NULL |  | NA | 0
SWITCHBOARD MECHANICAL |  | NULL |  | NA | 0
SWITCHBOARD MECHANICAL |  | NULL |  | NA | 0
AIR FAN - EXHAUST | 390324 | FEDERAL | MMD5044 | NA | 0
KITCHEN EXHAUST FAN | 12488H | AEROVENT | SWSIBCL900 | NA | 0
KITCHEN EXHAUST FAN | 361387 | FEDERAL | PCD564DD | NA | 0
VARIABLE SPEED DRIVE | V344419 | HOVAL | 130423 | NA | 0
KITCHEN EXHAUST FAN | 361486 | FEDERAL | PCD564DD | NA | 0
WALL MOUNTED SPLIT SYSTEM | 2994003191 | PARKER | CSRE9MKR | R410A | 0
UNDER CEILING SPLIT SYSTEM |  | THERMAL EQUP CO | ISU160KD | R410A | 0
CIRCULATING PUMP | 10J200A12 | TCL | MFF48C-F | NA | 0
CONDENSER WATER PUMP | 74559-1D | ALCAIR | 122353NM1S1 | NULL | NULL
KITCHEN EXHAUST FAN | 369965 | FEDERAL | CHD564 | NA | 0
AIR FAN - EXHAUST | 361432 | FEDERAL | CHD314 | NA | 0
AIR FAN - EXHAUST | 361432 | FEDERAL | CHD314 | NA | 0
AIR FAN - EXHAUST | 361432 | FEDERAL | CHD314 | NA | 0
AIR FAN - EXHAUST | 361432 | FEDERAL | CHD314 | NA | 0
KITCHEN EXHAUST FAN | 869965 | FEDERAL | CHD564 | NA | 0
WALL MOUNTED SPLIT SYSTEM |  | ABB |  | NA | 0
AIR FAN - EXHAUST |  | FEDERAL | MMD4045 | NA | 0
AIR FAN - EXHAUST |  | FEDERAL | AP0504AP1012 | NA | 0
CIRCULATING PUMP | P208C004002 | TEMPERZONE | AEMBUCC26 | NA | 0
AIR FAN - EXHAUST |  | FEDERAL | AP050404AP1012 | NA | 0
AIR FAN - EXHAUST |  | FEDERAL | AP0804GP618 | NA | 0
KITCHEN EXHAUST FAN |  | FEDERAL | PCD536DD | NA | 0
COOLING TOWER | 09J0815 | BARREL FAN | VXIS273 | NA | 0
KITCHEN EXHAUST FAN |  | NULL | PCD536DD | NA | 0
AIR FAN - EXHAUST |  | FEDERAL |  | NA | 0
SMOKE EXHAUST FAN | NO NAME PLATE | FANTECH |  | NA | 0
WALL MOUNTED SPLIT SYSTEM | 6631202183 | PARKER | CU-RE9MKR | R410A | 2
CASSETTE SPLIT SYSTEM | 937701858 | MODULEX | SRC50ZIX-S | R410A | 2
PACKAGE AC - WATER SOURCED | PAINTED OVER | THERMAL EQUP CO | HWP190RKTN | R410A | 3
DUCTED SPLIT SYSTEM | 671331 | TEMPERZONE | OSA110RKT | R410A | 4
PACKAGE AC - WATER SOURCED | 660774 | THERMAL EQUP CO | HWP290RKTN | R410A | 4
PACKAGE AC - WATER SOURCED | 94070 | THERMAL EQUP CO | CWP0579RKT | R410A | 4
PACKAGE AC - WATER SOURCED | 77017 | THERMAL EQUP CO | CC3000R | R407C | 4
PACKAGE AC - WATER SOURCED | 77072 | THERMAL EQUP CO | CC1500R | R407C | 4
PACKAGE AC - WATER SOURCED | 77321 | THERMAL EQUP CO | CC3000R | R407C | 4
PACKAGE AC - WATER SOURCED | 633933 | THERMAL EQUP CO | HWP360R | R407C | 4
PACKAGE AC - WATER SOURCED | 633395 | THERMAL EQUP CO | HWP360R | R407C | 4
PACKAGE AC - WATER SOURCED | 658197 | THERMAL EQUP CO | HWP290RKTN | R410A | 4
PACKAGE AC - WATER SOURCED | 77036 | THERMAL EQUP CO | CC3000R | R407C | 4
PACKAGE AC - WATER SOURCED | PAINTED OVER | THERMAL EQUP CO | HWP. RKTN | R410A | 4
PACKAGE AC - WATER SOURCED | PAINTED OVER | THERMAL EQUP CO | HWP. RKTN | R410A | 4
PACKAGE AC - WATER SOURCED | 653702 | THERMAL EQUP CO | HWP190RKTN | R410A | 4
PACKAGE AC - WATER SOURCED | 77442 | THERMAL EQUP CO | CC2000R | R407C | 4
PACKAGE AC - WATER SOURCED | 774470 | THERMAL EQUP CO | CC3000R | R407C | 4
PACKAGE AC - WATER SOURCED | 77443 | THERMAL EQUP CO | CC2000R | R410A | 4
PACKAGE AC - WATER SOURCED | 77322 | THERMAL EQUP CO | CC3000R | R407C | 4
PACKAGE AC - WATER SOURCED | 77037 | TEMPERZONE | CC3000R | R407C | 4
PACKAGE AC - WATER SOURCED | 77074 | THERMAL EQUP CO | CC2000R | R407C | 4
PACKAGE AC - WATER SOURCED | 660776 | THERMAL EQUP CO | HWP290RKTN | R410A | 4
PACKAGE AC - WATER SOURCED | UNKNOWN | THERMAL EQUP CO | HWP290RKTN | R410A | 4
PACKAGE AC - WATER SOURCED | 77018 | THERMAL EQUP CO | CC3000R | R407C | 4
PACKAGE AC - WATER SOURCED | 638925 | THERMAL EQUP CO | HWP290RKTN | R410A | 4
PACKAGE AC - WATER SOURCED |  | THERMAL EQUP CO | HWP290RKTN | R410A | 4
PACKAGE AC - WATER SOURCED |  | TEMPERZONE | HWP290RKTN | R410A | 4
PACKAGE AC - WATER SOURCED |  | TEMPERZONE | HWP290RKTN | R410A | 4
PACKAGE AC - WATER SOURCED |  | TEMPERZONE | HWP290RKTN | R410A | 4
PACKAGE AC - WATER SOURCED |  | TEMPERZONE | HWP290RKTN | R410A | 4
PACKAGE AC - WATER SOURCED |  | TEMPERZONE | HWP190RKTN | R410A | 4
PACKAGE AC - WATER SOURCED | 77073 | THERMAL EQUP CO | CC1500R | R407C | 4
PACKAGE AC - WATER SOURCED | 77252 | THERMAL EQUP CO | CC3000R | R407C | 4
PACKAGE AC - WATER SOURCED | 77563 | THERMAL EQUP CO | CC3000R | R407C | 4
PACKAGE AC - WATER SOURCED | 77016 | THERMAL EQUP CO | CC3000R | R407C | 4
PACKAGE AC - WATER SOURCED | 658928 | THERMAL EQUP CO | HWP290RKTN | R410A | 4
PACKAGE AC - WATER SOURCED | 660779 | THERMAL EQUP CO | HWP290RKTN | R410A | 4
PACKAGE AC - WATER SOURCED | ? | THERMAL EQUP CO | HWP290RKTN | R410A | 4
UNDER CEILING SPLIT SYSTEM | 671456 | THERMAL EQUP CO | OSA160RKT | R410A | 4
UNDER CEILING SPLIT SYSTEM | 671512 | THERMAL EQUP CO | OSA160RKT | R410A | 4
PACKAGE AC - WATER SOURCED | 633926 | THERMAL EQUP CO | HWP360R | R407C | 5
PACKAGE AC - WATER SOURCED | 77132 | THERMAL EQUP CO | CC4000R | R407C | 5
PACKAGE AC - WATER SOURCED | 660657 | THERMAL EQUP CO | HWP370 RKTN | R410A | 5
PACKAGE AC - WATER SOURCED | 660674 | THERMAL EQUP CO | HWP370RKTN | R410A | 5
PACKAGE AC - WATER SOURCED | 660665 | THERMAL EQUP CO | HWP370RKTN | R410A | 5
PACKAGE AC - WATER SOURCED | 658935 | THERMAL EQUP CO | UNKWOWN STICKER PAINTED OVER | R410A | 5
PACKAGE AC - WATER SOURCED | UNKNOWN NO ACCESS TO ELEC PANEL | THERMAL EQUP CO | UNKNOWN NO ACCESS TO ELEC PANEL | R410A | 5
PACKAGE AC - WATER SOURCED | UNKWOWN | THERMAL EQUP CO | HWP370RKTN | R410A | 5
PACKAGE AC - WATER SOURCED | 660659 | THERMAL EQUP CO | HWP370RKTN | R410A | 5
PACKAGE AC - WATER SOURCED | 660645 | THERMAL EQUP CO | HWP370RKTN | R410A | 5
PACKAGE AC - WATER SOURCED | PAINTED OVER | THERMAL EQUP CO | HWP370RKTN | R410A | 5
PACKAGE AC - WATER SOURCED | 663595 | THERMAL EQUP CO | HWP370RKTN | R410A | 5
PACKAGE AC - WATER SOURCED | PAINTED OVER | THERMAL EQUP CO | HWP370RKTN | R410A | 5
PACKAGE AC - WATER SOURCED | PAINTED OVER | THERMAL EQUP CO | HWP370RKTN | R410A | 5
PACKAGE AC - WATER SOURCED | PAINTED OVER | THERMAL EQUP CO | HWP370RKTN | R410A | 5
PACKAGE AC - WATER SOURCED | PAINTED OVER | THERMAL EQUP CO | HWP370RKTN | R410A | 5
PACKAGE AC - WATER SOURCED | 660650 | THERMAL EQUP CO | HWP370RKTN | R410A | 5
PACKAGE AC - WATER SOURCED |  | THERMAL EQUP CO | HWP370RKTN | R410A | 5
PACKAGE AC - WATER SOURCED | NO ACCESS | THERMAL EQUP CO | HWP??? | R410A | 5
PACKAGE AC - WATER SOURCED | 77385 | THERMAL EQUP CO | CC4000R | R407C | 5
PACKAGE AC - WATER SOURCED | PAINTED OVER | THERMAL EQUP CO | HWP PAINTED OVER | R407C | 5
PACKAGE AC - WATER SOURCED | PAINTED OVER | THERMAL EQUP CO | HWP370RKTN | R410A | 5
PACKAGE AC - WATER SOURCED | PAINTED OVER | THERMAL EQUP CO | HWP370RKTN | R410A | 5
PACKAGE AC - WATER SOURCED | UNABLE TO ACCESS | THERMAL EQUP CO | HWP370RKTN | R410A | 5
PACKAGE AC - WATER SOURCED | 77386 | THERMAL EQUP CO | CC4000R | R407C | 5
PACKAGE AC - WATER SOURCED |  | THERMAL EQUP CO | HWP370RKTN | R410A | 5
PACKAGE AC - WATER SOURCED |  | THERMAL EQUP CO | HWP370RKTN | R410A | 5
PACKAGE AC - WATER SOURCED |  | THERMAL EQUP CO | HWP370RKTN | R410A | 5
PACKAGE AC - WATER SOURCED |  | THERMAL EQUP CO | HWP370RKTN | R410A | 5
PACKAGE AC - WATER SOURCED |  | THERMAL EQUP CO | HWP370RKTN | R410A | 5
PACKAGE AC - WATER SOURCED |  | TEMPERZONE | HWP370RKTN | R410A | 5
PACKAGE AC - WATER SOURCED |  | TEMPERZONE | HWP370RKTN | R410A | 5
PACKAGE AC - WATER SOURCED |  | TEMPERZONE | HWP370RKTN | R410A | 5
PACKAGE AC - WATER SOURCED |  | TEMPERZONE | HWP370RKTN | R410A | 5
PACKAGE AC - WATER SOURCED |  | TEMPERZONE | HWP370RKTN | R410A | 5
PACKAGE AC - WATER SOURCED |  | TEMPERZONE | HWP370RKTN | R410A | 5
PACKAGE AC - WATER SOURCED |  | TEMPERZONE | HWP370RKTN | R410A | 5
PACKAGE AC - WATER SOURCED |  | TEMPERZONE | HWP370RKTN | R410A | 5
PACKAGE AC - WATER SOURCED |  | TEMPERZONE | HWP370RKTN | R410A | 5
PACKAGE AC - WATER SOURCED |  | TEMPERZONE | HWP370RKTN | R410A | 5
PACKAGE AC - WATER SOURCED |  | TEMPERZONE | HWP370RKTN | R410A | 5
PACKAGE AC - WATER SOURCED |  | TEMPERZONE | HWP370RKTN | R410A | 5
PACKAGE AC - WATER SOURCED |  | TEMPERZONE | HWP370RKTN | R410A | 5
PACKAGE AC - WATER SOURCED |  | TEMPERZONE | HWP370RKTN | R410A | 5
PACKAGE AC - WATER SOURCED | 77050 | THERMAL EQUP CO | CC4000R | R407C | 5
PACKAGE AC - WATER SOURCED | 77019 | THERMAL EQUP CO | CC3000R | R407C | 5
PACKAGE AC - WATER SOURCED | 633932 | THERMAL EQUP CO | HWP 360 R | R407C | 5
PACKAGE AC - WATER SOURCED | 77694 | TEMPERZONE | CC3000R | R407C | 5
PACKAGE AC - WATER SOURCED | PAINTED OVER | THERMAL EQUP CO | HWP370RKTN | R410A | 5
PACKAGE AC - WATER SOURCED | PAINTED OVER | THERMAL EQUP CO | HWP370RKTN | R410A | 5
PACKAGE AC - WATER SOURCED | 657184 | THERMAL EQUP CO | HWP370RKTN | R410A | 5
PACKAGE AC - WATER SOURCED | PAINTED OVER | THERMAL EQUP CO | HWP370RKTN | R410A | 5
PACKAGE AC - WATER SOURCED | PAINTED OVER | THERMAL EQUP CO | HWP370RKTN | R410A | 5
PACKAGE AC - WATER SOURCED | NO ACCESS | THERMAL EQUP CO | HWP 370RKTN | R410A | 5
PACKAGE AC - WATER SOURCED | ? | THERMAL EQUP CO | HWP370RKTN | R410A | 5
PACKAGE AC - WATER SOURCED | ? | THERMAL EQUP CO | HWP445RKTN | R410A | 5
PACKAGE AC - WATER SOURCED | 77133 | THERMAL EQUP CO | CC4000R | R407C | 5
PACKAGE AC - WATER SOURCED | 77277 | THERMAL EQUP CO | CC3000R | R407C | 5
PACKAGE AC - WATER SOURCED | 660646 | THERMAL EQUP CO | HWP370RKTN | R410A | 5
PACKAGE AC - WATER SOURCED | 658936 | THERMAL EQUP CO | HWP370RKTN | R410A | 5
PACKAGE AC - WATER SOURCED | 660647 | THERMAL EQUP CO | HWP370RKTN | R410A | 5
PACKAGE AC - WATER SOURCED | 660668 | THERMAL EQUP CO | HWP370RKTN | R410A | 5
PACKAGE AC - WATER SOURCED | 77518 | THERMAL EQUP CO | CC3000R | R407C | 5
PACKAGE AC - WATER SOURCED | 77564 | THERMAL EQUP CO | CC3000R | R407C | 5
PACKAGE AC - WATER SOURCED | 77836 | THERMAL EQUP CO | CC3000R | R407C | 5
PACKAGE AC - WATER SOURCED | UNKNOWN | THERMAL EQUP CO | HWP370RKTN | R410A | 5
PACKAGE AC - WATER SOURCED | 660676 | THERMAL EQUP CO | HWP370RKTN | R410A | 5
PACKAGE AC - WATER SOURCED | 77387 | TEMPERZONE | CC4000R | R407C | 5
PACKAGE AC - WATER SOURCED |  | THERMAL EQUP CO | HWP370RKTN | R410A | 5
PACKAGE AC - WATER SOURCED |  | THERMAL EQUP CO | HWP370RKTN | R410A | 5
UNDER CEILING SPLIT SYSTEM |  | THERMAL EQUP CO | ISU160KD | R410A | 0
UNDER CEILING SPLIT SYSTEM |  | THERMAL EQUP CO | ISU160KD | R410A | 0
UNDER CEILING SPLIT SYSTEM | 671463 | THERMAL EQUP CO | OSA160RKT | R410A | 5
UNDER CEILING SPLIT SYSTEM | 667922 | THERMAL EQUP CO | OSA160RKT | R410A | 5
PACKAGE AC - WATER SOURCED | 657186 | THERMAL EQUP CO | HWP370RKTN | R410A | 5
PACKAGE AC - WATER SOURCED | 637890 | THERMAL EQUP CO | HWP445RKTN | R410A | 7
PACKAGE AC - WATER SOURCED | 666437 | THERMAL EQUP CO | HWP445RKTN | R410A | 7
PACKAGE AC - WATER SOURCED | UNKWOWN ISULATED OVER NAME PLATE | THERMAL EQUP CO | HWP445RKTN | R410A | 7
PACKAGE AC - WATER SOURCED | UNABLE TO REACH | THERMAL EQUP CO | HWP445RKTN | R410A | 7
PACKAGE AC - WATER SOURCED | 660738 | THERMAL EQUP CO | HWP445RKTN | R410A | 7
PACKAGE AC - WATER SOURCED | UNABLE TO REACH | THERMAL EQUP CO | HWP445RKTN | R410A | 7
PACKAGE AC - WATER SOURCED | PAINTED OVER | THERMAL EQUP CO | HWP445RKTN | R410A | 7
PACKAGE AC - WATER SOURCED | PAINTED OVER | THERMAL EQUP CO | HWP445RKTN | R410A | 7
PACKAGE AC - WATER SOURCED | PAINTED OVER | THERMAL EQUP CO | HWP445RKTN | R410A | 7
PACKAGE AC - WATER SOURCED | PAINTED OVER | THERMAL EQUP CO | HWP445RKTN | R410A | 7
PACKAGE AC - WATER SOURCED | PAINTED OVER | THERMAL EQUP CO | HWP445RKTN | R410A | 7
PACKAGE AC - WATER SOURCED | NO ACCESS | THERMAL EQUP CO | HWP445RKTN | R410A | 7
PACKAGE AC - WATER SOURCED | NO ACCESS | THERMAL EQUP CO | HWP445RKTN | R410A | 7
PACKAGE AC - WATER SOURCED | PAINTED OVER | THERMAL EQUP CO | HWP445RKTN | R410A | 7
PACKAGE AC - WATER SOURCED | PAINTED OVER | THERMAL EQUP CO | HWP445RKTN | R410A | 7
PACKAGE AC - WATER SOURCED |  | THERMAL EQUP CO | HWP445RKTN | R410A | 7
PACKAGE AC - WATER SOURCED |  | THERMAL EQUP CO | HWP445RKTN | R410A | 7
PACKAGE AC - WATER SOURCED |  | THERMAL EQUP CO | HWP445RKTN | R410A | 7
PACKAGE AC - WATER SOURCED |  | THERMAL EQUP CO | HWP445RKTN | R410A | 7
PACKAGE AC - WATER SOURCED |  | THERMAL EQUP CO | HWP445RKTN | R410A | 7
PACKAGE AC - WATER SOURCED |  | THERMAL EQUP CO | HWP445RKTN | R410A | 7
PACKAGE AC - WATER SOURCED |  | THERMAL EQUP CO | HWP445RKTN | R410A | 7
PACKAGE AC - WATER SOURCED |  | TEMPERZONE | HWP445RKTN | R410A | 7
PACKAGE AC - WATER SOURCED |  | TEMPERZONE | HWP445RKTN | R410A | 7
PACKAGE AC - WATER SOURCED |  | TEMPERZONE | HWP445RKTN | R410A | 7
PACKAGE AC - WATER SOURCED | ? | THERMAL EQUP CO | HWP445RKTN | R410A | 7
DUCTED SPLIT SYSTEM | 80539 | TEMPERZONE | OSA840RKTBV | R407C | 16
PACKAGE AC - WATER SOURCED | 77600 | THERMAL EQUP CO | CC4000R | R407C | 44
PACKAGED AIR CONDITIONING UNIT | WWW | CLIPSAL | WWW | R22 | 1
PACKAGED AIR CONDITIONING UNIT | WWW | CLIPSAL | WWW | R22 | 1
AIR FAN - EXHAUST | UNKNOWN | UNKNOWN | UNKNOWN | NULL | NULL
AIR FAN - OUTSIDE | 497909 | FANTECH | AP0312AA5-10 | NULL | NULL
AIR FAN - EXHAUST | NA | NULL | NA | NULL | NULL
DUCTED SPLIT SYSTEM |  | TEMPERZONE |  | R410A | 0
CASSETTE SPLIT SYSTEM | 7000181 | DAIKIN | RY60EV1A | R22 | 2.4
TOILET EXHAUST FAN | UNKNOWN | FANTECH | UNKNOWN | NULL | NULL
CONDENSER WATER PUMP | 870141003-018 | NULL | SGA 200L - 4 | NA | 0
CONDENSER WATER PUMP | 870141003-018 | WILO | SGA 2000L - 4 | NULL | NULL
CONDENSER WATER PUMP | 870141003-020 | WILO | SGA 200L - 4 | NULL | NULL
CHILLED WATER PUMP | - | WILO | HGAH225M-4 | NULL | NULL
CHILLED WATER PUMP | 8021061 | WILO | HGA 132M-38-4 | NULL | NULL
CHILLED WATER PUMP | 8021061 | WILO | HGAH132M-38-4 | NULL | NULL
AIR HANDLING UNIT | A1305089 | YORK | YSM40X80 | NA | 0
AIR HANDLING UNIT | A1305088 | YORK | YSM 40X80 | NA | 0
AIR HANDLING UNIT | A1305 066 | YORK | YSM 40X70 | NA | 0
AIR HANDLING UNIT | A1305090 | YORK | YSM 40X80 | NA | 0
AIR HANDLING UNIT | A1305086 | YORK | YSM 40X80 | NA | 0
AIR HANDLING UNIT | A1305087 | YORK | YSM 40X80 | NA | 0
AIR HANDLING UNIT | A1305065 | YORK | YSM 30X50 | NA | 0
AIR HANDLING UNIT | A1305067 | YORK | YSM 40X70 | NA | 0
AIR HANDLING UNIT | A1305061 | YORK | YSM 40X60 | NA | 0
AIR HANDLING UNIT | A1305 068 | YORK | YSM 40X70 | NA | 0
AIR HANDLING UNIT | A1305126 | YORK | YSM 30X60 | NA | 0
AIR HANDLING UNIT | A1305060 | YORK | YSM 40X50 | NA | 0
AIR HANDLING UNIT | A1305069 | YORK | YSM 40X70 | NA | 0
AIR HANDLING UNIT | A1305063 | YORK | YSM 40X70 | NA | 0
AIR HANDLING UNIT | A1305062 | YORK | YSM 40X60 | NA | 0
AIR HANDLING UNIT | A1305123 | YORK | YSM 30X40 | NA | 0
AIR HANDLING UNIT | A1305064 | YORK | YSM 40X70 | NA | 0
SWITCHBOARD MECHANICAL | NULL | NULL | NULL | NULL | NULL
AIR HANDLING UNIT | A1305125 | YORK | YSM 30X60 | NA | 0
AIR HANDLING UNIT | A1305122 | YORK | YSM 30X40 | NA | 0
AIR FAN - OUTSIDE | 10RF7954 | FANTECH | TD 800200 N | NULL | NULL
AIR FAN - OUTSIDE | APO404AP5B003 | FANTECH | APO404AP514 | NULL | NULL
AIR HANDLING UNIT | A1305124 | YORK | YSM 30X50 | NA | 0
AIR FAN - SUPPLY | 488685 | FANTECH | JIU-CEC-55N | NA | 0
CAR PARK EXHAUST FAN | 485013 | FANTECH | APV1406CA623 | NULL | NULL
CAR PARK EXHAUST FAN | 489015 | FANTECH | APV1006GA630 | NULL | NULL
CAR PARK EXHAUST FAN | 489013 | FANTECH | APV1406CA623 | NULL | NULL
CAR PARK EXHAUST FAN | 489013 | FANTECH | APV1406CA623 | NULL | NULL
CAR PARK EXHAUST FAN | 489013 | FANTECH | AVP1406CA623 | NULL | NULL
CAR PARK SUPPLY AIR FAN | 488685 | FANTECH | JIU-CPCUC-55N | NULL | NULL
CAR PARK SUPPLY AIR FAN | 488685 | FANTECH | JIU-CPCEC-55N | NULL | NULL
CAR PARK SUPPLY AIR FAN | 488685 | FANTECH | JIU-CPCEC-55N | NULL | NULL
CAR PARK SUPPLY AIR FAN | 489191 | FANTECH | JIU-CPCEC-55N | NULL | NULL
CAR PARK SUPPLY AIR FAN | 489191 | FANTECH | JIU-CPCEC-55N | NULL | NULL
CAR PARK SUPPLY AIR FAN | 488685 | FANTECH | JIU-CPCEC-55N | NULL | NULL
CAR PARK SUPPLY AIR FAN | 488685 | FANTECH | JIU-CPCEC-55N | NULL | NULL
CAR PARK SUPPLY AIR FAN | 488685 | FANTECH | JIU-CPCEC-55N | NULL | NULL
CAR PARK SUPPLY AIR FAN | 488685 | FANTECH | JIU-CPCEC-55N | NULL | NULL
CAR PARK SUPPLY AIR FAN | 489188 | FANTECH | JIU-CPCEC-55N | NULL | NULL
CAR PARK SUPPLY AIR FAN | 488685 | FANTECH | JIU-CPCEC-55N | NULL | NULL
CAR PARK SUPPLY AIR FAN | 488685 | FANTECH | JIU-CPCEC-55N | NULL | NULL
CAR PARK SUPPLY AIR FAN | 48868 | FANTECH | JIU-CPCEC-55N | NA | 0
CAR PARK SUPPLY AIR FAN | 489188 | FANTECH | JIU-CPCEC-55N | NULL | NULL
CAR PARK SUPPLY AIR FAN | 489188 | FANTECH | JIU-CPCEC-55N | NULL | NULL
CAR PARK SUPPLY AIR FAN | 489188 | FANTECH | JIU-CPCEC-55N | NULL | NULL
CAR PARK SUPPLY AIR FAN | 489191 | FANTECH | JIU-CPCEC-55N | NULL | NULL
CAR PARK SUPPLY AIR FAN | 489188 | FANTECH | JIU-CPCEC-55N | NULL | NULL
CAR PARK SUPPLY AIR FAN | 489188 | FANTECH | JIU-CPCEC-55N | NULL | NULL
CAR PARK SUPPLY AIR FAN | 489191 | FANTECH | JIU-CPCEC-55N | NULL | NULL
CAR PARK SUPPLY AIR FAN | 489191 | FANTECH | JIU-CPCEC-55N | NULL | NULL
AIR FAN - OUTSIDE | 497909 | FANTECH | AP031288510 | NA | 0
AIR FAN - OUTSIDE | UNKNOWN | FANTECH | TD 800200N | NA | 0
SWITCHBOARD MECHANICAL | NA | NULL | NA | NA | 0
AIR HANDLING UNIT | A1305099 | YORK | YSM 40X70 | NA | 0
AIR FAN - EXHAUST | NA | FANTECH | NA | NULL | NULL
SWITCHBOARD MECHANICAL | NA | NULL | NA | NA | 0
AIR FAN - OUTSIDE | NA | FANTECH | TD-800 | NA | 0
TOILET EXHAUST FAN | NA | FANTECH | TD-1300 | NA | 0
AIR FAN - OUTSIDE | NA | FANTECH | TD-2000 | NA | 0
AIR FAN - OUTSIDE | 489191 | FANTECH | JIU-CPCEC-55N | NA | 0
AIR FAN - OUTSIDE | 488685 | FANTECH | JIU-CPCEC-55N | NA | 0
AIR FAN - OUTSIDE | 489191 | FANTECH | JIU-CPCEC-55N | NA | 0
AIR FAN - OUTSIDE | 489191 | FANTECH | JIU-CPCEC-55N | NA | 0
AIR FAN - OUTSIDE | 489188 | FANTECH | JIU-CPCEC-55N | NA | 0
AIR FAN - OUTSIDE | 489191 | FANTECH | JIU-CPCEC-55N | NA | 0
AIR FAN - OUTSIDE | 489191 | FANTECH | JIU-CPCEC-55N | NA | 0
AIR FAN - OUTSIDE | 489188 | FANTECH | JIU-CPCEC-55N | NA | 0
AIR FAN - OUTSIDE | 489188 | FANTECH | JIU-CPCEC-55N | NA | 0
AIR HANDLING UNIT | A1305094 | YORK | YCBM 50X70 | NA | 0
AIR HANDLING UNIT | A1305093 | YORK | YCBM 50X70 | NA | 0
AIR HANDLING UNIT | A1305105 | YORK | YCBM 40X70 | NA | 0
AIR HANDLING UNIT | A1305104 | YORK | YCBM 40X70 | NA | 0
AIR HANDLING UNIT | A1305092 | YORK | YCBM 50X70 | NA | 0
AIR HANDLING UNIT | A1305091 | YORK | YCBM 50X70 | NA | 0
AIR HANDLING UNIT | A1305103 | YORK | YCBM 40X70 | NA | 0
AIR HANDLING UNIT | A1305102 | YORK | YCBM 40X70 | NA | 0
AIR HANDLING UNIT | A1305107 | YORK | YCBM 50X70 | NA | 0
AIR HANDLING UNIT | A1305106 | YORK | YCBM 50X70 | NA | 0
AIR HANDLING UNIT | A1305101 | YORK | YCBM 40X70 | NA | 0
AIR HANDLING UNIT | A1305100 | YORK | YCBM 40X70 | NA | 0
AIR HANDLING UNIT | A1305096 | YORK | YCBM 40X70 | NA | 0
AIR HANDLING UNIT | A1305095 | YORK | YCBM 40X70 | CHILLED WATER | 0
AIR HANDLING UNIT | A1305098 | YORK | YCBM 50X70 | CHILLED WATER | 0
AIR HANDLING UNIT | A1305097 | YORK | YCBM 50X70 | CHILLED WATER | 0
BOILER - GAS FIRED | 20130310024392 | RAYPAK | B3304NCMHWT | NULL | NULL
BOILER - GAS FIRED | 20130310024393 | RAYPAK | B3304NCMHWT | NULL | NULL
HEATING HOT WATER PUMP | 868125006-002 | WILO | HGAH 132M-38-4 | NULL | NULL
HEATING HOT WATER PUMP | 868379009-016 | WILO | HGAH-132M-38-4 | NULL | NULL
DUCTED SPLIT SYSTEM | NA | NULL | NA | R22 | 0
SWITCHBOARD MECHANICAL | NULL | NULL | NULL | NULL | NULL
COOLING TOWER | 13-525438 | EVAPCO | MSS195A | NA | 0
COOLING TOWER | 13-525437 | EVAPCO | MSS195A | NA | 0
COOLING TOWER | 13-525436 | EVAPCO | MSS195A | NULL | NULL
TOILET EXHAUST FAN | UNKNOWN | FANTECH | UNKNOWN | NA | 0
KITCHEN EXHAUST FAN | 488764 | FANTECH | RVE1004GA626 | NA | 0
KITCHEN EXHAUST FAN | 503084 | FANTECH | CHD716 | NA | 0
KITCHEN EXHAUST FAN | 488764 | FANTECH | RVE1004GA626 | NA | 0
AIR FAN - OUTSIDE | 489191 | FANTECH | JIU-CPECE-55N | NA | 0
AIR FAN - OUTSIDE | 489191 | FANTECH | JIU-CPCEC-55N | NA | 0
AIR FAN - OUTSIDE | 489188 | FANTECH | JIU-CPCEC-55N | NA | 0
SWITCHBOARD MECHANICAL | NULL | NULL | NULL | NULL | NULL
SWITCHBOARD MECHANICAL | NULL | NULL | NULL | NULL | NULL
SWITCHBOARD MECHANICAL | NA | NULL | NA | NA | 0
SWITCHBOARD MECHANICAL | NA | NULL | NA | NA | 0
STAIRWELL PRESSURISATION FAN | NA | FANTECH | NA | NA | 0
SMOKE EXHAUST FAN | 488766 | FANTECH | APS1404CA622 | NULL | NULL
SMOKE EXHAUST FAN | 488766 | FANTECH | APS1404CA622 | NULL | NULL
EXTRACTION SYSTEM - SMOKE | 488767 | FANTECH | APS1256GA631 | NULL | 0
CAR PARK EXHAUST FAN | 498973 | FANTECH | AP1004GA619 | NULL | NULL
SMOKE EXHAUST FAN | UNKNOWN | FANTECH | UNKNOWN | NULL | 0
DUCTED SPLIT SYSTEM | E003607 | DAIKIN | RKD50BVMA | NA | 0
DUCTED SPLIT SYSTEM | RY100KUY1 | DAIKIN | RY100KUY1 | NA | 0
DUCTED SPLIT SYSTEM | 42124805 | EMAIL | CS11HA | NA | 0
AIR FAN - RETURN |  | FANS DIRECT |  | NA | 0
AIR FAN - RETURN |  | FANS DIRECT |  | NA | 0
AIR FAN - RETURN | D13371-34265V | FANS DIRECT | ES500-46-25 | NA | 0
AIR FAN - RETURN | D13370-34265V | FANS DIRECT | ES500-46-25 | NA | 0
TOILET EXHAUST FAN |  | FANS DIRECT | CVB 300-4E | NA | 0
TOILET EXHAUST FAN |  | FANS DIRECT | CVB 300-4E | NA | 0
TOILET EXHAUST FAN |  | FANS DIRECT | CVB 300-4E | NA | 0
TOILET EXHAUST FAN |  | FANS DIRECT | CVB 300-4E | NA | 0
TOILET EXHAUST FAN |  | FANS DIRECT | CVB 300-4E | NA | 0
TOILET EXHAUST FAN | 200203A | FANS DIRECT | DFC 450-4D | NA | 0
AIR FAN - EXHAUST |  | FANTECH |  | NA | 0
AIR FAN - EXHAUST |  | FANTECH |  | NA | 0
AIR FAN - EXHAUST |  | FANTECH |  | NA | 0
AIR FAN - EXHAUST |  | FANTECH | MV354E | NA | 0
AIR FAN - EXHAUST | 81788 | FANTECH | CHD718 | NA | 0
AIR FAN - EXHAUST | 398051 | FANTECH | CHD504 | NA | 0
AIR FAN - EXHAUST | 42124806 | FANTECH |  | NA | 0
AIR FAN - EXHAUST | 42124804 | FANTECH |  | NA | 0
AIR FAN - EXHAUST |  | FANTECH |  | NA | 0
AIR FAN - EXHAUST |  | FANTECH |  | NA | 0
KITCHEN EXHAUST FAN | 488076 | FANTECH | SE 454VGL | NA | 0
KITCHEN EXHAUST FAN | 180274 | FANTECH | AP0804AA10B022160 | NA | 0
KITCHEN EXHAUST FAN | 362153 | FANTECH | CHD636 | NA | 0
TOILET EXHAUST FAN |  | FANTECH | MV354 | NA | 0
TOILET EXHAUST FAN |  | FANTECH |  | NA | 0
DUCTED SPLIT SYSTEM | E067699 | FUJITSU | AOTR24LCC | NA | 0
DUCTED SPLIT SYSTEM | 4AES2731 | HITACHI | RAS-4HQES | NA | 0
DUCTED SPLIT SYSTEM | 4AES2726 | HITACHI | RAS-4HQES | NA | 0
AIR COMPRESSOR | 9906040032 | KIRBY | KNRC1640VK | NA | 0
DUCTED SPLIT SYSTEM | SSU00125 | MITSUBISHI | PUHZ-RP71VHA | NA | 0
DUCTED SPLIT SYSTEM | 57000004 | MITSUBISHI | MXZ-8A140VA | NA | 0
PACKAGED AIR CONDITIONING UNIT |  | MITSUBISHI |  | NA | 0
DUCTED SPLIT SYSTEM | 709 | SANYO | SPWC253GH5 | NA | 0
VARIABLE SPEED DRIVE | R40-3918-L2 | OTHER | SW 80-32 | NA | 0
VARIABLE SPEED DRIVE | R40-3918-L1 | OTHER | SW 80-32 | NA | 0
AIR COMPRESSOR | A80C007 | TRANE | OCMA600 | NA | 0
AIR COMPRESSOR | A80C007 | TRANE | OCMA600 | NA | 0
AIR COMPRESSOR | A80C014 | TRANE | 1200 | NA | 0
AIR HANDLING UNIT | 657111 | TRANE | 319584-1 | NA | 0
PACKAGED AIR CONDITIONING UNIT | 80FSS8 | TRANE | 41LPH | NA | 0
PACKAGED AIR CONDITIONING UNIT |  | TRANE | 41LPH | NA | 0
AIR HANDLING UNIT | 1000 AHU-1 | WALKER | ASH-200 | NA | 0
SMOKE EXHAUST FAN | M49541 | ZIEHL-EBM | LE10006827 | NA | 0
SMOKE EXHAUST FAN | M49542 | ZIEHL-EBM | LE10006831 | NA | 0
SMOKE EXHAUST FAN | M49542 | ZIEHL-EBM | LE10006831 | NA | 0
SMOKE EXHAUST FAN | M49541 | ZIEHL-EBM | LE10006827 | NA | 0
AIR FAN - RETURN |  | UNKNOWN |  | NA | 0
AIR FAN - RETURN |  | UNKNOWN |  | NA | 0
AIR FAN - RETURN |  | UNKNOWN |  | NA | 0
AIR FAN - RETURN |  | UNKNOWN |  | NA | 0
AIR FAN - RETURN |  | UNKNOWN |  | NA | 0
AIR FAN - SUPPLY |  | UNKNOWN |  | NA | 0
AIR FAN - SUPPLY |  | UNKNOWN |  | NA | 0
AIR HANDLING UNIT |  | UNKNOWN |  | NA | 0
AIR HANDLING UNIT |  | UNKNOWN |  | NA | 0
AIR HANDLING UNIT |  | UNKNOWN |  | NA | 0
DUCTED SPLIT SYSTEM |  | UNKNOWN |  | NA | 0
AIR FAN - EXHAUST |  | UNKNOWN |  | NA | 0
AIR FAN - EXHAUST |  | UNKNOWN |  | NA | 0
AIR FAN - EXHAUST |  | UNKNOWN |  | NA | 0
AIR FAN - EXHAUST |  | UNKNOWN |  | NA | 0
AIR FAN - EXHAUST |  | UNKNOWN |  | NA | 0
AIR FAN - EXHAUST |  | UNKNOWN |  | NA | 0
AIR FAN - EXHAUST |  | UNKNOWN |  | NA | 0
AIR FAN - EXHAUST |  | UNKNOWN |  | NA | 0
AIR FAN - EXHAUST |  | UNKNOWN |  | NA | 0
KITCHEN EXHAUST FAN |  | UNKNOWN |  | NA | 0
KITCHEN EXHAUST FAN |  | UNKNOWN |  | NA | 0
SMOKE EXHAUST FAN |  | UNKNOWN |  | NA | 0
SMOKE EXHAUST FAN |  | UNKNOWN |  | NA | 0
SMOKE EXHAUST FAN |  | UNKNOWN |  | NA | 0
SMOKE EXHAUST FAN |  | UNKNOWN |  | NA | 0
SMOKE EXHAUST FAN |  | UNKNOWN |  | NA | 0
SMOKE EXHAUST FAN |  | UNKNOWN |  | NA | 0
SMOKE EXHAUST FAN |  | UNKNOWN |  | NA | 0
SMOKE EXHAUST FAN |  | UNKNOWN |  | NA | 0
SMOKE EXHAUST FAN |  | UNKNOWN |  | NA | 0
SMOKE EXHAUST FAN |  | UNKNOWN |  | NA | 0
SMOKE EXHAUST FAN |  | UNKNOWN |  | NA | 0
SMOKE EXHAUST FAN |  | UNKNOWN |  | NA | 0
SMOKE EXHAUST FAN |  | UNKNOWN |  | NA | 0
SMOKE EXHAUST FAN |  | UNKNOWN |  | NA | 0
SMOKE EXHAUST FAN |  | UNKNOWN |  | NA | 0
SMOKE EXHAUST FAN |  | UNKNOWN |  | NA | 0
SMOKE EXHAUST FAN |  | UNKNOWN |  | NA | 0
SMOKE EXHAUST FAN |  | UNKNOWN |  | NA | 0
SMOKE EXHAUST FAN |  | UNKNOWN |  | NA | 0
SMOKE EXHAUST FAN |  | UNKNOWN |  | NA | 0
SMOKE EXHAUST FAN |  | UNKNOWN |  | NA | 0
SMOKE EXHAUST FAN |  | UNKNOWN |  | NA | 0
SMOKE EXHAUST FAN |  | UNKNOWN |  | NA | 0
SMOKE EXHAUST FAN |  | UNKNOWN |  | NA | 0
SMOKE EXHAUST FAN |  | UNKNOWN |  | NA | 0
TOILET EXHAUST FAN |  | UNKNOWN |  | NA | 0
AIR FAN - SUPPLY | N/A | CMG | SGA280M | NULL | NULL
AIR HANDLING UNIT | UNKNOWN | RICHARDSON | 980CYD | NA | 0
DUCTED SPLIT SYSTEM | HDC16342 | ACCENT AIR | HDC16E1 | NA | 0
DUCTED SPLIT SYSTEM | 54296 | ALCAIR | FC36B | R22 | 6
DUCTED SPLIT SYSTEM | 54294 | ALCAIR | FC26B | R22 | 6
DUCTED SPLIT SYSTEM | 54295 | ALCAIR | FC26B | R22 | 6
DUCTED SPLIT SYSTEM | 54298 | ALCAIR | FC30B | R22 | 6
DUCTED SPLIT SYSTEM | 54297 | ALCAIR | FC60B | R22 | 6
DUCTED SPLIT SYSTEM | 54241 | ALCAIR | FC22B | R22 | 0
DUCTED SPLIT SYSTEM | 54242 | ALCAIR | FC22B | R22 | 5
DUCTED SPLIT SYSTEM | UNKNOWN | ALCAIR | FC11B | R22 | 4
PACKAGED AIR CONDITIONING UNIT | UNKNOWN | ALCAIR | UNKNOWN | NA | 0
PACKAGED AIR CONDITIONING UNIT | UNKNOWN | ALCAIR | UNKNOWN | NA | 0
PACKAGED AIR CONDITIONING UNIT | UNKNOWN | ALCAIR | UNKNOWN | NA | 0
CHILLER - AIR COOLED | 856521 | APAC | S188OVR9BA | NA | 0
CHILLER - AIR COOLED | ELB2500 | TRANE | ERAUL 800 | R407C | 15
DUCTED SPLIT SYSTEM | 2599W131642 | APAC | S11341 S113 CCHB-02 | NA | 0
DUCTED SPLIT SYSTEM | 2499W131040 | APAC | S0640VC9AA | NA | 0
DUCTED SPLIT SYSTEM | 2599W131041 | TEMPERZONE | OSA670RKTBV | R410A | 5
DUCTED SPLIT SYSTEM | 2599W131043 | TEMPERZONE | OSA 950RKTBV | R410A | 5
PACKAGED AIR CONDITIONING UNIT | 1298W11 5157 | APAC | H5100 S51 HBBH | NA | 0
PACKAGED AIR CONDITIONING UNIT | 174642 | APAC | PO46AHR9AD | R22 | 13
CHILLER - CENTRIFUGAL | 32006578 | CLIMAVENETA | TECS2SL-CA 0452 | R134A | 180
CHILLER - CENTRIFUGAL | 32006577 | CLIMAVENETA | TECS2SL-CA 0452 | R134A | 180
PACKAGED AIR CONDITIONING UNIT | 999 | APAC | 0 | NA | 0
DUCTED SPLIT SYSTEM | E003607 | DAIKIN | RKD50BVMA | NA | 0
DUCTED SPLIT SYSTEM | RY100KUY1 | DAIKIN | RY100KUY1 | NA | 0
DUCTED SPLIT SYSTEM | 42124805 | EMAIL | CS11HA | NA | 0
AIR FAN - RETURN | D1337434265V | FANS DIRECT | ES500-4/6-19 | NULL | NULL
AIR FAN - RETURN | D1337434265V | FANS DIRECT | ES500-4/6-19 | NULL | NULL
AIR FAN - RETURN | D13371-34265V | FANS DIRECT | ES500-46-25 | NULL | NULL
AIR FAN - RETURN | X | UNKNOWN | X | NULL | NULL
TOILET EXHAUST FAN | 0 | FANS DIRECT | CVB 300-4E | NULL | NULL
TOILET EXHAUST FAN | G | FANS DIRECT | CVB 300-4E | NULL | NULL
TOILET EXHAUST FAN | 0 | FANS DIRECT | CVB 300-4E | NULL | NULL
TOILET EXHAUST FAN | X | FANS DIRECT | CVB 300-4E | NULL | NULL
TOILET EXHAUST FAN | 193189A | FANS DIRECT | DFC400-4D | NULL | NULL
TOILET EXHAUST FAN | 200203A | FANS DIRECT | DFC 450-4D | NULL | NULL
AIR FAN - EXHAUST | XXX | FANTECH | XXX | NULL | NULL
AIR FAN - EXHAUST | X | FANTECH | X | NULL | NULL
AIR FAN - EXHAUST | 0 | FANTECH | 0 | NULL | NULL
AIR FAN - RETURN | D13371-34265V | FANS DIRECT | ES500-46-25 | NULL | NULL
AIR FAN - RETURN | X | UNKNOWN | X | NULL | NULL
CHILLER - AIR COOLED | 856521 | APAC | S188OVR9BA | NA | 0
DUCTED SPLIT SYSTEM | 42124806 | FANTECH |  | NA | 0
DUCTED SPLIT SYSTEM | 42124804 | FANTECH |  | NA | 0
TOILET EXHAUST FAN |  | FANTECH |  | NA | 0
TOILET EXHAUST FAN | X | UNKNOWN | X | NULL | NULL
KITCHEN EXHAUST FAN | 488076 | FANTECH | CE504VGL | NULL | NULL
KITCHEN EXHAUST FAN | 180274 | FANTECH | AP0804AA10B022160 | NULL | NULL
KITCHEN EXHAUST FAN | 362153 | FANTECH | CHD636 | NULL | NULL
TOILET EXHAUST FAN | X | FANTECH | MV354 | NULL | NULL
TOILET EXHAUST FAN | X | FANTECH | X | NULL | NULL
WALL MOUNTED SPLIT SYSTEM | E067699 | FUJITSU | AOTR24LCC | R22 | 2
DUCTED SPLIT SYSTEM | 4AES2731 | HITACHI | RAS-4HQES | NA | 0
DUCTED SPLIT SYSTEM | 4AES2726 | HITACHI | RAS-4HQES | NA | 0
AIR COMPRESSOR | A80C007 | TRANE | OCMA600 | NULL | NULL
DUCTED SPLIT SYSTEM | SSU00125 | MITSUBISHI | PUHZ-RP71VHA | NA | 0
DUCTED SPLIT SYSTEM | 57000004 | MITSUBISHI | MXZ-8A140VA | NA | 0
WALL MOUNTED SPLIT SYSTEM | UNKNOWN | MITSUBISHI | UNKNOWN | R22 | 1.5
DUCTED SPLIT SYSTEM | 709 | SANYO | SPWC253GH5 | NA | 0
VARIABLE SPEED DRIVE | 11981921 | EATON | HVX9000 | NULL | NULL
VARIABLE SPEED DRIVE | 1191387 | EATON | HVX9000 | NULL | NULL
AIR FAN - EXHAUST | A80C007 | TRANE | OCMA600 | NA | 0
AIR FAN - EXHAUST | A80C007 | TRANE | OCMA600 | NULL | NULL
AIR COMPRESSOR | A80C014 | TRANE | 1200 | NULL | NULL
AIR HANDLING UNIT | 657111 | TRANE | 319584-1 | NA | 0
PACKAGED AIR CONDITIONING UNIT | 80FSS8 | TRANE | 41LPH | NA | 0
PACKAGED AIR CONDITIONING UNIT |  | TRANE | 41LPH | NA | 0
AIR HANDLING UNIT | 1000 AHU-1 | WALKER | ASH-200 | NA | 0
SMOKE EXHAUST FAN | M4954/2 | ZIEHL-EBM | LE1120/6/8/31 | NULL | NULL
SMOKE EXHAUST FAN | M49542 | ZIEHL-EBM | LE1120/6/8/31 | NULL | NULL
SMOKE EXHAUST FAN | M4954/1 | ZIEHL-EBM | LE1000/6/8/27 | NULL | NULL
SMOKE EXHAUST FAN | M49541 | ZIEHL-EBM | LE10006827 | NULL | NULL
AIR FAN - RETURN | X | UNKNOWN | X | NULL | NULL
AIR FAN - RETURN |  | UNKNOWN |  | NA | 0
AIR FAN - RETURN | X | UNKNOWN | X | NULL | NULL
AIR FAN - RETURN | X | UNKNOWN | X | NULL | NULL
AIR FAN - RETURN |  | UNKNOWN |  | NA | 0
AIR FAN - SUPPLY | 725719 | FANTECH | PCE456ER | NULL | NULL
AIR HANDLING UNIT | 1000-AHU1 | WALKER | ASH-200 | NA | 0
AIR HANDLING UNIT | UNKNOWN | RICHARDSON | 1200CYD | NA | 0
AIR HANDLING UNIT | UNKNOWN | UNKNOWN | UNKNOWN | NA | 0
AIR HANDLING UNIT |  | UNKNOWN |  | NA | 0
DUCTED SPLIT SYSTEM |  | UNKNOWN |  | NA | 0
AIR FAN - EXHAUST | N/A | PACIFIC HVAC | RCD400-4D | NULL | NULL
AIR FAN - EXHAUST |  | UNKNOWN |  | NA | 0
AIR FAN - EXHAUST |  | UNKNOWN |  | NA | 0
AIR FAN - EXHAUST |  | UNKNOWN |  | NA | 0
AIR FAN - EXHAUST |  | UNKNOWN |  | NA | 0
AIR FAN - EXHAUST |  | UNKNOWN |  | NA | 0
AIR FAN - EXHAUST |  | UNKNOWN |  | NA | 0
AIR FAN - EXHAUST |  | UNKNOWN |  | NA | 0
AIR FAN - EXHAUST | X | UNKNOWN | X | NULL | NULL
KITCHEN EXHAUST FAN | 7 | UNKNOWN | 3 | NULL | NULL
VARIABLE SPEED DRIVE | N/A | UNKNOWN | PA000755H1SSS | NULL | NULL
SMOKE EXHAUST FAN | N/A | FANTECH | RSS1004BA7H040 | NULL | NULL
SMOKE EXHAUST FAN | NA | FANTECH | RSS1004BA7H040 | NULL | NULL
SMOKE EXHAUST FAN | N/A | FANTECH | RSS1004BA7H040 | NULL | NULL
SMOKE EXHAUST FAN | 197017 | FANTECH | RSS1004BA7H040 | NULL | NULL
SMOKE EXHAUST FAN | NA | UNKNOWN | NA | NULL | NULL
SMOKE EXHAUST FAN | NA | FANTECH | RSS0564A10HO | NULL | NULL
SMOKE EXHAUST FAN | UNKNOWN | UNKNOWN | UNKNOWN | NULL | NULL
SMOKE EXHAUST FAN | UNKNOWN | UNKNOWN | UNKNOWN | NULL | NULL
SMOKE EXHAUST FAN | UNKNOWN | UNKNOWN | UNKNOWN | NULL | NULL
SMOKE EXHAUST FAN | UNKNOWN | UNKNOWN | UNKNOWN | NULL | NULL
SMOKE EXHAUST FAN | UNKNOWN | UNKNOWN | UNKNOWN | NULL | NULL
SMOKE EXHAUST FAN | UNKNOWN | UNKNOWN | UNKNOWN | NULL | NULL
SMOKE EXHAUST FAN | UNKNOWN | UNKNOWN | UNKNOWN | NULL | NULL
SMOKE EXHAUST FAN | UNKNOWN | UNKNOWN | UNKNOWN | NULL | NULL
SMOKE EXHAUST FAN | UNKNOWN | UNKNOWN | UNKNOWN | NULL | NULL
SMOKE EXHAUST FAN | UNKNOWN | UNKNOWN | UNKNOWN | NULL | NULL
SMOKE EXHAUST FAN | M4954/2 | ZIEHL-EBM | LE1120/6/8/31 | NULL | NULL
SMOKE EXHAUST FAN | M495/2 | ZIEHL-EBM | 112/6/8/31 | NULL | NULL
SMOKE EXHAUST FAN | UNKNOWN | UNKNOWN | UNKNOWN | NULL | NULL
SMOKE EXHAUST FAN | UNKNOWN | UNKNOWN | UNKNOWN | NULL | NULL
CHILLER - AIR COOLED | HC5242 | POWER PAX | A0300-1C-20078170E4-3FC | R134A | 100
SMOKE SPILL FAN | 212751 | FANS DIRECT | AX20TH27A-8RFF | NA | 0
SMOKE SPILL FAN | 212751 | FANS DIRECT | AX20TH27A-8RFF | NULL | NULL
CHILLED WATER PUMP | 03E96-03 | TECO | ASHC2C | NA | 0
CHILLER - AIR COOLED | HC5242 | POWER PAX | A0300-1C-20078170E4-3FC | R134A | 0
AIR COOLED SPLIT SYSTEM |  | APAC | S160 CCHB-02 | NA | 0
AIR HANDLING UNIT | 1896W83455 | APAC | S118 HPBH | R22 | 54
CHILLED WATER PUMP | 03E96-03 | TECO | ASHC2C | NA | 0
SMOKE SPILL FAN | 212751 | FANS DIRECT | AX20TH27A-8RFF | NA | 0
STAIRWELL PRESSURISATION FAN | 995D6235 | UNKNOWN | ES 1000-4-24 PC 200-2HR | NULL | NULL
CHILLER - AIR COOLED | HC5242 | POWER PAX | A0300-1C-20078170E4-3FC | R134A | 120
AIR COOLED SPLIT SYSTEM | 0 | APAC | S160 CCHB-02 | NA | 0
AIR HANDLING UNIT | 1896W83455 | APAC | S118 HPBH | R22 | 0
CAR PARK SUPPLY AIR FAN | 356361 | FANTECH | AP1256CA923 | NULL | NULL
STAIRWELL PRESSURISATION FAN | 2957771 | FANTECH | ES1000-4-24PC200 | NULL | NULL
STAIRWELL PRESSURISATION FAN | UNKNOWN | FANTECH | RDS-1004-7A-25 | NULL | NULL
SMOKE SPILL FAN | JOB NUMBER N50481 | AXIAL | SIZE 1250 | NULL | NULL
STAIRWELL PRESSURISATION FAN | UNKNOWN | DUCTLINE | DQS1000-4-24 | NULL | NULL
AIR HANDLING UNIT | 39H1724066622 | CARRIER | 39GAH1724 | CHILLED WATER | 0
VARIABLE SPEED DRIVE | G0806374 | ZENER | MSC 3R23 | NULL | NULL
VARIABLE SPEED DRIVE | G1010136 | ZENER | MSC-3R23 | NULL | NULL
AIR HANDLING UNIT | 39H1722066625 | CARRIER | 39GAH1722 | CHILLED WATER | 0
VARIABLE SPEED DRIVE | 42121AO486 | NULL | ACH580 | NULL | NULL
TOILET EXHAUST FAN | UNKNOWN | UNKNOWN | UNKNOWN | NULL | NULL
KITCHEN EXHAUST FAN | UNKNOWN | UNKNOWN | UNKNOWN | NA | 0
SMOKE SPILL FAN | 14960 | DUCTLINE | LPSS 1120-4-25 | NULL | NULL
SMOKE SPILL FAN | 14960 | DUCTLINE | LPSS 1120-4-28 | NULL | NULL
STAIRWELL PRESSURISATION FAN | D63314957 | DUCTLINE | DQS1000-4-24 | NULL | NULL
STAIRWELL PRESSURISATION FAN | UNKNOWN | DUCTLINE | DQS1000-4-24 | NULL | NULL
CHILLER - RECIPROCATING | 132125181 | NULL | TT300-H6-1-ST-D-0-CE | R134A | 150
CHILLED WATER PUMP | NULL | SPP GAAM | 65-32 | NULL | NULL
CHILLER - RECIPROCATING | 133165191 | NULL | TT300-H6-1-ST-D-0-CE | R134A | 150
CHILLED WATER PUMP | NULL | AJAX | NULL | NULL | NULL
AIR FAN - EXHAUST |  | UNKNOWN |  | NA | 0
COOLING TOWER | 02J1434 | BAC | VXCS11C | NULL | NULL
AIR FAN - EXHAUST |  | UNKNOWN |  | NA | 0
AIR FAN - EXHAUST |  | UNKNOWN |  | NA | 0
COOLING TOWER | 06J0052 | BAC | VXCS110 | NULL | NULL
COOLING TOWER | 04J0820 | BAC | VXCS110 | NA | 0
AIR FAN - EXHAUST |  | UNKNOWN |  | NA | 0
AIR FAN - EXHAUST | 22303 | PHOENIX | 280M-3 | NULL | NULL
CHILLED WATER PUMP | NULL | AJAX | NULL | NULL | NULL
COOLING TOWER | 06J0052 | BAC | VXCS110 | NULL | NULL
AIR FAN - EXHAUST | 22304 | PHOENIX | 259M-8 | NULL | NULL
COOLING TOWER | 02J1434 | BAC | VXCS11C | NULL | NULL
AIR FAN - EXHAUST | 22305 | UNKNOWN | 250M-8 | NULL | NULL
AIR FAN - EXHAUST | 22306 | PHOENIX | 250M-3 | NULL | NULL
COOLING TOWER | 04J0820 | BAC | VXCS110 | NULL | NULL
CHILLER - CENTRIFUGAL | 18065 | CARRIER | 19XRV3637356KCH52S | R134A | 358
CHILLER - CENTRIFUGAL | 18064 | CARRIER | 19XRV3637356KCH52S | R134A | 358
CONDENSER WATER PUMP | NULL | TECO | 21044470 | NULL | NULL
CHILLED WATER PUMP | NULL | AJAX | D200LC | NULL | NULL
CHILLED WATER PUMP | NULL | AJAX | 2104420 | NULL | NULL
KITCHEN EXHAUST FAN | 10889 08 | UNKNOWN | NA | NULL | NULL
CONDENSER WATER PUMP | NULL | AJAX | 2104470 | NULL | NULL
CASSETTE SPLIT SYSTEM | 300173 | MITSUBISHI | MUH-07RV | NA | 0
VARIABLE SPEED DRIVE | G1010153 | ZENER | MSC-3R40 | NULL | NULL
CASSETTE SPLIT SYSTEM | 815607438RE | MITSUBISHI | SRK71ZEA-S1 | R410A | 0
AIR COOLED SPLIT SYSTEM | 0596W82717 | APAC | S220 CCHB-02 | NA | 0
SMOKE SPILL FAN |  | NULL |  | NA | 0
SMOKE SPILL FAN | UNKNOWN | UNKNOWN | UNKNOWN | NULL | NULL
CHILLED WATER PUMP | NOT VISIBLE | AJAX | NOT VISIBLE | NULL | NULL
CHILLED WATER PUMP | NULL | AJAX | NULL | NULL | NULL
CASSETTE SPLIT SYSTEM | 035855196 RE | MITSUBISHI | SRC60ZIX-S | R410A | 0
CASSETTE SPLIT SYSTEM | E006507 | DAIKIN | RXS60FBVMA | R410A | 0
CASSETTE SPLIT SYSTEM | 835314128RE | MITSUBISHI | SRC71ZE-S1 | R410A | 1
CASSETTE SPLIT SYSTEM | 12U00053 | MITSUBISHI | PUHZ-RP140YKA2 | R410A | 5
CASSETTE SPLIT SYSTEM | 12U00051 | MITSUBISHI | PUHZ-RP140YKA2 | R410A | 5
WALL MOUNTED SPLIT SYSTEM | 300818 | MITSUBISHI | MSH-07RV | R22 | 0
CASSETTE SPLIT SYSTEM | 9002516 | MITSUBISHI | MSH-18NV | R22 | 14
CASSETTE SPLIT SYSTEM | 9002364 | MITSUBISHI | MUH-18N | R22 | 14
AIR COOLED SPLIT SYSTEM | 0496W82722 | APAC | S220 CCHB-02 | R22 | 120
CASSETTE SPLIT SYSTEM | TOO3309 | FUJITSU | AOT30RBHL | R22 | 2.4
VARIABLE SPEED DRIVE | NA | DB INDUSTRIES | MG11AH02 | NA | 0
VARIABLE SPEED DRIVE | NA | DB INDUSTRIES | MG11AH02 | NA | 0
VARIABLE SPEED DRIVE | NA | DB INDUSTRIES | MG11AH02 | NA | 0
SWITCHBOARD MECHANICAL | NA | NULL | NA | NA | 0
FAN COIL UNIT - DUCTED | NA | CARRIER | 39BA090 | NA | 0
CHILLED WATER PUMP | R40 3399 L4 | NULL | SW BAKER MODEL SW80 32 | NULL | NULL
CHILLED WATER PUMP | R40 3399 L2 | NULL | SW BAKER MODEL SW80 32 | NA | 0
CHILLED WATER PUMP | R40 3399 L3 | NULL | SW BAKER MODEL SW80 32 | NA | 0
CHILLER - AIR COOLED | 32006193 | NULL | CLIMAVENATA FOCS CA LNS 4802 | R134A | 0
CHILLER - AIR COOLED | 32006192 | NULL | CLIMAVENETA | R134A | 0
CHILLER - AIR COOLED | 67806 | CIEMANTS | 30GB 150 940 AO3 | R22 | 0
ELECTRIC DUCT HEATER | NA | SULZER | 3 X 2316-U | NA | 0
ELECTRIC DUCT HEATER | NA | SULZER | 18 3204-U | NA | 0
ELECTRIC DUCT HEATER | NA | SULZER | 18 X2304 U | NA | 0
ELECTRIC DUCT HEATER | NA | SULZER | 15 X 3202-U | NA | 0
ELECTRIC DUCT HEATER | NA | SULZER | 15 X 2302-U | NA | 0
ELECTRIC DUCT HEATER | NA | SULZER | 15 X 2302-U | NA | 0
ELECTRIC DUCT HEATER | NA | SULZER | 12 X 23559 U | NA | 0
ELECTRIC DUCT HEATER | NA | SULZER | 12 X 2559 U | NA | 0
ELECTRIC DUCT HEATER | NA | SULZER | 6 X 2304 X | NA | 0
ELECTRIC DUCT HEATER | NA | SULZER | 6 X 2359 W | NA | 0
ELECTRIC DUCT HEATER | NA | SULZER | 6 X 2302 W | NA | 0
ELECTRIC DUCT HEATER | NA | SULZER | 12 X 2302 W | NA | 0
AIR FAN - EXHAUST | NA | NULL | HISON | NA | 0
AIR FAN - EXHAUST | NA | FEDERAL | CHD 456 | NA | 0
VARIABLE SPEED DRIVE | NA | DB INDUSTRIES | MG11AH02 | NA | 0
VARIABLE SPEED DRIVE | NA | AGER | MSC-3 | NA | 0
FAN COIL UNIT - DUCTED | NA | NULL | NA | NA | 0
FAN COIL UNIT - DUCTED | NA | NULL | NA | NA | 0
VARIABLE SPEED DRIVE | NA | DB INDUSTRIES | NA | NA | 0
VARIABLE SPEED DRIVE | NA | DB INDUSTRIES | NA | NA | 0
FAN COIL UNIT - DUCTED | NA | NULL | NA | NA | 0
FAN COIL UNIT - DUCTED | NA | NULL | NA | NA | 0
FAN COIL UNIT - DUCTED | NA | NULL | NA | NA | 0
VARIABLE SPEED DRIVE | NA | DB INDUSTRIES | NA | NA | 0
EXTRACTION SYSTEM - SMOKE | NA | NULL | FNN MAKE CMG APS1004 A9F150 | NA | 0
EXTRACTION SYSTEM - SMOKE | NA | NULL | MAKE ABB 406495 | NA | 0
EXTRACTION SYSTEM - SMOKE | NA | NULL | NA | NA | 0
EXTRACTION SYSTEM - SMOKE | NA | NULL | NA | NA | 0
EXTRACTION SYSTEM - SMOKE | NA | NULL | NA | NA | 0
EXTRACTION SYSTEM - SMOKE | NA | NULL | NA | NA | 0
EXTRACTION SYSTEM - SMOKE | NA | NULL | MAKE WESTERN STAR | NA | 0
SMOKE EXHAUST FAN | NA | NULL | CMG MAKE SGA 180L 6 | NA | 0
SMOKE EXHAUST FAN | NA | NULL | NA | NA | 0
SMOKE EXHAUST FAN | NA | NULL | CMG | NA | 0
AIR FAN - EXHAUST | MA | NULL | NA | NA | 0
CHILLED WATER PUMP | 18J95! 40 | TCL | ASHD3C | NA | 0
CHILLED WATER PUMP | ASHD3C | TCL | 18J95 41 | NA | 0
SWITCHBOARD MECHANICAL | NA | NULL | NA | NA | 0
SWITCHBOARD MECHANICAL | NA | NULL | NA | NA | 0
SWITCHBOARD MECHANICAL | NA | NULL | NA | NA | 0
SWITCHBOARD MECHANICAL | NA | NULL | NA | NA | 0
SWITCHBOARD MECHANICAL | NA | NULL | NA | NA | 0
ELECTRIC DUCT HEATER | NA | SULZER | 18 X 2359 U | NA | 0
ELECTRIC DUCT HEATER | NA | SULZER | 28 X 2359 U | NA | 0
ELECTRIC DUCT HEATER | NA | SULZER | 9 X2314-U | NA | 0
ELECTRIC DUCT HEATER | NA | SULZER | 9 X 2314 U | NA | 0
EXTRACTION SYSTEM - SMOKE | NA | NULL | NA | NA | 0
EXTRACTION SYSTEM - SMOKE | NA | NULL | NA | NA | 0
EXTRACTION SYSTEM - SMOKE | NA | NULL | NA | NA | 0
EXTRACTION SYSTEM - SMOKE | NA | NULL | NA | NA | 0
SMOKE EXHAUST FAN | NA | NULL | WESTERN ELECTRIC | NA | 0
ELECTRIC DUCT HEATER | NA | SULZER | 24 X2302 U | NA | 0
ELECTRIC DUCT HEATER | NA | SULZER | 15 X2302-U | NA | 0
ELECTRIC DUCT HEATER | NA | SULZER | NA | NA | 0
PACKAGED AIR CONDITIONING UNIT | NA | AQUA | S65 HP BH 02 | R22 | 5
PACKAGED AIR CONDITIONING UNIT | 0996W83749 | AQUA | S65 HP BH -02 | R22 | 5
PACKAGED AIR CONDITIONING UNIT | 246805 | ACTRON | PCA340S | R410A | 5
PACKAGED AIR CONDITIONING UNIT | 246801 | ACTRON | PCA47SC | R22 | 5
PACKAGED AIR CONDITIONING UNIT | 4495W83708 | AQUA | S80 HP BH | R22 | 5
PACKAGED AIR CONDITIONING UNIT | 4495W83706 | AQUA | S80 HP BH | R22 | 5
PACKAGED AIR CONDITIONING UNIT | 246803 | AIRHANDLER | PCA62SH | R22 | 5
PACKAGED AIR CONDITIONING UNIT | 0696W83707 | AQUA | S80 HPBH | R22 | 5
PACKAGED AIR CONDITIONING UNIT | 248944 | ACTRON | PCA340S | R410A | 6
PACKAGED AIR CONDITIONING UNIT | 249213 | ACTRON | PCA70SJ | R410A | 6
PACKAGED AIR CONDITIONING UNIT | 249212 | ACTRON | PCA70S | R410A | 6
PACKAGED AIR CONDITIONING UNIT | 655870 | ACPAC | H14509 | R22 | 7
PACKAGED AIR CONDITIONING UNIT | 0696W86381 | AQUA | S80 HP BH | R22 | 7
PACKAGED AIR CONDITIONING UNIT | 0690W83713 | AQUA | S95 HP BH 03 | R22 | 7
PACKAGED AIR CONDITIONING UNIT | 246806 | AIRHANDLER | PCA80SC | R22 | 7
PACKAGED AIR CONDITIONING UNIT | 249232 | ACTRON | PCA80SA | R410A | 8
CHILLED WATER PUMP | P 510 V - 2 | ASEA | BC 180 M | NA | 0
COOLING TOWER | 06 JO 916 | BAC | VXT 315 | NA | 0
CONDENSER WATER PUMP | M 3044615 | ASEA | C 180 L DD 24 R 2 BBA | NA | 0
CHILLED WATER PUMP | AX00 | AJAX | 125X100 | NA | 0
COOLING TOWER | 06J0917 | BAC | VXT 165 | NA | 0
CONDENSER WATER PUMP | NOT AVAILABLE | ASEA | 6 JM 4.UL 73 | NA | 0
VARIABLE SPEED DRIVE | 3063601328 | ABB | ACH550-01-038A-4+B055 | NA | 0
SWITCHBOARD MECHANICAL | NONE LISTED | R.G.LADD | NONE LISTED | NA | 0
BOILER - GAS FIRED | NONE LISTED | KNAPP LEWER | KL135 | NA | 0
HEATING HOT WATER PUMP | NONE AVAILABLE | GRUNDFOS | 132S-4-38FF265-G1 | NA | 0
HEATING HOT WATER PUMP | NONE AVAILABLE | GRUNDFOS | 132S-4-38FF265-G1 | NA | 0
MAKE UP TANK | 8186 | AUTOHEAT | ARU2-303 | NA | 0
DOMESTIC HW UNIT (GAS) | NA | GRUNFOSS | UPS 32-80 B 180 | NA | 0
BOOSTER FAN | 52477 | SEKOMAK | SGP-576140 | NA | 0
BOILER - GAS FIRED | 8236 | BAXI | CHAPPEE XR412 | NA | 0
CHILLED WATER PUMP | CFSB | AJAX | 2MS | NA | 0
SWITCHBOARD MECHANICAL | NA | R.G.LADD | NA | NA | 0
SWITCHBOARD MECHANICAL | NONE AVAILABLE | OTHER | NONE AVAILABLE | NA | 0
SWITCHBOARD MECHANICAL | NOT AVAILABLE | OTHER | NOT AVAILABLE | NA | 0
SWITCHBOARD MECHANICAL | NA | R.G.LADD | NA | NA | 0
CHILLED WATER PUMP | A4706004504164 11 | GRUNDFOS | NP80-65-160161 | NA | 0
HEATING HOT WATER PUMP | CH12-40 A-A-CVBE | GRUNDFOS | C4P508020 | NA | 0
CHILLED WATER PUMP | NA | OTHER | NA | NA | 0
HEATING HOT WATER PUMP | A10CD1 | AJAX | E40-20 | NA | 0
AIR FAN - EXHAUST | 530136 | FANTECH | AE454D | NA | 0
CHILLED WATER PUMP | R32-2414-L1 | FASCO | SW80-26 | NA | 0
CHILLED WATER PUMP | R32-2414-L2 | FASCO | SW80-26 | NA | 0
AIR FAN - EXHAUST | O3 2005 - 133843 - 36994 | DUCTLINE | VDC355 - 4D | NA | 0
BOILER - GAS FIRED | UNABLE TO READ | AIRA | HH600 | NA | 0
AIR FAN - EXHAUST | NOT READABLE | FANS DIRECT | NOT READABLE | NA | 0
CHILLER - AIR COOLED | 32000322 | CLIMAVENETA | FOCS - CA LN 2602 | R134A | 176
CHILLER - AIR COOLED | 32000323 | CLIMAVENETA | FOCS - CA LN 2602 | R134A | 0
AIR HANDLING UNIT | NOT READABLE | MULLER | LM214HFM | NA | 0
AIR HANDLING UNIT | NA | RICHARDSON | MULLER CS638 | NA | 0
CHILLED WATER PUMP | NA | MONARCH | 7.5 KW FRAME 132 M -4 | NA | 0
SWITCHBOARD MECHANICAL | NA | R.G.LADD | NA | NA | 0
AIR HANDLING UNIT | 730CPD | RICHARDSON | RICHC5641 | NA | 0
AIR HANDLING UNIT | NA | RICHARDSON | RICHC5639 | NA | 0
HEATING HOT WATER PUMP | CFSB | AJAX | 2MS | NA | 0
AIR HANDLING UNIT | NA | RICHARDSON | RICHC5640 | NA | 0
SWITCHBOARD MECHANICAL | NA | R.G.LADD | NA | NA | 0
AIR HANDLING UNIT | D9560 | RICHARDSON | 600 CYD | NA | 0
AIR HANDLING UNIT | D9563 | RICHARDSON | 445 CYD | NA | 0
AIR HANDLING UNIT | K11985A1 | MULLER | LS228HFM | NA | 0
AIR HANDLING UNIT | CODE 630054W | OTHER | NICOTRA TYPE MDZ800X | NA | 0
AIR HANDLING UNIT | NONE AVAILABLE | RICHARDSON | RICHC5639 | NA | 0
CHILLED WATER PUMP | CFSB | AJAX | 2MS | NA | 0
SWITCHBOARD MECHANICAL | NA | R.G.LADD | NA | NA | 0
HEATING HOT WATER PUMP | AXOB-1 | AJAX | 65X-40-250 232MM | NA | 0
AIR HANDLING UNIT | K11955C1 | MULLER | BS172HFM | NA | 0
AIR HANDLING UNIT | LT 08 -00014A1 - 001 | WALKER | CW130-6 | NA | 0
AIR HANDLING UNIT | LT 08 - 00014B 1- 00 | WALKER | CW 080 - 6 | NA | 0
AIR HANDLING UNIT | K10598D1 | MULLER | L1106HFM | NA | 0
AIR HANDLING UNIT | K10578A1 | MULLER | LS237HFM | NA | 0
AIR HANDLING UNIT | UNABLE TO READ | YORK | UNABLE TO READ | NA | 0
AIR HANDLING UNIT | UNABLE TO READ | YORK | UNABLE TO READ | NA | 0
AIR HANDLING UNIT | NOT READABLE | YORK | NOT READABLE | NA | 0
PACKAGED AIR CONDITIONING UNIT | R0410010 | YORK | MILLENNIUM YRM088R4DBCCY | R22 | 18
PACKAGED AIR CONDITIONING UNIT | UNABLE TO READ | YORK | MILLENIUM YRM088R4DBCCY | R22 | 0
PACKAGED AIR CONDITIONING UNIT | NA | YORK | YRM 054 54D BCCX | R22 | 15
PACKAGED AIR CONDITIONING UNIT | R0410011 | YORK | YRM108R4DBCCX | R22 | 20
SMOKE EXHAUST FAN | 36801 | DUCTLINE | VD80DB25A - 4HFP | NA | 0
SMOKE EXHAUST FAN | NONE LISTED | OTHER | NONE LISTED | NA | 0
SMOKE EXHAUST FAN | NONE LISTED | OTHER | NONE LISTED | NA | 0
SMOKE EXHAUST FAN | 36801 | FANS DIRECT | LE14TD15A - 4PFF | NA | 0
SMOKE EXHAUST FAN | 36801 | FANS DIRECT | LE14TD15A - 4PFF | NA | 0
SMOKE EXHAUST FAN | 36801 | FANS DIRECT | LE14TD15 A - 4PFF | NA | 0
SMOKE EXHAUST FAN | 36801 | FANS DIRECT | LE14TD15A - 4PFF | NA | 0
SMOKE EXHAUST FAN | UNABLE TO READ | FANS DIRECT | UNABLE TO READ | NA | 0
SMOKE EXHAUST FAN | UNABLE TO READ | FANS DIRECT | UNABLE TO READ | NA | 0
VARIABLE SPEED DRIVE | 3064800475 | ABB | ACH550-01-059A-4+B055 | NA | 0
BMS | NOT AVAILABLE | TRIDIUM | AIRMASTER SPECIAL | NA | 0
HEATING HOT WATER PUMP | CFSB | AJAX | 2L | NA | 0
VARIABLE SPEED DRIVE | 4902071001 | EMERSON | BA 1406 - E12E54 | NA | 0
VARIABLE SPEED DRIVE | 4261094001 | EMERSON | BA 1406 - E12E54 | NA | 0
SWITCHBOARD MECHANICAL | NONE AVAILABLE | R.G.LADD | NONE AVAILABLE | NA | 0
SUMP/DRAINAGE PUMP | 05B0911 | OTHER | CP00251C1R8C | NA | 0
AIR FAN - EXHAUST | NONE AVAILABLE | OTHER | NONE AVAILABLE | NA | 0
AIR FAN - EXHAUST | NONE AVAILABLE | OTHER | NONE AVAILABLE | NA | 0
SWITCHBOARD MECHANICAL | NONE AVAILABLE | OTHER | NONE AVAILABLE | NA | 0
AIR FAN - EXHAUST | UNABLE TO READ | OTHER | AXIAL FAN UNABLE TO READ | NA | 0
SUMP/DRAINAGE PUMP | 14327 | OTHER | CP25 | NULL | NULL
AIR COMPRESSOR | 1210 | TECO | CASH ENGINEERING MODEL K | NA | 0
AIR COMPRESSOR | 1210 | TECO | CASH ENGINEERING MODEL K | NA | 0
SWITCHBOARD MECHANICAL | NONE AVAILABLE | OTHER | NONE AVAILABLE | NA | 0
DOMESTIC HW UNIT (GAS) | 1027723 | VULCAN | 661080 | NA | 0
SUMP/DRAINAGE PUMP | 113023470 | OTHER | A 50-125AE | NA | 0
SUMP/DRAINAGE PUMP | 992622.2 | OTHER | B2KQA | NA | 0
SWITCHBOARD MECHANICAL | NONE AVAILABLE | OTHER | NONE AVAILABLE | NA | 0
CHILLED WATER PUMP | AX00 | AJAX | 100X65-250 - 256MM | NA | 0
GENERATOR | 641756 | OTHER | BTA 3-SC2 | NULL | NULL
MAKE UP TANK | NOT AVAILABLE | AUTOHEAT | APU - 02 | NA | 0
SWITCHBOARD MECHANICAL | NOT AVAILABLE | R.G.LADD | NOT AVAILABLE | NA | 0
TOILET EXHAUST FAN | UNABLE TO READ | OTHER | UNABLE TO READ | NA | 0
AIR FAN - EXHAUST | C9118 | RICHARDSON | 245CP | NA | 0
SUMP/DRAINAGE PUMP | NOT ABLE TO ACCESS | OTHER | NOT ABLE TO ACCESS | NA | 0
SWITCHBOARD MECHANICAL | UNKNOWN | UNKNOWN | UNKNOWN | NA | 0
SUMP/DRAINAGE PUMP | NOT ABLE TO ACCESS | OTHER | NOT ABLE TO ACCESS | NA | 0
SWITCHBOARD MECHANICAL | NONE AVAILABLE | R.G.LADD | NONE AVAILABLE | NA | 0
DOMESTIC HW UNIT (GAS) | 2304314 | OTHER | RHEEM 61331508 | NA | 0
AIR FAN - EXHAUST | UNABLE TO READ | FANTECH | UNABLE TO READ | NA | 0
AIR FAN - EXHAUST | 12072005. 37523 | FIASCO MOTOR | MVC 630 - 6 D HC | NA | 0
VARIABLE SPEED DRIVE | 015715G339 | DANFOSS | VLT 131B1274 | NA | 0
VARIABLE SPEED DRIVE | 029815G349 | DANFOSS | VLT 131B8216 | NA | 0
FIELD CONTROLLER | NONE AVAILABLE | TRIDIUM | NONE AVAILABLE | NA | 0
FIELD CONTROLLER | NA | AIRMASTER | NA | NA | 0
MAKE UP TANK | 7865 | AUTOHEAT | ARU 2 -303 | NA | 0
AIR FAN - EXHAUST | 09032005 36878 | FANS DIRECT | MVC 560-4D HC | NA | 0
SWITCHBOARD MECHANICAL | NOT APPLICABLE | R.G.LADD | NOT APPLICABLE | NA | 0
AIR FAN - EXHAUST | 36877 | FANS DIRECT | MVC500-6DHC | NA | 0
SWITCHBOARD MECHANICAL | NONE AVAILABLE | R.G.LADD | NONE AVAILABLE | NA | 0
AIR FAN - EXHAUST | NOT READABLE | FANS DIRECT | NOT READABLE | NA | 0
PACKAGED AIR CONDITIONING UNIT | R0410013 | YORK | YCS036R4DXCCX | R22 | 6
PACKAGED AIR CONDITIONING UNIT | R0410014 | YORK | YCS036R4DXCCX | R22 | 6
PACKAGED AIR CONDITIONING UNIT | NA | CARRIER | WEATHERMAKER | R22 | 8
PACKAGED AIR CONDITIONING UNIT | NA | CARRIER | WEATHERMAKER | R22 | 8
FAN COIL UNIT - DUCTED | F04100117 | YORK | YDF200NS DC | R22 | 8
FAN COIL UNIT - DUCTED | F04100118 | YORK | YDF200NS DC | R22 | 8
PACKAGED AIR CONDITIONING UNIT | U133599 | AIRTEMP | RT3110-06 | R22 | 8
CHILLER - AIR COOLED | 7UE21001 | HITACHI | RCU2E70AG2 | R407C | 48
CHILLER - WATER COOLED | 644 | YORK | YTB 1 B2 STOR | NA | 150
CHILLER - WATER COOLED | EDPM 300480 | YORK | YKADADP 55 CIF | R134A | 540
KITCHEN EXHAUST FAN | 269485 | FANTECH | CDH638 | NULL | NULL
AIR FAN - EXHAUST | NA | FANTECH | FADED LABEL | NULL | NULL
AIR FAN - EXHAUST | 264735 | FANTECH | CD456V | NULL | NULL
AIR FAN - EXHAUST | 295702 2 | FEDERAL | CD456V | NULL | NULL
KITCHEN EXHAUST FAN | 269485 39 | FANTECH | CDH638 | NULL | NULL
KITCHEN EXHAUST FAN | 27568 14 | FANTECH | CDH638 | NULL | NULL
KITCHEN EXHAUST FAN | 281214 6 | FANTECH | CDH638 | NULL | NULL
KITCHEN EXHAUST FAN | 269485 37 | FANTECH | CDH638 | NULL | NULL
KITCHEN EXHAUST FAN | 7608 | CFM FANS | NVB... | NULL | NULL
KITCHEN EXHAUST FAN | 265596 94 | FANTECH | CDH638 | NULL | NULL
KITCHEN EXHAUST FAN | 265596 91 | FANTECH | CDH638 | NULL | NULL
KITCHEN EXHAUST FAN | 265596 90 | FANTECH | CDH638 | NULL | NULL
KITCHEN EXHAUST FAN | 265596 93 | FANTECH | CDH638 | NULL | NULL
KITCHEN EXHAUST FAN | 269485 38 | FEDERAL | CDH638 | NA | 0
AIR FAN - EXHAUST | 265593 3 | FEDERAL | CD506V | NULL | NULL
SMOKE EXHAUST FAN | 265594 | FANTECH | APS0804AA5F022 | NULL | NULL
SMOKE EXHAUST FAN | NA | FANTECH | APS0804AA5F022 | NULL | NULL
SMOKE EXHAUST FAN | 265594 1 | FEDERAL | APS0804AA5F022 | NULL | NULL
SMOKE EXHAUST FAN | 265594 1 | FANTECH | APS0804AA5F022 | NULL | NULL
SMOKE EXHAUST FAN | 274923 1 | FEDERAL | APS0804AA5F022 | NULL | NULL
SMOKE EXHAUST FAN | 274923 1 | FANTECH | APS0804AA5F022 | NULL | NULL
PACKAGED AIR CONDITIONING UNIT | 64149 | TEMPERZONE | #OPA 780RB | R22 | 16
PACKAGED AIR CONDITIONING UNIT | 64157 | TEMPERZONE | #OPA 600RB | R22 | 16
PACKAGED AIR CONDITIONING UNIT | 64158 | TEMPERZONE | #OPA 600RB | R22 | 16
PACKAGED AIR CONDITIONING UNIT | 64159 | TEMPERZONE | #OPA 600RB | R22 | 16
PACKAGED AIR CONDITIONING UNIT | 64155 | TEMPERZONE | #OPA 600RB | R22 | 16
PACKAGED AIR CONDITIONING UNIT | 64160 | TEMPERZONE | #OPA 600RB | R22 | 16
PACKAGED AIR CONDITIONING UNIT | 64147 | TEMPERZONE | #OPA 780RB | R22 | 18
PACKAGED AIR CONDITIONING UNIT | 64156 | TEMPERZONE | #OPA 600RB | R22 | 16
PACKAGED AIR CONDITIONING UNIT | 64150 | TEMPERZONE | #OPA 780RB | R22 | 18
PACKAGED AIR CONDITIONING UNIT | 64148 | TEMPERZONE | #OPA 780RB | R22 | 18
AIR FAN - EXHAUST | 0 | FEDERAL | MV254E | NULL | NULL
AIR FAN - EXHAUST | NA | FEDERAL | MV254E | NULL | NULL
AIR FAN - EXHAUST | na | FEDERAL | MV254E | NULL | NULL
AIR FAN - EXHAUST | 0 | FEDERAL | MV254E | NULL | NULL
AIR FAN - EXHAUST | 0 | FEDERAL | MV254E | NULL | NULL
KITCHEN EXHAUST FAN | 294746 | FANTECH | CD718VGL | NULL | NULL
PACKAGED AIR CONDITIONING UNIT | R0505 002 | YORK | YRM022R4SBCCX, LH | R22 | 5
PACKAGED AIR CONDITIONING UNIT | R0503 007 | YORK | YRM072R4DBCCX | R22 | 8
PACKAGED AIR CONDITIONING UNIT | R0503 008 | YORK | YRM072R4DBCCX | R22 | 8
PACKAGED AIR CONDITIONING UNIT | R0503 006 | YORK | YRM108R4DBCCX | R22 | 21
PACKAGED AIR CONDITIONING UNIT | R0503 005 | YORK | YRM108R4DBCCX | R22 | 21
PACKAGED AIR CONDITIONING UNIT | R0503 018 | YORK | YRM125R4DBCCX | R22 | 36
PACKAGED AIR CONDITIONING UNIT | R0505 006 | YORK | YRM125R4DBCCX | R22 | 36
PACKAGED AIR CONDITIONING UNIT | R0503 019 | YORK | YRM125R4DBCCX | R22 | 36
0 - NOT SET |  | GREGORY |  | NA | 0
WALL MOUNTED SPLIT SYSTEM |  | GREGORY |  | NA | 0
WALL MOUNTED SPLIT SYSTEM |  | GREGORY |  | NA | 0
WALL MOUNTED SPLIT SYSTEM |  | GREGORY |  | NA | 0
WALL MOUNTED SPLIT SYSTEM |  | GREGORY |  | NA | 0
WALL MOUNTED SPLIT SYSTEM |  | GREGORY |  | NA | 0
WALL MOUNTED SPLIT SYSTEM |  | GREGORY |  | NA | 0
WALL MOUNTED SPLIT SYSTEM |  | DAKO |  | NA | 0
WALL MOUNTED SPLIT SYSTEM |  | GREGORY |  | NA | 0
WALL MOUNTED SPLIT SYSTEM | E008045 | GREGORY | AOT9RSGC | NA | 0
WALL MOUNTED SPLIT SYSTEM | EO18465 | GREGORY | AOT7RSCC | NA | 0
WALL MOUNTED SPLIT SYSTEM | E007364 | GREGORY | AOT9RSGC | NA | 0
WALL MOUNTED SPLIT SYSTEM | E007374 | GREGORY | AOT9RGC | NA | 0
WALL MOUNTED SPLIT SYSTEM | E008019 | GREGORY | AOT9RSCG | NA | 0
WALL MOUNTED SPLIT SYSTEM | E008015 | GREGORY | AOT9RSGC | NA | 0
WALL MOUNTED SPLIT SYSTEM | E008017 | GREGORY | AOT9RSGC | NA | 0
WALL MOUNTED SPLIT SYSTEM | E008016 | GREGORY | AOT9RSGC | NA | 0
WALL MOUNTED SPLIT SYSTEM | E008046 | GREGORY | AOT9RSGC | NA | 0
WALL MOUNTED SPLIT SYSTEM | E007940 | GREGORY | AOT9RSGC | NA | 0
WALL MOUNTED SPLIT SYSTEM | E026552 | DAKO | RXS25EBVMA | NA | 0
WALL MOUNTED SPLIT SYSTEM | E007552 | GREGORY | AOT9RSGC | NA | 0
WALL MOUNTED SPLIT SYSTEM | E007934 | GREGORY | AOT9RSGC | NA | 0
WALL MOUNTED SPLIT SYSTEM | E07377 | GREGORY | AOT9RSGC | NA | 0
WALL MOUNTED SPLIT SYSTEM | E007373 | GREGORY | AOT9RSGC | NA | 0
WALL MOUNTED SPLIT SYSTEM | E007971 | GREGORY | AOT9RSGC | NA | 0
WALL MOUNTED SPLIT SYSTEM | E007935 | GREGORY | AOT9RSGC | NA | 0
WALL MOUNTED SPLIT SYSTEM | E007937 | GREGORY | AOT9RSGC | NA | 0
UNDER CEILING SPLIT SYSTEM | T000878 | GREGORY | AOTA45LBTL | NA | 0
CASSETTE SPLIT SYSTEM | T000849 | GREGORY | AOTA45LBTL | NA | 0
AIR FAN - EXHAUST |  | NULL |  | NA | 0
DUCTED SPLIT SYSTEM | AS PICTURE | MODULEX | AS PICTURE | NA | 0
DUCTED SPLIT SYSTEM | AS PICTURE | MODULEX | AS PICTURE | NA | 0
DUCTED SPLIT SYSTEM | AS PICTURE | MODULEX | AS PICTURE | NA | 0
DUCTED SPLIT SYSTEM | AS PICTURE | MODULEX | AS PICTURE | NA | 0
DUCTED SPLIT SYSTEM | AS PICTURE | MODULEX | AS PICTURE | NA | 0
DUCTED SPLIT SYSTEM | NA | MODULEX | NA | NA | 0
DUCTED SPLIT SYSTEM | AS PICTURE | MODULEX | AS PICTURE | NA | 0
DUCTED SPLIT SYSTEM | AS PICTURE | MODULEX | AS PICTURE | NA | 0
DUCTED SPLIT SYSTEM | AS PICTURE | MODULEX | AS PICTURE | NA | 0
DUCTED SPLIT SYSTEM | AS PICTURE | MODULEX | AS PICTURE | NA | 0
DUCTED SPLIT SYSTEM | AS PICTURE | MODULEX | AS PICTURE | NA | 0
DUCTED SPLIT SYSTEM | AS PICTURE | MODULEX | AS PICTURE | NA | 0
DUCTED SPLIT SYSTEM | AS PICTURE | MODULEX | AS PICTURE | NA | 0
DUCTED SPLIT SYSTEM | AS PICTURE | PUMP ENGINEERS | AS PICTURE | NA | 0
DUCTED SPLIT SYSTEM | AS PICTURE | MODULEX | AS PICTURE | NA | 0
DUCTED SPLIT SYSTEM | AS PICTURE | MODULEX | AS PICTURE | NA | 0
DUCTED SPLIT SYSTEM | AS PICTURE | MODULEX | AS PICTURE | NA | 0
DUCTED SPLIT SYSTEM | AS PICTURE | MODULEX | AS PICTURE | NA | 0
DUCTED SPLIT SYSTEM | AS PICTURE | MODULEX | AS PICTURE | NA | 0
DUCTED SPLIT SYSTEM | AS PICTURED | PUMP ENGINEERS | AS PICTURED | NA | 0
DUCTED SPLIT SYSTEM | AS PICTURE | MODULEX | AS PICTURE | NA | 0
DUCTED SPLIT SYSTEM | AS PICTURE | MODULEX | AS PICTURE | NA | 0
DUCTED SPLIT SYSTEM | NA | MODULEX | NA | NA | 0
DUCTED SPLIT SYSTEM | AS PICTURE | MODULEX | AS PICTURE | NA | 0
DUCTED SPLIT SYSTEM | AS PICTURE | MODULEX | AS PICTURE | NA | 0
DUCTED SPLIT SYSTEM | AS PICTURE | MODULEX | AS PICTURE | NA | 0
DUCTED SPLIT SYSTEM | AS PICTURE | PUMP ENGINEERS | AS PICTURE | NA | 0
DUCTED SPLIT SYSTEM | AS PICTURE | MODULEX | AS PICTURE | NA | 0
DUCTED SPLIT SYSTEM | AS PICTURE | MODULEX | AS PICTURE | NA | 0
DUCTED SPLIT SYSTEM | NA | MODULEX | NA | NA | 0
AIR FAN - EXHAUST | AS PICTURE | NULL | AS PICTURE | NA | 0
COOL ROOM | AS PICTURE | CAMEO | AS PICTURE | NA | 0
DUCTED SPLIT SYSTEM | AS PICTURE | MODULEX | AS PICTURE | NA | 0
AIR FAN - EXHAUST | AS PICTURE | NULL | AS PICTURE | NA | 0
WALL MOUNTED SPLIT SYSTEM | AS PICTURE | MODULEX | AS PICTURE | NA | 0
DUCTED SPLIT SYSTEM | NA | MODULEX | NA | NA | 0
DUCTED SPLIT SYSTEM | NA | NULL | NA | NA | 0
WALL MOUNTED SPLIT SYSTEM | AS PICTURE | PUMP ENGINEERS | AS PICTURE | NA | 0
AIR FAN - EXHAUST | NA | NULL | NA | NA | 0
AIR FAN - EXHAUST | NA | NULL | NA | NA | 0
HEAT EXCHANGER - WATER TO WAT | AS PICTURE | NULL | AS PICTURE | NA | 0
HEAT EXCHANGER - WATER TO WAT | AS PICTURE | NULL | AS PICTURE | NA | 0
HEAT EXCHANGER - WATER TO WAT | AS PICTURE | NULL | AS PICTURE | NA | 0
HEAT EXCHANGER - WATER TO WAT | AS PICTURE | NULL | AS PICTURE | NA | 0
HEAT EXCHANGER - WATER TO WAT | AS PICTURE | NULL | AS PICTURE | NA | 0
HEAT EXCHANGER - WATER TO WAT | AS PICTURE | NULL | AS PICTURE | NA | 0
HEAT EXCHANGER - WATER TO WAT | AS PICTURE | NULL | AS PICTURE | NA | 0
HEAT EXCHANGER - WATER TO WAT | AS PICTURE | NULL | AS PICTURE | NA | 0
DUCTED SPLIT SYSTEM | AS PICTURE | MODULEX | AS PICTURE | NA | 0
DUCTED SPLIT SYSTEM | AS PICTURE | MODULEX | AS PICTURE | NA | 0
DUCTED SPLIT SYSTEM | AS PICTURE | MODULEX | AS PICTURE | NA | 0
DUCTED SPLIT SYSTEM | AS PICTURE | MODULEX | AS PICTURE | NA | 0
DUCTED SPLIT SYSTEM | AS PICTURE | MODULEX | AS PICTURE | NA | 0
DUCTED SPLIT SYSTEM | NA | MODULEX | NA | NA | 0
DUCTED SPLIT SYSTEM | AS PICTURE | MODULEX | AS PICTURE | NA | 0
DUCTED SPLIT SYSTEM | AS PICTURE | MODULEX | AS PICTURE | NA | 0
DUCTED SPLIT SYSTEM | AS PICTURE | MODULEX | AS PICTURE | NA | 0
DUCTED SPLIT SYSTEM | AS PICTURE | MODULEX | AS PICTURE | NA | 0
DUCTED SPLIT SYSTEM | AS PICTURE | MODULEX | AS PICTURE | NA | 0
DUCTED SPLIT SYSTEM | AS PICTURE | MODULEX | AS PICTURE | NA | 0
DUCTED SPLIT SYSTEM | AS PICTURE | MODULEX | AS PICTURE | NA | 0
DUCTED SPLIT SYSTEM | AS PICTURE | MODULEX | AS PICTURE | NA | 0
DUCTED SPLIT SYSTEM | AS PICTURE | MODULEX | AS PICTURE | NA | 0
DUCTED SPLIT SYSTEM | AS PICTURE | MODULEX | AS PICTURE | NA | 0
DUCTED SPLIT SYSTEM | AS PICTURE | MODULEX | AS PICTURE | NA | 0
DUCTED SPLIT SYSTEM | AS PICTURE | MODULEX | AS PICTURE | NA | 0
DUCTED SPLIT SYSTEM | NA | MODULEX | NA | NA | 0
DUCTED SPLIT SYSTEM | AS PICTURE | MODULEX | AS PICTURE | NA | 0
DUCTED SPLIT SYSTEM | AS PICTURE | MODULEX | AS PICTURE | NA | 0
DUCTED SPLIT SYSTEM | AS PICTURE | MODULEX | AS PICTURE | NA | 0
DUCTED SPLIT SYSTEM | AS PICTURE | MODULEX | AS PICTURE | NA | 0
DUCTED SPLIT SYSTEM | AS PICTURE | MODULEX | AS PICTURE | NA | 0
DUCTED SPLIT SYSTEM | AS PICTURE | MODULEX | AS PICTURE | NA | 0
DUCTED SPLIT SYSTEM | AS PICTURE | MODULEX | AS PICTURE | NA | 0
DUCTED SPLIT SYSTEM | AS PICTURE | MODULEX | AS PICTURE | NA | 0
DUCTED SPLIT SYSTEM | AS PICTURE | MODULEX | AS PICTURE | NA | 0
DUCTED SPLIT SYSTEM | AS PICTURE | MODULEX | AS PICTURE | NA | 0
DUCTED SPLIT SYSTEM | AS PICTURE | MODULEX | AS PICTURE | NA | 0
DUCTED SPLIT SYSTEM | AS PICTURE | MODULEX | AS PICTURE | NA | 0
DUCTED SPLIT SYSTEM | AS PICTURE | MODULEX | AS PICTURE | NA | 0
DUCTED SPLIT SYSTEM | AS PICTURE | MODULEX | AS PICTURE | NA | 0
DUCTED SPLIT SYSTEM | AS PICTURE | MODULEX | AS PICTURE | NA | 0
DUCTED SPLIT SYSTEM | AS PICTURE | MODULEX | AS PICTURE | NA | 0
DUCTED SPLIT SYSTEM | AS PICTURE | MODULEX | AS PICTURE | NA | 0
DUCTED SPLIT SYSTEM | AS PICTURE | MODULEX | AS PICTURE | NA | 0
DUCTED SPLIT SYSTEM | AS PICTURE | MODULEX | AS PICTURE | NA | 0
DUCTED SPLIT SYSTEM | AS PICTURE | MODULEX | AS PICTURE | NA | 0
DUCTED SPLIT SYSTEM | AS PICTURE | MODULEX | AS PICTURE | NA | 0
DUCTED SPLIT SYSTEM | AS PICTURE | MODULEX | AS PICTURE | NA | 0
DUCTED SPLIT SYSTEM | NA | MODULEX | NA | NA | 0
DUCTED SPLIT SYSTEM | AS PICTURE | MODULEX | AS PICTURE | NA | 0
DUCTED SPLIT SYSTEM | AS PIVTURE | MODULEX | AS PICTURE | NA | 0
DUCTED SPLIT SYSTEM | AS PICTURE | MODULEX | AS PICTURE | NA | 0
DUCTED SPLIT SYSTEM | AS PICTURE | MODULEX | AS PICTURE | NA | 0
DUCTED SPLIT SYSTEM | AS PICTURE | MODULEX | AS PICTURE | NA | 0
DUCTED SPLIT SYSTEM | AS PICTURE | MODULEX | AS PICTURE | NA | 0
DUCTED SPLIT SYSTEM | AS PICTURE | MODULEX | AS PICTURE | NA | 0
DUCTED SPLIT SYSTEM | AS PICTURE | MODULEX | AS PICTURE | NA | 0
DUCTED SPLIT SYSTEM | AS PICTURE | MODULEX | AS PICTURE | NA | 0
DUCTED SPLIT SYSTEM | AS PICTURE | MODULEX | AS PICTURE | NA | 0
DUCTED SPLIT SYSTEM | AS PICTURE | MODULEX | AS PICTURE | NA | 0
DUCTED SPLIT SYSTEM | NA | MODULEX | NA | NA | 0
WALL MOUNTED SPLIT SYSTEM | AS PICTURE | DAKO | AS PICTURE | NA | 0
ICE MACHINE | AS PICTURE | NULL | AS PICTURE | NA | 0
FRIDGE | AS PICTURE | NULL | AS PICTURE | NA | 0
DUCTED SPLIT SYSTEM | AS PICTURE | MODULEX | AS PICTURE | NA | 0
DUCTED SPLIT SYSTEM | AS PICTURE | MODULEX | AS PICTURE | NA | 0
DUCTED SPLIT SYSTEM | AS PICTURE | MODULEX | AS PICTURE | NA | 0
DUCTED SPLIT SYSTEM | AS PICTURE | MODULEX | AS PICTURE | NA | 0
DUCTED SPLIT SYSTEM | AS PICTURE | MODULEX | AS PICTURE | NA | 0
DUCTED SPLIT SYSTEM | AS PICTURE | MODULEX | AS PICTURE | NA | 0
DUCTED SPLIT SYSTEM | AS PICTURE | MODULEX | AS PICTURE | NA | 0
DUCTED SPLIT SYSTEM | AS PICTURE | MODULEX | AS PICTURE | NA | 0
DUCTED SPLIT SYSTEM | AS PICTURE | MODULEX | AS PICTURE | NA | 0
DUCTED SPLIT SYSTEM | AS PICTURE | MODULEX | AS PICTURE | NA | 0
DUCTED SPLIT SYSTEM | AS PICTURE | MODULEX | AS PICTURE | NA | 0
DUCTED SPLIT SYSTEM | AS PICTURE | MODULEX | AS PICTURE | NA | 0
DUCTED SPLIT SYSTEM | AS PICTURE | MODULEX | AS PICTURE | NA | 0
DUCTED SPLIT SYSTEM | AS PICTURE | MODULEX | AS PICTURE | NA | 0
DUCTED SPLIT SYSTEM | NA | MODULEX | NA | NA | 0
DUCTED SPLIT SYSTEM | AS PICTURE | MODULEX | AS PICTURE | NA | 0
DUCTED SPLIT SYSTEM | AS PICTURE | MODULEX | AS PICTURE | NA | 0
DUCTED SPLIT SYSTEM | AS PICTURE | MODULEX | AS PICTURE | NA | 0
DUCTED SPLIT SYSTEM | AS PICTURE | MODULEX | AS PICTURE | NA | 0
DUCTED SPLIT SYSTEM | AS PICTURE | MODULEX | AS PICTURE | NA | 0
DUCTED SPLIT SYSTEM | AS PICTURE | MODULEX | AS PICTURE | NA | 0
DUCTED SPLIT SYSTEM | AS PICTURE | MODULEX | AS PICTURE | NA | 0
COOL/FREEZER ROOM | AS PICTURE | NULL | AS PICTURE | NA | 0
ICE MACHINE | NA | NULL | NA | NA | 0
WALL MOUNTED SPLIT SYSTEM | AS PICTURE | DAKO | AS PICTURE | NA | 0
WALL MOUNTED SPLIT SYSTEM | AS PICTURE | DAKO | AS PICTURE | NA | 0
COOL ROOM | AS PICTURE | CAMEO | AS PICTURE | NA | 0
WALL MOUNTED SPLIT SYSTEM | AS PICTURE | MODULEX | AS PICTURE | NA | 0
WALL MOUNTED SPLIT SYSTEM | AS PICTURE | PUMP ENGINEERS | AS PICTURE | NA | 0
AIR FAN - EXHAUST | NA | NULL | NA | NA | 0
HEAT EXCHANGER - WATER TO WAT | NA | NULL | NA | NA | 0
HEAT EXCHANGER - WATER TO WAT | NA | NULL | NA | NA | 0
HEAT EXCHANGER - WATER TO WAT | NA | NULL | NA | NA | 0
HEAT EXCHANGER - WATER TO WAT | NA | NULL | NA | NA | 0
HEAT EXCHANGER - WATER TO WAT | NA | NULL | NA | NA | 0
HEAT EXCHANGER - WATER TO WAT | NA | NULL | NA | NA | 0
HEAT EXCHANGER - WATER TO WAT | NA | NULL | NA | NA | 0
HEAT EXCHANGER - WATER TO WAT | NA | NULL | NA | NA | 0
MULTI HEAD DUCTED SPLIT SYSTEM | AS PICTURE | MODULEX | AS PICTURE | NA | 0
MULTI HEAD DUCTED SPLIT SYSTEM | AS PICTURE | MODULEX | AS PICTURE | NA | 0
MULTI HEAD DUCTED SPLIT SYSTEM | AS PICTURE | MODULEX | AS PICTURE | NA | 0
MULTI HEAD DUCTED SPLIT SYSTEM | AS PICTURR | MODULEX | AS PICTURE | NA | 0
MULTI HEAD DUCTED SPLIT SYSTEM | AS PICTURE | MODULEX | AS PICTURE | NA | 0
MULTI HEAD DUCTED SPLIT SYSTEM | AS PICTURE | MODULEX | AS PICTURE | NA | 0
MULTI HEAD DUCTED SPLIT SYSTEM | AS PICTURE | MODULEX | AS PICTURE | NA | 0
MULTI HEAD DUCTED SPLIT SYSTEM | AS PICTURE | MODULEX | AS PICTURR | NA | 0
MULTI HEAD DUCTED SPLIT SYSTEM | AS PICTURE | MODULEX | AS PICTURE | NA | 0
MULTI HEAD DUCTED SPLIT SYSTEM | AS PICTURE | MODULEX | AS PICTURE | NA | 0
MULTI HEAD DUCTED SPLIT SYSTEM | AS PICTURE | MODULEX | AS PICTURE | NA | 0
MULTI HEAD DUCTED SPLIT SYSTEM | AS PICTURE | MODULEX | AS PICTURE | NA | 0
MULTI HEAD DUCTED SPLIT SYSTEM | AS PICTURE | MODULEX | AS PICTURE | NA | 0
MULTI HEAD DUCTED SPLIT SYSTEM | AS PICTURE | MODULEX | AS PICTURE | NA | 0
MULTI HEAD DUCTED SPLIT SYSTEM | AS PICTURE | MODULEX | AS PICTURE | NA | 0
MULTI HEAD DUCTED SPLIT SYSTEM | AS PICTURE | MODULEX | AS PICTURE | NA | 0
DUCTED SPLIT SYSTEM | AS PICTURE | MODULEX | AS PICTURE | NA | 0
MULTI HEAD DUCTED SPLIT SYSTEM | AS PICTURE | MODULEX | AS PICTURE | NA | 0
AIR FAN - SUPPLY | NA | NULL | NA | NA | 0
AIR FAN - SUPPLY | NA | NULL | NA | NA | 0
AIR FAN - SUPPLY | NA | NULL | NA | NA | 0
FRIDGE | AS PICTURE | NULL | AS PICTURE | NA | 0
COOL/FREEZER ROOM | AS PICTURE | NULL | AS PICTURE | NA | 0
AIR FAN - EXHAUST | AS PICTURE | FIASCO MOTOR | AS PICTURE | NA | 0
AIR FAN - EXHAUST | AS PICTURE | FIASCO MOTOR | AS PICTURE | NA | 0
AIR FAN - EXHAUST | AS PICTURE | FIASCO MOTOR | AS PICTURE | NA | 0
AIR FAN - EXHAUST | AS PICTURE | FIASCO MOTOR | AS PICTURE | NA | 0
AIR FAN - EXHAUST | AS PICTURE | FIASCO MOTOR | AS PICTURE | NA | 0
AIR FAN - EXHAUST | AS PICTURE | FIASCO MOTOR | AS PICTURE | NA | 0
AIR FAN - EXHAUST | AS PICTURE | FIASCO MOTOR | AS PICTURE | NA | 0
KITCHEN EXHAUST FAN | AS PICTURE | FEDERAL | AS PICTURE | NA | 0
AIR FAN - EXHAUST | AS PICTURE | FIASCO MOTOR | AS PICTURE | NA | 0
AIR FAN - EXHAUST | AS PICTURE | FIASCO MOTOR | AS PICTURE | NA | 0
AIR FAN - EXHAUST | AS PICTURE | FIASCO MOTOR | AS PICTURE | NA | 0
AIR FAN - EXHAUST | AS PICTURE | FIASCO MOTOR | AS PICTURE | NA | 0
AIR FAN - EXHAUST | AS PICTURE | FIASCO MOTOR | AS PICTURE | NA | 0
AIR FAN - EXHAUST | AS PICTURE | FIASCO MOTOR | AS PICTURE | NA | 0
AIR FAN - EXHAUST | AS PICTURE | FIASCO MOTOR | AS PICTURE | NA | 0
AIR FAN - EXHAUST | AS PICTURE | FIASCO MOTOR | AS PICTURE | NA | 0
AIR FAN - EXHAUST | AS PICTURE | FIASCO MOTOR | AS PICTURE | NA | 0
WALL MOUNTED SPLIT SYSTEM | AS PICTURE | DAKO | AS PICTURE | NA | 0
WALL MOUNTED SPLIT SYSTEM | AS PICTURE | DAKO | AS PICTURE | NA | 0
WALL MOUNTED SPLIT SYSTEM | AS PICTURE | DAKO | AS PICTURE | NA | 0
AIR FAN - EXHAUST | NA | NULL | NA | NA | 0
AIR FAN - EXHAUST |  | NULL |  | NA | 0
DUCTED SPLIT SYSTEM | ELBS117491 | ZEIL | N2AH16A93A | NA | 0
DUCTED SPLIT SYSTEM | EE0S122843 | ZEIL | GHC060HC | NA | 0
DUCTED SPLIT SYSTEM |  | DAKO |  | NA | 0
DUCTED SPLIT SYSTEM |  | DAKO | FDYQ180MV1 | NA | 0
DUCTED SPLIT SYSTEM | ELBS179492 | ZEIL | N2AHD16A93A | NA | 0
WALL MOUNTED SPLIT SYSTEM | 53000085 | TRANE | RAV-SM802KRT-E | NA | 0
DUCTED SPLIT SYSTEM | 9013641 | DAKO | DFDQY180 | NA | 0
DUCTED SPLIT SYSTEM | 8110542 | DAKO | FDYQ160KAV1 | NA | 0
KITCHEN EXHAUST FAN |  | DAIKIN |  | NA | 0
DUCTED SPLIT SYSTEM | 1110755 | DAKO | FDYQ250PUV1 | NA | 0
DUCTED SPLIT SYSTEM |  | ZEIL |  | NA | 0
DUCTED SPLIT SYSTEM | 9121826 | DAKO | FDYQ250MV19 | NA | 0
CASSETTE SPLIT SYSTEM | R000838 | GREGORY | AUT30AUBLU | NA | 0
CASSETTE SPLIT SYSTEM | E124347 | GREGORY | ASTA09LCC | NA | 0
DUCTED SPLIT SYSTEM | 3PDA1399 | DAKO | FDYQ180MV1 | NA | 0
DUCTED SPLIT SYSTEM | SPDA1389 | DAKO | FDYQ200LV1 | NA | 0
DUCTED SPLIT SYSTEM | 3PO8913 | DAKO | FDYQ250MV19 | NA | 0
DUCTED SPLIT SYSTEM | 2031DE | ZEIL | YWAH025RS4BDT | NA | 0
DUCTED SPLIT SYSTEM | 2633273830 | APC | DS55RCF | NA | 0
DUCTED SPLIT SYSTEM | 2632497353 | APC | DS55RCF | NA | 0
DUCTED SPLIT SYSTEM | 2633273833 | APC | DS55RCF | R22 | 0
DUCTED SPLIT SYSTEM | EFOM207529 | ZEIL | E1FE060A50A | NA | 0
DUCTED SPLIT SYSTEM | EFDM207635 | ZEIL | E1FE060A50A | NA | 0
DUCTED SPLIT SYSTEM | E002310 | DAKO | RZYQ7PY1 | NA | 0
WALL MOUNTED SPLIT SYSTEM | 50820025 | TRANE | RAV- SM801AT-E | NA | 0
DUCTED SPLIT SYSTEM | EEDM167403 | ZEIL | E1FE048A50A | NA | 0
KITCHEN EXHAUST FAN |  | NULL |  | NA | 0
WALL MOUNTED SPLIT SYSTEM | E000326 | DAKO | RZQ1504YHA | NA | 0
KITCHEN EXHAUST FAN |  | NULL |  | NA | 0
DUCTED SPLIT SYSTEM | E001484 | DAKO | RZYQ7PY1 | NA | 0
DUCTED SPLIT SYSTEM | E008129 | DAKO | RZQ160KV4A | NA | 0
EVAPORATIVE COOLER |  | NULL |  | NA | 0
DUCTED SPLIT SYSTEM | 24992 | ALFA LAVAL | HOS15 | NA | 0
DUCTED SPLIT SYSTEM | E900317 | DAKO | RZYQ10PUY1 | NA | 0
DUCTED SPLIT SYSTEM | E000814 | DAKO | RZYQ10PUY1 | NA | 0
CASSETTE SPLIT SYSTEM | 1942 | GREGORY | AOTA30LBTL | NA | 0
WALL MOUNTED SPLIT SYSTEM | E126769 | GREGORY | AOTR09LCC | NA | 0
DUCTED SPLIT SYSTEM | E004345 | DAKO | RZYQ8PY1 | NA | 0
DUCTED SPLIT SYSTEM | E006150 | DAKO | RZYQ8PY1 | NA | 0
DUCTED SPLIT SYSTEM | E001001 | DAKO | RZYQ10PUY1 | NA | 0
DUCTED SPLIT SYSTEM | 1417HD | ZEIL | YCS25R4STD | NA | 0
DUCTED SPLIT SYSTEM | 356 | ZEIL | MYSS50BR | NA | 0
DUCTED SPLIT SYSTEM | 2234366346 | APC | GC55RCF | NA | 0
DUCTED SPLIT SYSTEM | 2233790880 | APC | GC55RCF | NA | 0
DUCTED SPLIT SYSTEM | NA | APC | GCC5RCF | NA | 0
WALL MOUNTED SPLIT SYSTEM | E942689 | DAKO | FTXS25GVMA | NA | 0
WALL MOUNTED SPLIT SYSTEM | E003915 | DAKO | FTXS25LVMA | NA | 0
WALL MOUNTED SPLIT SYSTEM | E003162 | DAKO | RXS25LVMA | NA | 0
CASSETTE SPLIT SYSTEM | C010045 | DAKO | FCQ125KVEA | NA | 0
WALL MOUNTED SPLIT SYSTEM | E044047 | DAKO | FTXS25GVMA | NA | 0
WALL MOUNTED SPLIT SYSTEM | E005701 | DAKO | FTXS25LVMA | NA | 0
WALL MOUNTED SPLIT SYSTEM | E007651 | DAKO | FTXS25LVMA | NA | 0
WALL MOUNTED SPLIT SYSTEM | UNKNOWN | GREGORY | AOT | NA | 0
WALL MOUNTED SPLIT SYSTEM |  | DAKO |  | NA | 0
WALL MOUNTED SPLIT SYSTEM | E003132 | DAKO | FTXS95LVMA | NA | 0
WALL MOUNTED SPLIT SYSTEM | E044286 | DAKO | FTXS25GVMA | NA | 0
WALL MOUNTED SPLIT SYSTEM | E005707 | DAKO | FTXS25LVMA | NA | 0
WALL MOUNTED SPLIT SYSTEM | E000987 | DAKO | FTXS20LVMA | NA | 0
WALL MOUNTED SPLIT SYSTEM | E005393 | DAKO | FTXZ25LVMA | NA | 0
WALL MOUNTED SPLIT SYSTEM | E005708 | DAKO | FTXS25LVMA | NA | 0
WALL MOUNTED SPLIT SYSTEM | E007649 | DAKO | FTXZ25LVMA | NA | 0
WALL MOUNTED SPLIT SYSTEM | E003931 | DAKO | FTXS60LVMA | NA | 0
WALL MOUNTED SPLIT SYSTEM | E004929 | DAKO | FTXS80HVMA | NA | 0
WALL MOUNTED SPLIT SYSTEM | E003949 | DAKO | FTXS60LVMA | NA | 0
WALL MOUNTED SPLIT SYSTEM | E003690 | DAKO | FTXS25LVMA | NA | 0
WALL MOUNTED SPLIT SYSTEM | E004775 | DAKO | FTXS80HVMA | NA | 0
WALL MOUNTED SPLIT SYSTEM | E007613 | DAKO | FRXS25LVMA | NA | 0
WALL MOUNTED SPLIT SYSTEM | E005696 | DAKO | FTXS25LVMA | NA | 0
WALL MOUNTED SPLIT SYSTEM | E000544 | DAKO | FTXS20LVMA | NA | 0
WALL MOUNTED SPLIT SYSTEM | E000538 | DAKO | FRXS20LVMA | NA | 0
WALL MOUNTED SPLIT SYSTEM | E000588 | DAKO | FTXS20LVMA | NA | 0
WALL MOUNTED SPLIT SYSTEM | E000983 | DAKO | FTXS20LVMA | NA | 0
WALL MOUNTED SPLIT SYSTEM | E000597 | DAKO | FTXS20LVMA | NA | 0
WALL MOUNTED SPLIT SYSTEM | E000546 | DAKO | FTXS20LVMA | NA | 0
WALL MOUNTED SPLIT SYSTEM | E005024 | DAKO | FTXS80HVMA | NA | 0
WALL MOUNTED SPLIT SYSTEM | E009856 | DAKO | FTXS35LVMA | NA | 0
WALL MOUNTED SPLIT SYSTEM | E009854 | DAKO | FTXS35LVMA | NA | 0
WALL MOUNTED SPLIT SYSTEM | E009861 | DAKO | FTXS35LMVA | NA | 0
WALL MOUNTED SPLIT SYSTEM | E009864 | DAKO | FTXS35LVMA | NA | 0
WALL MOUNTED SPLIT SYSTEM | E124346 | GREGORY | ASTA09LCC | NA | 0
WALL MOUNTED SPLIT SYSTEM | 6007506 | MODULEX | MSZ-GA25VA | NA | 0
WALL MOUNTED SPLIT SYSTEM | E07187 | GREGORY | AST7RSCCW | NA | 0
WALL MOUNTED SPLIT SYSTEM | EO12351 | GREGORY | ASTA09LCC | NA | 0
WALL MOUNTED SPLIT SYSTEM | E004826 | GREGORY | ASTR8CCW | NA | 0
WALL MOUNTED SPLIT SYSTEM | E027317 | DAKO | FTXS25KVMA | NA | 0
WALL MOUNTED SPLIT SYSTEM | E009877 | DAKO | FTXS25KVMA | NA | 0
WALL MOUNTED SPLIT SYSTEM | E005215 | DAKO | ASTR5CCW | NA | 0
WALL MOUNTED SPLIT SYSTEM | J0036 | DAKO | FTXS25J2VMA | NA | 0
WALL MOUNTED SPLIT SYSTEM | E000094 | GREGORY | ASTA07JCC | NA | 0
UNDER CEILING SPLIT SYSTEM |  | DAKO |  | NA | 0
WALL MOUNTED SPLIT SYSTEM | E009857 | DAKO | FTXS35LVMA | NA | 0
WALL MOUNTED SPLIT SYSTEM | E007641 | DAKO | FTXS25LVMA | NA | 0
WALL MOUNTED SPLIT SYSTEM | E000108 | DAKO | FTXS20LVMA | NA | 0
WALL MOUNTED SPLIT SYSTEM | E007640 | DAKO | FTXS25LVMA | NA | 0
WALL MOUNTED SPLIT SYSTEM | E007650 | DAKO | FTXS25LVMA | NA | 0
WALL MOUNTED SPLIT SYSTEM | E005710 | DAKO | FTXS25LVMA | NA | 0
WALL MOUNTED SPLIT SYSTEM | E003928 | DAKO | FTXS60LVMA | NA | 0
WALL MOUNTED SPLIT SYSTEM | E004923 | DAKO | FTXS80HVMA | NA | 0
WALL MOUNTED SPLIT SYSTEM | E003930 | DAKO | FTXS60LVMA | NA | 0
WALL MOUNTED SPLIT SYSTEM | E007643 | DAKO | FTXS25LVMA | NA | 0
WALL MOUNTED SPLIT SYSTEM | E007645 | DAKO | FTXS25LVMA | NA | 0
WALL MOUNTED SPLIT SYSTEM | E000599 | DAKO | FTXS20LVMA | NA | 0
WALL MOUNTED SPLIT SYSTEM |  | DAKO |  | NA | 0
WALL MOUNTED SPLIT SYSTEM | E019028 | DAKO | FTXS25LVMA | NA | 0
WALL MOUNTED SPLIT SYSTEM | E021433 | DAKO | FTXS25EVMA | NA | 0
WALL MOUNTED SPLIT SYSTEM | E021433 | DAKO | FTXS25EVMA | NA | 0
WALL MOUNTED SPLIT SYSTEM | E0011505 | DAKO | FTXS20LVMA | NA | 0
WALL MOUNTED SPLIT SYSTEM | E001938 | GREGORY | ASTR7SCOW | NA | 0
WALL MOUNTED SPLIT SYSTEM | E001901 | DAKO | AOTR9CCW | NA | 0
WALL MOUNTED SPLIT SYSTEM | E021783 | DAKO | FTXS25LVMA | NA | 0
WALL MOUNTED SPLIT SYSTEM |  | GREGORY |  | NA | 0
WALL MOUNTED SPLIT SYSTEM | E120233 | DAKO | ASTA09LCC | NA | 0
WALL MOUNTED SPLIT SYSTEM |  | GREGORY |  | NA | 0
WALL MOUNTED SPLIT SYSTEM | E014393 | DAKO | FTXS25KVMA | NA | 0
WALL MOUNTED SPLIT SYSTEM | 7010260 | MODULEX | MUZ- GA35VA | NA | 0
WALL MOUNTED SPLIT SYSTEM | E000849 | DAKO | FTXS25LVMA | NA | 0
WALL MOUNTED SPLIT SYSTEM | E007647 | DAKO | FTXS25LVMA | NA | 0
WALL MOUNTED SPLIT SYSTEM |  | DAKO |  | NA | 0
WALL MOUNTED SPLIT SYSTEM | E000609 | DAKO | FTXS20LVMA | NA | 0
WALL MOUNTED SPLIT SYSTEM | E000989 | DAKO | FTXS20LVMA | NA | 0
WALL MOUNTED SPLIT SYSTEM | E007648 | DAKO | FTXS25LVMA | NA | 0
WALL MOUNTED SPLIT SYSTEM | E006965 | DAKO | FTXS25LVMA | NA | 0
WALL MOUNTED SPLIT SYSTEM |  | DAKO |  | NA | 0
WALL MOUNTED SPLIT SYSTEM | E007628 | DAKO | FTXS25LVMA | NA | 0
WALL MOUNTED SPLIT SYSTEM | E005708 | DAKO | FTXS25LVMA | NA | 0
WALL MOUNTED SPLIT SYSTEM | E003947 | DAKO | FTXS60LVMA | NA | 0
WALL MOUNTED SPLIT SYSTEM | E003925 | DAKO | FTXS60LVMA | NA | 0
WALL MOUNTED SPLIT SYSTEM | E004919 | DAKO | FTXS80HVMA | NA | 0
WALL MOUNTED SPLIT SYSTEM | E004051 | DAKO | RXS25LVMA | NA | 0
WALL MOUNTED SPLIT SYSTEM | E005698 | DAKO | FRXS25LMVA | NA | 0
WALL MOUNTED SPLIT SYSTEM | E000978 | DAKO | FTXS20LVMA | NA | 0
WALL MOUNTED SPLIT SYSTEM | E005695 | DAKO | FTXS25LVMA | NA | 0
WALL MOUNTED SPLIT SYSTEM | E005691 | DAKO | FTXS25LVMA | NA | 0
WALL MOUNTED SPLIT SYSTEM | E007648 | DAKO | FTXS25LVMA | NA | 0
WALL MOUNTED SPLIT SYSTEM | E003922 | DAKO | FTXS60LVMA | NA | 0
WALL MOUNTED SPLIT SYSTEM | E004802 | DAKO | FTXS80HVMA | NA | 0
WALL MOUNTED SPLIT SYSTEM | E041759 | DAKO | FTXS50LVMA | NA | 0
WALL MOUNTED SPLIT SYSTEM | E000969 | DAKO | FTXS20LVMA | NA | 0
WALL MOUNTED SPLIT SYSTEM | E005709 | DAKO | FTXS25LVMA | NA | 0
WALL MOUNTED SPLIT SYSTEM | E00696 | DAKO | FTXS25LVMA | NA | 0
WALL MOUNTED SPLIT SYSTEM | E003923 | DAKO | FTXS60LVMA | NA | 0
WALL MOUNTED SPLIT SYSTEM | E005704 | DAKO | FTXS25LVMA | NA | 0
WALL MOUNTED SPLIT SYSTEM | E000585 | DAKO | FTXS25LVMA | NA | 0
WALL MOUNTED SPLIT SYSTEM | E000971 | DAKO | FTXS20LVMA | NA | 0
WALL MOUNTED SPLIT SYSTEM | E000970 | DAKO | FTXS20LVMA | NA | 0
WALL MOUNTED SPLIT SYSTEM | E000593 | DAKO | FTXS20LVMA | NA | 0
WALL MOUNTED SPLIT SYSTEM | E000981 | DAKO | FTXS20LVMA | NA | 0
WALL MOUNTED SPLIT SYSTEM | E009851 | DAKO | FTXS35LVMA | NA | 0
WALL MOUNTED SPLIT SYSTEM | E010115 | DAKO | FTXS35LVMA | NA | 0
WALL MOUNTED SPLIT SYSTEM | E018144 | DAKO | FTXS71JVMA | NA | 0
WALL MOUNTED SPLIT SYSTEM | E000541 | DAKO | FTXS20LVMA | NA | 0
WALL MOUNTED SPLIT SYSTEM | E009855 | DAKO | FTXS35LVMA | NA | 0
WALL MOUNTED SPLIT SYSTEM | E010113 | DAKO | FTXS35LVMA | NA | 0
WALL MOUNTED SPLIT SYSTEM | E009852 | DAKO | FTXS35LVMA | NA | 0
WALL MOUNTED SPLIT SYSTEM | E007632 | DAKO | FTXS25LVMA | NA | 0
CASSETTE SPLIT SYSTEM | COO9890 | DAKO | FCQ125KVEA | NA | 0
CASSETTE SPLIT SYSTEM | COO9894 | DAKO | FCQ125KVEA | NA | 0
COOL ROOM | 980240237 | KLOCHNER MOLLER | KCR37 | NA | 0
CASSETTE SPLIT SYSTEM | 1000075 | GREGORY | ABTA65LAT | NA | 0
UNDER CEILING SPLIT SYSTEM | 1000223 | GREGORY | ABTA35LAT | NA | 0
WALL MOUNTED SPLIT SYSTEM | E132157 | GREGORY | ASTA09LOC | NA | 0
WALL MOUNTED SPLIT SYSTEM | 7148 | GREGORY | AOT35RCCN | NA | 0
WALL MOUNTED SPLIT SYSTEM | E097620 | DAKO | FTXS25LVMA | NA | 0
WALL MOUNTED SPLIT SYSTEM | E000596 | DAKO | FTXS20LVMA | NA | 0
WALL MOUNTED SPLIT SYSTEM | E018152 | DAKO | FTXS71LVMA | NA | 0
CASSETTE SPLIT SYSTEM | E002257 | DAKO | RZQ125KCV4A | NA | 0
WALL MOUNTED SPLIT SYSTEM | E044707 | DAKO | RXS25EBVMA | NA | 0
WALL MOUNTED SPLIT SYSTEM | E003263 | DAKO | RXS25LVMA | NA | 0
WALL MOUNTED SPLIT SYSTEM | EO44723 | DAKO | RSX25EBVMA | NA | 0
WALL MOUNTED SPLIT SYSTEM | E003011 | GREGORY | AOT9RSJC | NA | 0
WALL MOUNTED SPLIT SYSTEM | E002661TRI | DAKO | RXS95LEMA | NA | 0
WALL MOUNTED SPLIT SYSTEM | E045085 | DAKO | RXS25EBVVMA | NA | 0
WALL MOUNTED SPLIT SYSTEM | E003169 | DAKO | RRXS25LVMA | NA | 0
WALL MOUNTED SPLIT SYSTEM | E001731 | DAKO | RXS20LVMA | NA | 0
WALL MOUNTED SPLIT SYSTEM | E005903 | DAKO | RXS25LVMA | NA | 0
WALL MOUNTED SPLIT SYSTEM | E003175 | DAKO | RXS25LVMA | NA | 0
WALL MOUNTED SPLIT SYSTEM | E003168 | DAKO | RXS25LVMA | NA | 0
WALL MOUNTED SPLIT SYSTEM | E003341 | DAKO | RXS60LVMA | NA | 0
WALL MOUNTED SPLIT SYSTEM | E007005 | DAKO | RXS80HVMA | NA | 0
WALL MOUNTED SPLIT SYSTEM | E003338 | DAKO | RXS60LVMA | NA | 0
WALL MOUNTED SPLIT SYSTEM | E003170 | DAKO | RXS25LVMA | NA | 0
WALL MOUNTED SPLIT SYSTEM | E003196 | DAKO | RXS25LVMA | NA | 0
WALL MOUNTED SPLIT SYSTEM | E000112 | DAKO | RXS25LVMA | NA | 0
WALL MOUNTED SPLIT SYSTEM | E001628 | DAKO | RXS20LVMA | NA | 0
WALL MOUNTED SPLIT SYSTEM | E006997 | DAKO | RXS80HVMA | NA | 0
WALL MOUNTED SPLIT SYSTEM | E001629 | DAKO | RXS20LVMA | NA | 0
WALL MOUNTED SPLIT SYSTEM | E001615 | DAKO | RXS20LVMA | NA | 0
WALL MOUNTED SPLIT SYSTEM | E001627 | DAKO | RXS20LVMA | NA | 0
WALL MOUNTED SPLIT SYSTEM | E001622 | DAKO | RXS20LVMA | NA | 0
WALL MOUNTED SPLIT SYSTEM | E001621 | DAKO | RXS20LVMA | NA | 0
WALL MOUNTED SPLIT SYSTEM | E001766 | DAKO | RXS20LVMA | NA | 0
WALL MOUNTED SPLIT SYSTEM | E006998 | DAKO | RXS80HVMA | NA | 0
WALL MOUNTED SPLIT SYSTEM | E010151 | DAKO | RTXS20LVMA | NA | 0
WALL MOUNTED SPLIT SYSTEM | E010156 | DAKO | RXS20LVMA | NA | 0
WALL MOUNTED SPLIT SYSTEM | E009910 | DAKO | RXS20LVMA | NA | 0
WALL MOUNTED SPLIT SYSTEM | E009903 | DAKO | RXS20LVMA | NA | 0
WALL MOUNTED SPLIT SYSTEM | E010165 | DAKO | RXS20LVMA | NA | 0
WALL MOUNTED SPLIT SYSTEM | UNKNOWN | GREGORY | AOTR09LCC | NA | 0
WALL MOUNTED SPLIT SYSTEM | E017246 | DAKO | RXS25KVMA | NA | 0
WALL MOUNTED SPLIT SYSTEM | 7000959 | MODULEX | MUZ-GA25VA | NA | 0
WALL MOUNTED SPLIT SYSTEM | E001834 | GREGORY | AOT7RSCC | NA | 0
WALL MOUNTED SPLIT SYSTEM | EO18356 | GREGORY | AOTR09LCC | NA | 0
WALL MOUNTED SPLIT SYSTEM | E001748 | GREGORY | AOT7RSCC | NA | 0
PACKAGED AIR CONDITIONING UNIT | R0503 016 | YORK | YRM125R4DBCCX | R22 | 36
PACKAGED AIR CONDITIONING UNIT | R0505 005 | YORK | YRM125R4DBCCX | R22 | 36
PACKAGED AIR CONDITIONING UNIT | R0503 015 | YORK | YRM125R4DBCCX | R22 | 36
PACKAGED AIR CONDITIONING UNIT | R0505 007 | YORK | YRM125R4DBCCX | R22 | 36
PACKAGED AIR CONDITIONING UNIT | R0505 004 | YORK | YRM125R4DBCCX | R22 | 36
PACKAGED AIR CONDITIONING UNIT | R0503 017 | YORK | YRM125R4DBCCX | R22 | 36
PACKAGED AIR CONDITIONING UNIT | R0503 014 | YORK | YRM125R4DBCCX | R22 | 36
PACKAGED AIR CONDITIONING UNIT | R0505 008 | YORK | YRM125R4DBCCX | R22 | 36
PACKAGED AIR CONDITIONING UNIT | R0505 009 | YORK | YRM125R4DBCCX | R22 | 36
PACKAGED AIR CONDITIONING UNIT | R0505 008 | YORK | YRM125R4DBCCX | R22 | 36
PACKAGED AIR CONDITIONING UNIT | R0505 005 | YORK | YRM125R4DBCCX | R22 | 36
PACKAGED AIR CONDITIONING UNIT | R0505 011 | YORK | YRM125R4DBCCX | R22 | 36
PACKAGED AIR CONDITIONING UNIT | R0503 010 | YORK | YRM125R4DBCCX | R22 | 36
PACKAGED AIR CONDITIONING UNIT | R0503 011 | YORK | YRM125R4DBCCX | R22 | 36
PACKAGED AIR CONDITIONING UNIT | R0503 012 | YORK | YRM125R4DBCCX | R22 | 36
PACKAGED AIR CONDITIONING UNIT | R0503 002 | YORK | YRM125R4DBCCX | R22 | 36
PACKAGED AIR CONDITIONING UNIT | R0503 001 | YORK | YRM125R4DBCCX | R22 | 36
PACKAGED AIR CONDITIONING UNIT | R0503 003 | YORK | YRM125R4DBCCX | R22 | 36
PACKAGED AIR CONDITIONING UNIT | R0503 004 | YORK | YRM125R4DBCCX | R22 | 36
AIR HANDLING UNIT |  | YORK |  | NA | 0
AIR HANDLING UNIT |  | YORK |  | NA | 0
PACKAGED AIR CONDITIONING UNIT | 66412 | TEMPERZONE | OPA 920R | R22 | 21
PACKAGED AIR CONDITIONING UNIT | 590359 | TEMPERZONE | OPA 150R | R22 | 3
DUCTED SPLIT SYSTEM | 593000 | TEMPERZONE | OSA127R | R22 | 4
PACKAGED AIR CONDITIONING UNIT | 67517 | TEMPERZONE | OPA780RB | R22 | 18
PACKAGED AIR CONDITIONING UNIT | 66636 | TEMPERZONE | OPA780RB | R22 | 10
PACKAGED AIR CONDITIONING UNIT | 66399 | TEMPERZONE | OPA500R | R22 | 14
PACKAGED AIR CONDITIONING UNIT | 66336 | TEMPERZONE | OPA600R | R22 | 15
PACKAGED AIR CONDITIONING UNIT | 66335 | TEMPERZONE | OPA600R | R22 | 15
PACKAGED AIR CONDITIONING UNIT | 66334 | TEMPERZONE | OPA600R | R22 | 15
PACKAGED AIR CONDITIONING UNIT | 66333 | TEMPERZONE | OPA600R | R22 | 15
PACKAGED AIR CONDITIONING UNIT | 66417 | TEMPERZONE | OPA600R | R22 | 15
PACKAGED AIR CONDITIONING UNIT | 66337 | TEMPERZONE | OPA600R | R22 | 15
PACKAGED AIR CONDITIONING UNIT | 66418 | TEMPERZONE | OPA600R | R22 | 15
PACKAGED AIR CONDITIONING UNIT | 66338 | TEMPERZONE | OPA600R | R22 | 15
PACKAGED AIR CONDITIONING UNIT | 66353 | TEMPERZONE | OPA 920R | R22 | 21
PACKAGED AIR CONDITIONING UNIT | 66356 | TEMPERZONE | OPA 920R | R22 | 21
PACKAGED AIR CONDITIONING UNIT | 66354 | TEMPERZONE | OPA 920R | R22 | 21
PACKAGED AIR CONDITIONING UNIT | 66352 | TEMPERZONE | OPA 920R | R22 | 21
PACKAGED AIR CONDITIONING UNIT | 66357 | TEMPERZONE | OPA 920R | R22 | 21
PACKAGED AIR CONDITIONING UNIT | 66358 | TEMPERZONE | OPA 920R | R22 | 21
UNDER CEILING SPLIT SYSTEM |  | THERMAL EQUP CO | ISU160 | R410A | 0
AIR FAN - OUTSIDE | AS ABOVE | AEROVENT | CANT REACH | NA | 0
VARIABLE SPEED DRIVE | ? | NULL | VACOM | NA | 0
AIR FAN - EXHAUST |  | FEDERAL | MTS252 | R410A | 0
CONDENSER WATER PUMP |  | HARDLAND | A96883111P111150001 | NA | 0
CONDENSER WATER PUMP |  | HARDLAND | A96883111P111150002 | NA | 0
EXPANSION TANK (CLOSED LOOPS) | 10K120960245 | NULL | DURA FLEX DX50010 | NA | 0
VARIABLE SPEED DRIVE |  | ABB | ACH550 | NA | 0
PACKAGE AC - WATER SOURCED |  | THERMAL EQUP CO | HWP | R410A | 0
VARIABLE SPEED DRIVE | 3082302053 | ABB | ACH550-01-08A8-4+B055 | NA | 0
VARIABLE SPEED DRIVE | UNKWOWN ISULATED OVER NAME PLATE | ABB | ACH550UNKWOWN ISULATED OVER NAME PLATE | NA | 0
AIR FAN - OUTSIDE | UNKWOWN ISULATED OVER NAME PLATE | FEDERAL | UNKWOWN ISULATED OVER NAME PLATE | NA | 0
PACKAGE AC - WATER SOURCED | PAINTED OVER | THERMAL EQUP CO | PAINTED OVER | R410A | 0
PACKAGE AC - WATER SOURCED | PAINTED OVER | THERMAL EQUP CO | PAINTED OVER | R410A | 0
AIR FAN - OUTSIDE | 359080 | FEDERAL | MMD8062 | NA | 0
VARIABLE SPEED DRIVE | 3084601116 | ABB | ACH550-1-012A-4+BO55 | NA | 0
AIR FAN - OUTSIDE | 359080 | FEDERAL | MMD8062 | NA | 0
VARIABLE SPEED DRIVE | 3084601116 | ABB | ACH550-1-012A-4+BO55 | NA | 0
PACKAGE AC - WATER SOURCED | PAINTED OVER | THERMAL EQUP CO | HWP | R410A | 0
AIR FAN - EXHAUST |  | FEDERAL |  | NA | 0
KITCHEN EXHAUST FAN |  | FEDERAL | APV0804AA10 | NA | 0
AIR FAN - EXHAUST |  | FEDERAL |  | NA | 0
AIR FAN - EXHAUST |  | FEDERAL |  | NA | 0
VARIABLE SPEED DRIVE | 3084601895 | ABB | ACH550-01-059A | NA | 0
KITCHEN EXHAUST FAN |  | FEDERAL | APV0804CA1226 | NA | 0
VARIABLE SPEED DRIVE |  | ABB | ACH550 | NA | 0
AIR FAN - OUTSIDE |  | FEDERAL |  | NA | 0
VARIABLE SPEED DRIVE |  | ABB | ACH550 | NA | 0
AIR FAN - OUTSIDE | ? | FANTECH | MMD8064 | NA | 0
VARIABLE SPEED DRIVE | 3084500295 | ABB | ACH550-01-023-4+B055 | NA | 0
VARIABLE SPEED DRIVE | 3090402196 | ABB | ACH550-01-023-4+B055 | NA | 0
COOLING TOWER | 09J0047 | BARREL FAN | FXVQ561 | NA | 0
VARIABLE SPEED DRIVE | 3060700275 | ABB | ACH550-01-023-4+B055 | NA | 0
VARIABLE SPEED DRIVE | UNKWOWN | ABB | ACH550-01-023-4+B055 | NA | 0
VARIABLE SPEED DRIVE | 3090601777 | ABB | ACH550-01-023-4+B055 | NA | 0
VARIABLE SPEED DRIVE | 3090700472 | ABB | ACH550-01-023-4+B055 | NA | 0
COOLING TOWER | 09J0048 | BARREL FAN | FXVQ561 | NA | 0
CIRCULATING PUMP | 10J2007A14 | TCL | MFF48C-F | NA | 0
COOLING TOWER | 09J0046 | BARREL FAN | FXVQ561 | NA | 0
VARIABLE SPEED DRIVE | 3090700473 | ABB | ACH550-01-023-4+B055 | NA | 0
CIRCULATING PUMP | MFF48C-F | TCL | 10J2007A13 | NA | 0
VARIABLE SPEED DRIVE | 23084901625 | ABB | ACH550-01-023-4+B055 | NA | 0
VARIABLE SPEED DRIVE | UNKWOWN | DANFOSS | UNKWOWN | NA | 0
HEATING HOT WATER PUMP | A96402325P209360014 | HARDLAND | TP-65-1802AFABUBE | NA | 0
BOILER - GAS FIRED | 806952 | A&S | M-PR.S.AU.A.O.65 | NULL | NULL
BOILER - GAS FIRED | 806951 | A&S | M-PR.S.AU.A.O.65 | NULL | NULL
FILTERS | 21818 | NULL | V-250-3DIN | NA | 0
CIRCULATING PUMP | SPA58915WAL132 | REHAU | 50-162-T218 | NA | 0
VARIABLE SPEED DRIVE | 3084200597 | ABB | ACH550-01--08A8-4+B055 | NA | 0
AIR FAN - OUTSIDE | 369957 | FEDERAL | AP0804CP12B030 | NA | 0
VARIABLE SPEED DRIVE | UNKNOWN | ABB | ACH550-01 | NA | 0
AIR FAN - OUTSIDE | 369943 | FEDERAL | AP0804CP12BO55 | NA | 0
VARIABLE SPEED DRIVE | 3083902169 | ABB | ACH550-01--072A-4+B055 | NA | 0
AIR FAN - OUTSIDE | 376201 | FEDERAL | AP1254FA12B370 | NULL | NULL
VARIABLE SPEED DRIVE | UNKWOWN | ABB | ACH550-01 | NA | 0
AIR FAN - OUTSIDE | 369945 | FEDERAL | AP1004CA6B075 | NA | 0
AIR FAN - EXHAUST | 370024 | FEDERAL | CD454V | NA | 0
AIR FAN - EXHAUST | 393974 | FEDERAL | AP0804GP618 | NA | 0
AIR FAN - SUPPLY | 359071 | FEDERAL | APO80418 | NA | 0
SMOKE EXHAUST FAN | UNKNOWN | UNKNOWN | UNKNOWN | NULL | NULL
SMOKE EXHAUST FAN | 137200 | FANTECH | RSS0564A10HO | NULL | NULL
SMOKE EXHAUST FAN | N/A | UNKNOWN | N/A | NULL | NULL
SMOKE EXHAUST FAN | NA | FANTECH | RSS0564A10HO | NULL | NULL
SMOKE EXHAUST FAN | 137050 | FANTECH | RSS0564A10HO | NULL | NULL
TOILET EXHAUST FAN | 0 | UNKNOWN | 0 | NULL | NULL
DUCTED SPLIT SYSTEM | NA | FRIGOPOL | S45HREL | R22 | 0
DUCTED SPLIT SYSTEM | NA | FRIGOPOL | S45HR-EL | R22 | 0
DUCTED SPLIT SYSTEM | 285331 | APAC | SO42HR9AA | R22 | 0
DUCTED SPLIT SYSTEM | 368306 | APAC | SO9IHR7AD | R22 | 0
DUCTED SPLIT SYSTEM | NA | APAC | NA | R22 | 0
DUCTED SPLIT SYSTEM | 348462 | APAC | SO19IHR7AD | R22 | 0
DUCTED SPLIT SYSTEM | 194393 | APAC | SO22IHR7AL | R22 | 0
DUCTED SPLIT SYSTEM | 193220 | APAC | SO19IHR7AD | R22 | 0
WALL MOUNTED SPLIT SYSTEM | E001086 | DAIKIN | FTKS50FVMA | R410A | 0
DUCTED SPLIT SYSTEM | NA | FRIGOPOL | S45HP-EL | R22 | 0
WALL MOUNTED SPLIT SYSTEM | NA | DAIKIN | FTXS50 | NA | 0
CASSETTE SPLIT SYSTEM | NA | DAIKIN | FTXS60 | NA | 0
DUCTED SPLIT SYSTEM | NA | APAC | SO19IVR7AD | R22 | 0
DUCTED SPLIT SYSTEM | NA | APAC | SO18 | R22 | 0
DUCTED SPLIT SYSTEM | NA | APAC | SO17IHR7AV | R22 | 0
WALL MOUNTED SPLIT SYSTEM | E001131 | DAIKIN | FTKS71FVMA | NA | 0
HEATING HOT WATER PUMP | A10C2 | ALCAIR | NA | NULL | NULL
CONDENSER WATER PUMP | NA | MONARCH | 132M-4 | NULL | NULL
CONDENSER WATER PUMP | NA | MONARCH | 132M-4 | NULL | NULL
CHILLED WATER PUMP | NA | MONARCH | 180M-4 | NULL | NULL
CHILLED WATER PUMP | NA | MONARCH | 180M-4 | NULL | NULL
COOLING TOWER | 04J0679 | BALTIMORE | RCT2129 | NULL | NULL
COOLING TOWER | 04J0678 | BALTIMORE | RCT2129 | NULL | NULL
AIR FAN - EXHAUST | Z60504 | ACSON | 19V381 | NULL | NULL
KITCHEN EXHAUST FAN | 269016 56 | FEDERAL | RVE0804CP6B040 | NULL | NULL
EVAPORATIVE COOLER | NA | BRAEMAR | RPA70 | NULL | NULL
EVAPORATIVE COOLER | NA | COOLAIR | CPL450B | NULL | NULL
VARIABLE SPEED DRIVE | 036817G274 | DANFOSS | 131B5664 | NULL | NULL
VARIABLE SPEED DRIVE | 071511G284 | DANFOSS | 131B6662 | NULL | NULL
VARIABLE SPEED DRIVE | 071011G284 | DANFOSS | 131B6662 | NULL | NULL
VARIABLE SPEED DRIVE | 044911G152 | DANFOSS | 131B6662 | NULL | NULL
VARIABLE SPEED DRIVE |  | DANFOSS |  | NA | 0
VARIABLE SPEED DRIVE |  | DANFOSS |  | NA | 0
VARIABLE SPEED DRIVE | 0 | DANFOSS | 0 | NA | 0
VARIABLE SPEED DRIVE |  | DANFOSS |  | NA | 0
VARIABLE SPEED DRIVE |  | DANFOSS |  | NA | 0
FAN COIL UNIT - DUCTED | K15866 | MULLER | FS035HFM | NA | 0
FAN COIL UNIT - DUCTED | K15865/G1 | MULLER | FSO40HFM | NA | 0
VARIABLE SPEED DRIVE | 012202G421 | DANFOSS | 131U2433 | NULL | NULL
FAN COIL UNIT - DUCTED | K15865/Z1 | MULLER | F3040FH1 | NA | 0
VARIABLE SPEED DRIVE | UNABLE TO ACCESS | DANFOSS | UNABLE TO ACCESS | NULL | NULL
FAN COIL UNIT - DUCTED | LABEL PAINTED OVER | MUNTERS | FSO40 | NA | 0
VARIABLE SPEED DRIVE | 012102G421 | DANFOSS | 131U2433 | NULL | NULL
FAN COIL UNIT - DUCTED | 167408 | CARRIER | 40HWO16701 | NA | 0
FAN COIL UNIT - DUCTED | K15864/P1 | MULLER | FSO35HCM | NA | 0
VARIABLE SPEED DRIVE | 012202G421 | DANFOSS | 131U2432 | NULL | NULL
FAN COIL UNIT - DUCTED | FC70 | GJ WALKER | ASH14 | NA | 0
FAN COIL UNIT - DUCTED | K13365/A | MULLER | FS040HFM | NA | 0
FAN COIL UNIT - DUCTED | K15365/K1 | MULLER | FS035HFM | NA | 0
FAN COIL UNIT - DUCTED | 0 | TEMPERZONE | IMD420-41 | NA | 0
FAN COIL UNIT - DUCTED | K15865/H1 | MUNTERS | FSO40HFM | NA | 0
FAN COIL UNIT - DUCTED | K12526/4 | MULLER | FSO50HF | NA | 0
VARIABLE SPEED DRIVE |  | DANFOSS |  | NA | 0
VARIABLE SPEED DRIVE |  | DANFOSS |  | NA | 0
FAN COIL UNIT - DUCTED | 95437 | TEMPERZONE | IJD 950 - S | CHILLED WATER | 0
FAN COIL UNIT - DUCTED | 0 | COLAIR | COLAIR - ASH5500 | NA | 0
FAN COIL UNIT - DUCTED | K15864-E1 | MULLER | FS027HCM | NA | 0
FAN COIL UNIT - DUCTED | K15864/D1 | MULLER | FSO40HCM | NA | 0
VARIABLE SPEED DRIVE |  | DANFOSS |  | NA | 0
FAN COIL UNIT - DUCTED | 101270 | TEMPERZONE | IMD420-Y-4/1 | NA | 0
FAN COIL UNIT - DUCTED | S | MULLER | MLH14 | NULL | NULL
FAN COIL UNIT - DUCTED | 0 | MULLER | MLH 14 HLM | NA | 0
FAN COIL UNIT - DUCTED | 0 | MULLER | FSO50HFM | NA | 0
VARIABLE SPEED DRIVE |  | DANFOSS |  | NA | 0
FAN COIL UNIT - DUCTED | K15863/B | MULLER | MLH14HCM | NULL | NULL
FAN COIL UNIT - DUCTED | K15855 | MULLER | FS035HFM | NA | 0
VARIABLE SPEED DRIVE |  | DANFOSS |  | NA | 0
FAN COIL UNIT - DUCTED | 92720 | MULLER | F5040HEM | NA | 0
FAN COIL UNIT - DUCTED | 0 | MULLER | MLH06HCM | NULL | NULL
FAN COIL UNIT - DUCTED | K15862 | MULLER | MLH06HCM | NULL | NULL
FAN COIL UNIT - DUCTED | K16566/A | MULLER | FS035HCM | NA | 0
FAN COIL UNIT - DUCTED | K15862/B | MULLER | MLH14HCM | NA | 0
FAN COIL UNIT - DUCTED | 0 | MULLER | MLH09 HCM | NULL | NULL
FAN COIL UNIT - DUCTED | 90911 | TEMPERZONE | IMD 550- 41 | CHILLED WATER | 0
FAN COIL UNIT - DUCTED | FC140102131 | AIR DESIGN | SMH140-5C-00-L | NULL | NULL
FAN COIL UNIT - DUCTED | K15862/C | MULLER | MLH09HCM | NULL | NULL
FAN COIL UNIT - DUCTED | UNABLE TO READ | MULLER | F5040HCM | NA | 0
VARIABLE SPEED DRIVE |  | NULL |  | NA | 0
FAN COIL UNIT - DUCTED | 5S | MULLER | MLH14 | NA | 0
FAN COIL UNIT - DUCTED | K15873/A | MULLER | MLH14HCM | NULL | NULL
PACKAGE AC - WATER SOURCED | 783295 | TEMPERZONE | HWP 96 RKSVD | R410A | 1.7
FAN COIL UNIT - DUCTED | 0 | MULLER | F5027HCM | NULL | NULL
FAN COIL UNIT - DUCTED | 7399499 | MULLER | F5060HCM | NA | 0
FAN COIL UNIT - DUCTED | 88750 | TEMPERZONE | IMD 420-41 | CHILLED WATER | 0
FAN COIL UNIT - DUCTED | K15862/C | MULLER | MLH09HCM | NULL | NULL
FAN COIL UNIT - DUCTED | K15863/31 | MULLER | SF050HCM | NA | 0
FAN COIL UNIT - DUCTED | K15865/C1 | MULLER | FS027HFM | NA | 0
FAN COIL UNIT - DUCTED |  | MULLER | MLH14HCM | NA | 0
FAN COIL UNIT - DUCTED | K15863/A | MULLER | MLH14HCM | NULL | NULL
FAN COIL UNIT - DUCTED | K15865/D | MULLER | FS040HFM | NA | 0
FAN COIL UNIT - DUCTED | 794773 | CARRIER | 40HWO16701 | NA | 0
FAN COIL UNIT - DUCTED | K15868/FA | MULLER | FS040HFM | NA | 0
FAN COIL UNIT - NON DUCTED | 92699 | AIR DESIGN | SMH 060 610 R | NA | 0
VARIABLE SPEED DRIVE | 011802G421 | DANFOSS | 131U2433 | NULL | NULL
FAN COIL UNIT - DUCTED | K15863/A | MULLER | MLH14HCM | NULL | NULL
FAN COIL UNIT - DUCTED | K15863/A | MULLER | MLH14 | NA | 0
FAN COIL UNIT - DUCTED | 726819 | MULLER | FS027HFM | NA | 0
FAN COIL UNIT - DUCTED | K15864/V | MULLER | FS050HOM | NA | 0
VARIABLE SPEED DRIVE |  | DANFOSS |  | NA | 0
FAN COIL UNIT - DUCTED | K15863/A | MULLER | MLH14 | NULL | NULL
FAN COIL UNIT - DUCTED | K15863 | MULLER | MLH14 | NULL | NULL
FAN COIL UNIT - DUCTED | K15863/B | MULLER | MLH14 | NULL | NULL
FAN COIL UNIT - DUCTED | UNREADABLE COVERED IN SEALANT | MULLER | MLH14 | NULL | NULL
AIR FAN - SUPPLY |  | FANTECH | AP61437 | NA | 0
AIR FAN - SUPPLY |  | FANTECH | AP61437 | NA | 0
AIR FAN - SUPPLY |  | FANTECH | AP61437 | NA | 0
AIR FAN - SUPPLY |  | FANTECH | AP61437 | NA | 0
FAN COIL UNIT - DUCTED | K15863/B | MULLER | MLH HCM | NA | 0
FAN COIL UNIT - DUCTED | 0 | MULLER | MLH 09 HCM | NULL | NULL
FAN COIL UNIT - DUCTED | K15875/R1 | MULLER | FS027 HFM | NA | 0
FAN COIL UNIT - DUCTED | K15863/B | MULLER | MLH 14 HCM | NULL | NULL
FAN COIL UNIT - DUCTED | 0 | MULLER | FS 060 HFM | NA | 0
FAN COIL UNIT - DUCTED | K15865/N71 | MULLER | FS 040 HFM | NA | 0
DUCTED SPLIT SYSTEM | 97703 | TEMPERZONE | IMD135-Y | NA | 0
FAN COIL UNIT - DUCTED | K15862/B | MULLER | MLH14 | NULL | NULL
FAN COIL UNIT - DUCTED | LABEL PAINTED OVER | MULLER | FSO60HFM | NA | 0
FAN COIL UNIT - DUCTED | S | MULLER | MLH14HCM | NA | 0
FAN COIL UNIT - DUCTED | K15864/B1 | MULLER | FS027HOM | NA | 0
FAN COIL UNIT - DUCTED | K15862/A | MULLER | MLH14 | NA | 0
FAN COIL UNIT - DUCTED | S | MULLER | MLH14 | NULL | NULL
FAN COIL UNIT - DUCTED | W13860/C | MULLER | FSO80HFM | NA | 0
SWITCHBOARD MECHANICAL | NULL | ASEA | NULL | NULL | NULL
AIR FAN - EXHAUST | NA | ASEA | Other | NULL | NULL
SWITCHBOARD MECHANICAL | NULL | ASEA | NULL | NULL | NULL
CASSETTE SPLIT SYSTEM | 0 | MITSUBISHI | FDT71V | NA | 0
AIR FAN - EXHAUST | NA | FEDERAL | SCD664 HP | NULL | NULL
EXPANSION TANK (CLOSED LOOPS) | NA | OTHER | NA | NULL | NULL
BACKFLOW PREVENTION DEVICE RPZ | 7610 | NHP | ARU2-303 | NULL | NULL
BACKFLOW PREVENTION DEVICE RPZ | 7608 | NHP | AUR2-303 | NULL | NULL
DOSING POT (CLOSED LOOPS) | NULL | ASEA | NULL | NULL | NULL
SWITCHBOARD MECHANICAL |  | ASEA |  | NULL | NULL
SWITCHBOARD MECHANICAL | NULL | ASEA | NULL | NULL | NULL
AIR FAN - EXHAUST | NA | FEDERAL | CE314V | NULL | NULL
SWITCHBOARD MECHANICAL | NULL | ASEA | NULL | NULL | NULL
AIR FAN - EXHAUST | NA | ASEA | na | NULL | NULL
AIR FAN - EXHAUST | NA | FEDERAL | CE254D | NULL | NULL
AIR FAN - EXHAUST | NA | FEDERAL | CE284V | NULL | NULL
AIR FAN - EXHAUST | NA | FEDERAL | UNKNOWN EX X1 | NULL | NULL
AIR FAN - EXHAUST | NA | FEDERAL | UNKNOWN | NULL | NULL
AIR FAN - EXHAUST | NA | FEDERAL | UNKNOWN | NULL | NULL
AIR FAN - EXHAUST | NA | FEDERAL | UNKNOWN | NULL | NULL
EXPANSION TANK (CLOSED LOOPS) | NULL | NHP | NULL | NULL | NULL
CONDENSER WATER PUMP | 7147120002 | TECO | ASHBUC-DCC | NULL | NULL
AIR HANDLING UNIT | 5581 | WEATHERWALL | AHU1 | NA | 0
CHILLED WATER PUMP | NA | HARDLAND | 100LB4-28FT130-C | NULL | NULL
AIR HANDLING UNIT | 5581 | WEATHERWALL | AHU1 | NA | 0
HEATING HOT WATER PUMP | NA | HARDLAND | CR3-3 | NULL | NULL
CAR PARK EXHAUST FAN | NA | ROBERT SHAW | 86503 | NULL | NULL
FAN COIL UNIT - DUCTED | NULL | ASEA | Other | NA | 0
FAN COIL UNIT - DUCTED | NA | ASEA | Other | NA | 0
AIR FAN - EXHAUST | NA | FEDERAL | UNKNOWN | NULL | NULL
DUCTED SPLIT SYSTEM | APAC POOR ACCESS | APAC | UNKNOWN | NA | 0
AIR HANDLING UNIT | A97E1506 | TRITEC ELECT | 1210 | NA | 0
AIR HANDLING UNIT | A97E1506 | TRITEC ELECT | 1210 | NA | 0
AIR HANDLING UNIT | A97E1511 | TRITEC ELECT | 1310 | NA | 0
AIR FAN - RETURN | FADED LABEL | ASEA | FADED LABEL | NULL | NULL
AIR FAN - RETURN | NA | ASEA | Other | NULL | NULL
AIR HANDLING UNIT | A97E1504 | TRITEC ELECT | 905 | NA | 0
KITCHEN EXHAUST FAN | 257380. 52 | FEDERAL | RVE1004DA98110 | NULL | NULL
AIR HANDLING UNIT | A97E1504 | TRITEC ELECT | 905 | NA | 0
AIR HANDLING UNIT | A97E1504 | TRITEC ELECT | 905 | NA | 0
AIR FAN - RETURN | NA | ASEA | Other | NULL | NULL
KITCHEN EXHAUST FAN | UNKNOWN | ASEA | UNKNOWN | NULL | NULL
AIR HANDLING UNIT | A97E1507 | TRITEC ELECT | 1614 | NA | 0
AIR FAN - RETURN | NA | ASEA | Other | NULL | NULL
KITCHEN EXHAUST FAN | D9050 | DUNN AIR | YDA1000-6.17 | NULL | NULL
AIR HANDLING UNIT | A97E1508 | TRITEC ELECT | 805 | NA | 0
AIR FAN - EXHAUST | ? | DUNN AIR | ? | NULL | NULL
AIR FAN - EXHAUST | 387870 | FEDERAL | CE316D | NULL | NULL
AIR FAN - EXHAUST | 387870 | FEDERAL | CE316D | NULL | NULL
AIR FAN - EXHAUST | 397489 | FEDERAL | CE252D | NULL | NULL
AIR FAN - EXHAUST | 387871 | FEDERAL | CE224D | NULL | NULL
BOILER - GAS ATMOSPHERIC | 20090510005859 | S&P | B3804NCMHWT | NULL | NULL
AIR HANDLING UNIT | NULL | PUMP ENGINEERS | UNABLE TOO READ | NA | 0
HEATING HOT WATER PUMP | M23142-7 | BLAICO | 100 X65-315 | NULL | NULL
AIR HANDLING UNIT | 13265 | PUMP ENGINEERS | DRAH600 | NA | 0
AIR HANDLING UNIT | 13263 | PUMP ENGINEERS | DRAH 500 | NA | 0
AIR FAN - EXHAUST | 390726 | FEDERAL | CD636V | NULL | NULL
AIR FAN - EXHAUST | NA | FEDERAL | CE406D | NULL | NULL
AIR HANDLING UNIT | UNABLE TOO READ | PUMP ENGINEERS | DRAH700 | NA | 0
AIR HANDLING UNIT | 0 | PUMP ENGINEERS | 0 | NA | 0
AIR HANDLING UNIT | 13283 | PUMP ENGINEERS | DRAH100 | NA | 0
AIR HANDLING UNIT | 13282 | PUMP ENGINEERS | DRAH700 | NA | 0
AIR HANDLING UNIT | NA | TRANE | 25MPMZ | NA | 0
VARIABLE SPEED DRIVE | 3134104833 | ABB | ACH550-01-023A-4+B055 | NA | 0
VARIABLE SPEED DRIVE | 31337052750913 | ABB | ACH550-01-031A-4+B055 | NA | 0
VARIABLE SPEED DRIVE | 3134105479 | ABB | ACH550-01-023A-4+B055 | NA | 0
VARIABLE SPEED DRIVE | 3133904635 | ABB | ACH550-01-05A4-4+B055 | NA | 0
VARIABLE SPEED DRIVE | 3133904633 | ABB | ACH550-01-05A4-4+B055 | NA | 0
VARIABLE SPEED DRIVE | 3133905082 | ABB | ACH550-01-03A4-4+B055 | NA | 0
VARIABLE SPEED DRIVE | TBA | ABB | ACH550-01-015A-4+B055 | NULL | NULL
VARIABLE SPEED DRIVE |  | ABB | ACH550-01-072A-4+B055 | NA | 0
VARIABLE SPEED DRIVE | 3124101225 | ABB | ACH550-01-02A4-4+B055 | NA | 0
VARIABLE SPEED DRIVE | 3122304120 | ABB | ACH550-01-06A9-4+B055 | NA | 0
VARIABLE SPEED DRIVE | 3123900288 | ABB | ACH550-01-03A4-4+B055 | NA | 0
VARIABLE SPEED DRIVE | 3134400703 | ABB | ACH550-01-045A-4+B055 | NA | 0
VARIABLE SPEED DRIVE | 3134105072 | ABB | ACH550-01-072A-4+B055 | NA | 0
VARIABLE SPEED DRIVE | 3133704915 | ABB | ACH550-01-072A-4+B055 | NA | 0
VARIABLE SPEED DRIVE | 3124102971 | ABB | ACH550-01-072A-4+B055 | NA | 0
VARIABLE SPEED DRIVE | 313270148 | ABB | ACH550-01-072A-4+B055 | NA | 0
VARIABLE SPEED DRIVE | 3133003985 | ABB | ACH550-01-05A4-4+B055 | NA | 0
VARIABLE SPEED DRIVE | 3133804224 | ABB | ACH550-01-06A9-4+B055 | NA | 0
AIR HANDLING UNIT | - | COLAIR | ASH 35000FMSP | NA | 0
AIR HANDLING UNIT | - | COLAIR | ASH 10000FM | NA | 0
AIR HANDLING UNIT |  | COLAIR | ASH 20000FM | NA | 0
AIR HANDLING UNIT | CR-1076 | COLAIR | ASH 8000FM | NA | 0
AIR HANDLING UNIT | - | COLAIR | ASH 3500FM | NA | 0
AIR HANDLING UNIT | CR1076 | COLAIR | ASH 3500 FM | NA | 0
AIR HANDLING UNIT | - | COOLAIR | ASH 5500FM | NA | 0
AIR HANDLING UNIT | - | COOLAIR | ASH 8000FM | NA | 0
AIR FAN - EXHAUST |  | FANS DIRECT | ICQ400-4DD-E | NA | 0
AIR FAN - EXHAUST | PN.2260099A | FANS DIRECT | AX15TE24A-6QSF | NA | 0
AIR FAN - EXHAUST | PN.226952A | FANS DIRECT | VD80WQ10A-4GSF | NA | 0
AIR FAN - EXHAUST | PN.226951A | FANS DIRECT | VD80WQ10A-4FSF | NA | 0
AIR FAN - EXHAUST | - | FANS DIRECT | SBD200-A | NA | 0
AIR FAN - EXHAUST | PN.224171H | FANS DIRECT | RCV280-4E | NA | 0
AIR FAN - EXHAUST | - | FANS DIRECT | AX40DA12P-2BSF | NA | 0
AIR FAN - EXHAUST | - | FANS DIRECT | AX80WX05A-4JSF | NA | 0
AIR FAN - EXHAUST |  | FANS DIRECT | AX45DA22A-2FSF | NA | 0
AIR FAN - EXHAUST | - | FANS DIRECT | MFP250-KIT LOW | NA | 0
AIR FAN - EXHAUST | PN.226956A | FANS DIRECT | ICQ400-4DD-E | NULL | NULL
AIR FAN - EXHAUST | PN.226941A | FANS DIRECT | KMV450-4DD-E | NA | 0
AIR FAN - EXHAUST | RCV630-4D | FANS DIRECT | RCV630-4D | NA | 0
AIR FAN - EXHAUST | PN.226930A | FANS DIRECT | RCD400-4D | NA | 0
AIR FAN - EXHAUST | 220941 | FANS DIRECT | AX80WW10A-4HSF | NA | 0
AIR FAN - EXHAUST | - | FANS DIRECT | AX10DD25P-4MSF | NA | 0
AIR FAN - EXHAUST | - | FANS DIRECT | AX80DC20P-4FSF | NA | 0
AIR FAN - EXHAUST | 217198 | FANS DIRECT | ICQ500-4DD | NA | 0
AIR FAN - EXHAUST |  | FANS DIRECT | AX71DD25A-4HSF | NA | 0
AIR FAN - EXHAUST |  | FANS DIRECT | AX71DD25A-4HSF | NA | 0
KITCHEN EXHAUST FAN | U1512F.1 | FANS DIRECT | BS27SB51M-4JSF | NA | 0
KITCHEN EXHAUST FAN | U1512F.2 | FANS DIRECT | BS44RB51M-4MSF | NA | 0
KITCHEN EXHAUST FAN | L1512F.C3 | FANS DIRECT | BS60RB51M-4RSF | NA | 0
KITCHEN EXHAUST FAN | U1512F.4 | FANS DIRECT | BS54RB51M-4QSF | NA | 0
KITCHEN EXHAUST FAN | U1512F.5 | FANS DIRECT | BS54RB51M-4QSF | NA | 0
KITCHEN EXHAUST FAN | U1512F.6 | FANS DIRECT | BS49RB51M-4MSF | NA | 0
KITCHEN EXHAUST FAN | U1512 | FANS DIRECT | BS49RB51M-4NSF | NA | 0
KITCHEN EXHAUST FAN | U1512F.8 | FANS DIRECT | BS33RB51M-4LSF | NA | 0
KITCHEN EXHAUST FAN | U1512F.9 | FANS DIRECT | BS40RB51M-4MSF | NA | 0
KITCHEN EXHAUST FAN | U15152F.10 | FANS DIRECT | BS33RB51M-4LSF | NA | 0
KITCHEN EXHAUST FAN | PN.226837A | FANS DIRECT | KMV710-6DD | NA | 0
KITCHEN EXHAUST FAN | PN.227097A | FANS DIRECT | KMV710-6DD | NA | 0
AIR FAN - OUTSIDE | PN.226948A | FANS DIRECT | DS80WX02A-6DSF | NA | 0
AIR FAN - OUTSIDE | 219806 | FANS DIRECT | AX56DA15P-4ASF | NULL | NULL
AIR FAN - OUTSIDE | - | FANS DIRECT | AX10WW12A-4KSF | NULL | NULL
AIR FAN - OUTSIDE | - | FANS DIRECT | ICQ355-4DD-E | NULL | NULL
AIR FAN - OUTSIDE | 28331A | FANS DIRECT | AX15TE24A-6RSF | NULL | NULL
AIR FAN - OUTSIDE | - | FANS DIRECT | ICQ450-4DD | NULL | NULL
AIR FAN - OUTSIDE | 218333 | FANS DIRECT | AX80DB20P-4GSF | NULL | NULL
AIR FAN - OUTSIDE | - | FANS DIRECT | AX31DA25P-2BSF | NULL | NULL
AIR FAN - OUTSIDE | 217199 | FANS DIRECT | ICQ630-6DD | NA | 0
AIR FAN - OUTSIDE | 215352A | FANS DIRECT | AX71DD25A-4HSF | NULL | NULL
AIR FAN - OUTSIDE | 215352B | FANS DIRECT | AX71DD25A-4HSF | NA | 0
SMOKE SPILL FAN | PN.226967A | FANS DIRECT | AX16WY27A-8RFF | NA | 0
SMOKE SPILL FAN | CANT ACCESS | FANS DIRECT | AX16WY27A-8RFF | NA | 0
STAIRWELL PRESSURISATION FAN | PN.224760A | FANS DIRECT | AX16WY27A-8RFF | NA | 0
STAIRWELL PRESSURISATION FAN | PN224760D | FANS DIRECT | AX16WY27A-8RFF | NA | 0
STAIRWELL PRESSURISATION FAN | - | FANS DIRECT | AX16WY27A-8RFF | NA | 0
TOILET EXHAUST FAN | PN.226954A | FANS DIRECT | VD80WW05A-4GSF | NA | 0
TOILET EXHAUST FAN | PN.226953A | FANS DIRECT | VD80WX00A-4GSF | NA | 0
TOILET EXHAUST FAN | PN.226949A | FANS DIRECT | VD50DB10P-4BSF | NA | 0
TOILET EXHAUST FAN | PN.226949B | FANS DIRECT | VD50DB10P-4BSF | NA | 0
TOILET EXHAUST FAN | - | FANS DIRECT | AXP150 | NA | 0
FAN COIL UNIT - DUCTED | CECM-002480C1 | GJ WALKER | CMDH600 | NA | 0
FAN COIL UNIT - DUCTED | CECM-002430D1 | GJ WALKER | CMDH600 | NA | 0
FAN COIL UNIT - DUCTED | CECM-200480D1 | GJ WALKER | CMDH600 | NA | 0
FAN COIL UNIT - DUCTED |  | GJ WALKER | CMDH600 | NA | 0
FAN COIL UNIT - DUCTED |  | GJ WALKER | CMDH600 | NA | 0
FAN COIL UNIT - DUCTED |  | GJ WALKER | CMDH600 | NA | 0
FAN COIL UNIT - DUCTED |  | GJ WALKER | CMDH600 | NA | 0
FAN COIL UNIT - DUCTED |  | GJ WALKER | CMDH600 | NA | 0
FAN COIL UNIT - DUCTED |  | GJ WALKER | CMDH600 | NA | 0
FAN COIL UNIT - DUCTED |  | GJ WALKER | CMDH600 | NA | 0
FAN COIL UNIT - DUCTED |  | GJ WALKER | CMDH600 | NA | 0
PACKAGED AIR CONDITIONING UNIT | 1382809336 | HITACHI | RAC80YHA3RAS80YHA3 | NA | 0
BOILER - GAS FIRED | 1300327 | OTHER | 2000 | NA | 0
BOILER - GAS FIRED | 1300328 | OTHER | 2000 | NA | 0
COOLING TOWER | T3167-1 | AQUA COOL TOWER | TXQ-650 | NULL | NULL
COOLING TOWER | T3167-2 | AQUA COOL TOWER | TXQ-650 | NULL | NULL
COOLING TOWER | T3167-3 | AQUA COOL TOWER | TXQ650 | NULL | NULL
COOLING TOWER | T3167-4 | AQUA COOL TOWER | TXQ650 | NULL | NULL
CRAC UNIT | - | OTHER | INDOOR-CCD 251 AOUTDOOR-BUFFALO TRIDENT | NA | 0
CHILLED WATER PUMP | 21C2013A08 | SOUTHERN CROSS | 250X200-315 | NA | 0
CHILLED WATER PUMP | 21C2013A07 | SOUTHERN CROSS | 250X200-315 | NA | 0
CHILLED WATER PUMP | 22C2013A11 | SOUTHERN CROSS | 150X125-250 | NA | 0
CHILLED WATER PUMP | 25C2013A07 | SOUTHERN CROSS | 100X65-315 | NA | 0
CHILLED WATER PUMP | 25C2013A08 | SOUTHERN CROSS | 100X65-315 | NA | 0
CHILLED WATER PUMP | 25C2013AU6 | SOUTHERN CROSS | 125X80-400 | NA | 0
CHILLED WATER PUMP | 25C2013A05 | SOUTHERN CROSS | 125X80-400 | NA | 0
CHILLED WATER PUMP | 20C2013A16 | SOUTHERN CROSS | 200X150-400 | NA | 0
CHILLED WATER PUMP | 20C2013A1 | SOUTHERN CROSS | 200X150-400 | NA | 0
CHILLED WATER PUMP | 25C2013A12 | SOUTHERN CROSS | 125X100-400 | NA | 0
CHILLED WATER PUMP | 2302013A16 | SOUTHERN CROSS | 125X80-400 | NA | 0
HEATING HOT WATER PUMP | 2302013A1 | SOUTHERN CROSS | AUSJE3B | NA | 0
TOILET EXHAUST FAN |  | OTHER | MSF200-V | NA | 0
0 - NOT SET | 0 | NULL | 0 | NULL | NULL
SWITCHBOARD MECHANICAL | - | R.G.LADD | - | NA | 0
SWITCHBOARD MECHANICAL | - | R.G.LADD | - | NA | 0
MAKE UP TANK | 9305 | AUTOHEAT | ARU2-303 | NULL | NULL
AUTO REFILL UNIT - CLOSED LOOP | 9312 | AUTOHEAT | ARU2-303 | NULL | NULL
HEAT EXCHANGER - WATER TO WAT | - | NULL | S31AIGO | NA | 0
HEAT EXCHANGER - WATER TO WAT | V12.780 | NULL | S31A1G10 | NA | 0
VARIABLE SPEED DRIVE | 3122304115 | ABB | ACH550-01-06A9-4+B055 | NULL | NULL
VARIABLE SPEED DRIVE | 3124105337 | ABB | ACH550-01-072A-4+B055 | NULL | NULL
VARIABLE SPEED DRIVE | 3133804223 | ABB | ACH550-01-06A9-4+B055 | NULL | NULL
SWITCHBOARD MECHANICAL | LC1966-14 | R.G.LADD | - | NA | 0
SWITCHBOARD MECHANICAL | - | R.G.LADD | - | NA | 0
EXPANSION TANK (CLOSED LOOPS) | 13N0304 | AUTOHEAT | DRSU | NA | 0
EXPANSION TANK (CLOSED LOOPS) | - | AUTOHEAT | DRSCC-3 | NA | 0
EXPANSION TANK (CLOSED LOOPS) | 13N021590684 | NULL | DRSCC-3 | NA | 0
SWITCHBOARD MECHANICAL |  | R.G.LADD | - | NA | 0
SWITCHBOARD MECHANICAL | - | R.G.LADD | - | NA | 0
SWITCHBOARD MECHANICAL | - | R.G.LADD | - | NA | 0
SWITCHBOARD MECHANICAL | - | R.G.LADD | - | NA | 0
SWITCHBOARD MECHANICAL | - | R.G.LADD | - | NA | 0
SWITCHBOARD MECHANICAL | - | R.G.LADD | - | NA | 0
SWITCHBOARD MECHANICAL | - | R.G.LADD | - | NA | 0
CHILLED WATER PUMP | 26H2014A22 | SOUTHERN CROSS | AUSFC1JE | NA | 0
VARIABLE SPEED DRIVE | 3142204190 | ABB | ACH550-01-06A9-4+B055 | NA | 0
CHILLER - AIR COOLED | 11-131471/1 | CLINT | CHA/K 1208-P TX/IM/MN/IS/NS | R410A | 60
SWITCHBOARD MECHANICAL | - | R.G.LADD | - | NA | 0
SWITCHBOARD MECHANICAL | - | R.G.LADD | - | NA | 0
CHILLER - SCREW | RVM1149 | CARRIER | 23XRV4142 | R134A | 340
CHILLER - CENTRIFUGAL | 0313Q22310 | CARRIER | 19XRV7272 | R134A | 800
CHILLER - CENTRIFUGAL | 0313Q22309 | CARRIER | 19XRV7272 | R134A | 800
TOILET EXHAUST FAN | 100696 | FANTECH | CE314V | NULL | NULL
DUCTED SPLIT SYSTEM | 469134 | NULL | SRA203C-0200 | R410A | 5
AIR CURTAIN | NA | OTHER | NSP2000-DH 180 | NULL | NULL
CONDENSER WATER PUMP | A76138-D | REGENT PUMPS | 150-400-BS1T | NULL | NULL
VARIABLE SPEED DRIVE | G0818066 | ZENER | MSC-3R11 | NULL | NULL
FAN COIL UNIT - DUCTED | NA | TRANE | NA | CHILLED & HEATING WATER | 0
VARIABLE SPEED DRIVE | G0823087 | ZENER | MSC-3R11 | NULL | NULL
FAN COIL UNIT - DUCTED | NA | TRANE | NA | CHILLED & HEATING WATER | 0
VARIABLE SPEED DRIVE | G0823135 | ZENER | MSC-3R7 | NA | 0
FAN COIL UNIT - DUCTED | NA | TRANE | NA | CHILLED & HEATING WATER | 0
VARIABLE SPEED DRIVE | G0823151 | ZENER | MSC-3R7 | NA | 0
FAN COIL UNIT - DUCTED | NA | TRANE | NA | CHILLED & HEATING WATER | 0
VARIABLE SPEED DRIVE | G0823088 | ZENER | MSC-3R11 | NA | 0
FAN COIL UNIT - DUCTED | NA | TRANE | NA | CHILLED & HEATING WATER | 0
VARIABLE SPEED DRIVE | G0823145 | ZENER | MSC-3R7 | NA | 0
VARIABLE SPEED DRIVE | G0823105 | ZENER | MSC-3R5 | NULL | NULL
FAN COIL UNIT - DUCTED | 1M0608-04217 | TRANE | LWHA053DG261R10A | CHILLED & HEATING WATER | 0
VARIABLE SPEED DRIVE | G0823028 | ZENER | MSC-3R15 | NULL | NULL
AIR HANDLING UNIT | 1M0608-04191 | TRANE | CLCP035 | NA | 0
VARIABLE SPEED DRIVE | G0818023 | ZENER | MSC-3R23 | NULL | NULL
AIR HANDLING UNIT | 1M0608-04189 | TRANE | CLCP030 | CHILLED & HEATING WATER | 0
AIR HANDLING UNIT | 1M0608-04190 | TRANE | CLCP030 | CHILLED & HEATING WATER | 0
VARIABLE SPEED DRIVE | G0823212 | ZENER | MSC-3R30 | NULL | NULL
VARIABLE SPEED DRIVE | G0823056 | ZENER | MSC-3R23 | NULL | NULL
VARIABLE SPEED DRIVE | G0748043 | ZENER | MSC-3R23 | NULL | NULL
VARIABLE SPEED DRIVE | NA | ZENER | NA | NULL | NULL
VARIABLE SPEED DRIVE | G0805015 | ZENER | MSC-3R23 | NULL | NULL
AIR FAN - SUPPLY | ILLEGIBLE | FANTECH | AP1608DP9/25 | NULL | NULL
AIR FAN - SUPPLY | NA | FANTECH | AP0562BA7/23 | NULL | NULL
AIR FAN - SUPPLY | ILLEGABLE | FANTECH | AP0562BA7/23 | NULL | NULL
AIR FAN - EXHAUST | ILLEGABLE | FANTECH | AP1404C5B300 | NULL | NULL
VARIABLE SPEED DRIVE | G0751050 | ZENER | MSC-3R40 | NULL | NULL
VARIABLE SPEED DRIVE | G0744036 | ZENER | MSC-3R40 | NA | 0
AIR FAN - SUPPLY | 10643 08 2 | FANTECH | 4OLLDWDI | NULL | NULL
AIR FAN - SUPPLY | 10643 08 1 | FANTECH | 4OLLDWDI | NULL | NULL
AIR FAN - EXHAUST | NA | FANTECH | AP1404CA | NULL | NULL
VARIABLE SPEED DRIVE | NA | ZENER | NA | NULL | NULL
AIR HANDLING UNIT | 1M0608-04194 | TRANE | CLCP020 (1208) | CHILLED & HEATING WATER | 0
VARIABLE SPEED DRIVE | G0818007 | ZENER | MSC-3R15 | NULL | NULL
VARIABLE SPEED DRIVE | G0823281 | ZENER | MSC-3R23 | NULL | NULL
AIR HANDLING UNIT | 1M0608-04195 | TRANE | CLCP030 (1212) | CHILLED & HEATING WATER | 0
VARIABLE SPEED DRIVE | G0823027 | ZENER | MSC-3R15 | NULL | NULL
AIR HANDLING UNIT | 1M068-04196 | TRANE | CLCP030 (1212) | CHILLED & HEATING WATER | 0
AIR HANDLING UNIT | 1M0608-04192 | TRANE | CLCP025 (1210) | CHILLED & HEATING WATER | 0
VARIABLE SPEED DRIVE | G0823025 | ZENER | MSC-3R15 | NULL | NULL
VARIABLE SPEED DRIVE | G0823099 | ZENER | MSC-3R5 | NULL | NULL
AIR HANDLING UNIT | 1M068-04188 | TRANE | CLCP016 (1008) | CHILLED & HEATING WATER | 0
VARIABLE SPEED DRIVE | G0823104 | ZENER | MSC-3R5 | NA | 0
VARIABLE SPEED DRIVE | G0823108 | ZENER | MSC-3R5 | NA | 0
VARIABLE SPEED DRIVE | NA | ZENER | MSC-3R11 | NA | 0
VARIABLE SPEED DRIVE | G0823179 | ZENER | MSC-3R11 | NA | 0
VARIABLE SPEED DRIVE | G0823112 | ZENER | MSC-3R5 | NA | 0
VARIABLE SPEED DRIVE | G0823169 | ZENER | MSC3R3 | NA | 0
FAN COIL UNIT - DUCTED | NA | TRANE | NA | CHILLED & HEATING WATER | 0
BOILER - GAS FIRED | PAGM10BMK5 | HUNT | TNAR400 | NULL | NULL
BOILER - GAS FIRED | PAGM30B2MK5 | HUNT | TNAR1500 | NULL | NULL
AIR FAN - EXHAUST | NA | FANTECH | NA | NULL | NULL
AIR HANDLING UNIT | 1M0608-04193 | TRANE | CLCP025 | CHILLED & HEATING WATER | 0
SWITCHBOARD MECHANICAL | NULL | R.G.LADD | NULL | NULL | NULL
SWITCHBOARD MECHANICAL | NULL | R.G.LADD | NULL | NULL | NULL
VARIABLE SPEED DRIVE | G0818010 | ZENER | MSC-3R15 | NULL | NULL
VARIABLE SPEED DRIVE | G0823029 | ZENER | MSC-3R15 | NULL | NULL
VARIABLE SPEED DRIVE | G0828088 | ZENER | MSC-3R23 | NULL | NULL
VARIABLE SPEED DRIVE | G0828021 | ZENER | MSC-3R23 | NULL | NULL
VARIABLE SPEED DRIVE | G0823250 | ZENER | MSC-3R40 | NA | 0
VARIABLE SPEED DRIVE | G0748061 | ZENER | MSC-3R40 | NULL | NULL
VARIABLE SPEED DRIVE | G0823046 | ZENER | MSC-3R30 | NULL | NULL
VARIABLE SPEED DRIVE | G0818112 | ZENER | MSC-3R30 | NULL | NULL
VARIABLE SPEED DRIVE | G0823092 | ZENER | MSC-3R11 | NULL | NULL
VARIABLE SPEED DRIVE | G0823181 | ZENER | MSC-3R11 | NULL | NULL
VARIABLE SPEED DRIVE | G0823154 | ZENER | MSC-3R7 | NULL | NULL
VARIABLE SPEED DRIVE | G0823160 | ZENER | MSC-3R7 | NULL | NULL
VARIABLE SPEED DRIVE | G0823141 | ZENER | MSC-3R7 | NULL | NULL
VARIABLE SPEED DRIVE | G0823255 | ZENER | MSC-3R7 | NULL | NULL
VARIABLE SPEED DRIVE | G0823024 | ZENER | MSC-3R15 | NA | 0
VARIABLE SPEED DRIVE | G0823026 | ZENER | MSC-3R15 | NULL | NULL
VARIABLE SPEED DRIVE | G0818064 | ZENER | MSC-3R11 | NULL | NULL
VARIABLE SPEED DRIVE | G0823024 | ZENER | MSC-3R15 | NULL | NULL
VARIABLE SPEED DRIVE | G0823177 | ZENER | MSC-3R11 | NULL | NULL
VARIABLE SPEED DRIVE | G0823188 | ZENER | MSC-3R11 | NULL | NULL
VARIABLE SPEED DRIVE | G0818009 | ZENER | MSC-3R15 | NULL | NULL
VARIABLE SPEED DRIVE | G0818012 | ZENER | MSC-3R15 | NULL | NULL
EXPANSION TANK (CLOSED LOOPS) | NA | NULL | NA | NA | 0
VARIABLE SPEED DRIVE | G0814183 | ZENER | MSC-3RA2 | NULL | NULL
SWITCHBOARD MECHANICAL | NA | R.G.LADD | NA | NA | 0
SWITCHBOARD MECHANICAL | NULL | R.G.LADD | NULL | NULL | NULL
CAR PARK EXHAUST FAN | 346680 | FANTECH | AP1404CA6/23 | NULL | NULL
VARIABLE SPEED DRIVE | 1194803805 | ABB | ACH580-01-062A-4+B056 | NULL | NULL
SWITCHBOARD MECHANICAL | NA | R.G.LADD | NA | NA | 0
AIR FAN - EXHAUST | 3507285 | FANTECH | AP0714AA10B022 | NULL | NULL
AIR FAN - EXHAUST | NOT SEEN | FANTECH | NOT SEEN | NULL | NULL
UNDER CEILING SPLIT SYSTEM | T000916 | FUJITSU | ABT54UBAG | NA | 4
AIR HANDLING UNIT | 77038 | TEMPERZONE | IJD1400 | CHILLED & HEATING WATER | 0
AIR FAN - EXHAUST | CANNOT SEE | FANTECH | CANNOT SEE | NULL | NULL
AIR FAN - EXHAUST | NOT NOTED | FANTECH | not noted | NULL | NULL
TOILET EXHAUST FAN | 551345 | FANTECH | CD566V | NULL | NULL
VARIABLE SPEED DRIVE | G0823096 | ZENER | MSC-3R11 | NULL | NULL
VARIABLE SPEED DRIVE | G0818059 | ZENER | MSC-3R11 | NA | 0
VARIABLE SPEED DRIVE | G0823054 | ZENER | MSC-3R23 | NULL | NULL
SWITCHBOARD MECHANICAL | NA | R.G.LADD | NA | NA | 0
VARIABLE SPEED DRIVE | 3R00316 | ZENER | MSC-3R3 | NULL | NULL
VARIABLE SPEED DRIVE | 3R00716 | ZENER | MSC-3R7 | NULL | NULL
VARIABLE SPEED DRIVE | 3R00716 | ZENER | MSC-3R7 | NULL | NULL
FAN COIL UNIT - DUCTED | 1M0608-04206 | TRANE | LWHA053DG261L 10A | CHILLED & HEATING WATER | 0
FAN COIL UNIT - DUCTED | 1M0608-04218 | TRANE | LWHA053DG261R10A | CHILLED & HEATING WATER | 0
CHILLED WATER PUMP | 10278 IFJ | MONARCH | 6309-2Z 6209-2Z | NULL | NULL
CHILLED WATER PUMP | 10039 IAJ | MONARCH | 6309-2Z 6209-2Z | NULL | NULL
CHILLED WATER PUMP | 10272 IDJ | MONARCH | 6208-2Z | NULL | NULL
CHILLED WATER PUMP | 10364 IDJ | MONARCH | 6208-2Z | NULL | NULL
CHILLED WATER PUMP | 10127 IEJ | MONARCH | 6309-2Z 6209-2Z | NULL | NULL
CHILLED WATER PUMP | 10167 IEJ | MONARCH | 6309-2Z 6209-2Z | NULL | NULL
CHILLED WATER PUMP | 10113 IDJ | MONARCH | 6309-2Z 6209-2Z | NULL | NULL
CHILLED WATER PUMP | 10156 IEJ | MONARCH | 6309-2Z 6209-2Z | NULL | NULL
CHILLED WATER PUMP | 10162 IBJ | BKB GROUP | 6208-2Z | NULL | NULL
CHILLED WATER PUMP | 10366 IDJ | MONARCH | 6208-2Z | NULL | NULL
CHILLED WATER PUMP | 10289 IDJ | MONARCH | 6208-2Z | NULL | NULL
HEATING HOT WATER PUMP | 10290 IEJ | MONARCH | 6206-2Z | NULL | NULL
HEATING HOT WATER PUMP | 10216 IDJ | MONARCH | 6206-2Z | NULL | NULL
HEATING HOT WATER PUMP | 10246 IEJ | MONARCH | 6206-2Z | NULL | NULL
HEATING HOT WATER PUMP | 10266 IEJ | MONARCH | 6206-2Z | NULL | NULL
HEATING HOT WATER PUMP | 10365 IDJ | MONARCH | 6208-2Z | NULL | NULL
HEATING HOT WATER PUMP | 10286 IDJ | MONARCH | 6208-2Z | NA | 0
HEATING HOT WATER PUMP | 10160 IBJ | MONARCH | 6208-2Z | NULL | NULL
HEATING HOT WATER PUMP | 10163 IBJ | MONARCH | 6208-2Z | NULL | NULL
HEATING HOT WATER PUMP | 10295 IEJ | MONARCH | 6206-2Z | NULL | NULL
HEATING HOT WATER PUMP | 10161 IBJ | MONARCH | 6208-2Z | NULL | NULL
VARIABLE SPEED DRIVE | G0818109 | ZENER | MSC-3R30 | NULL | NULL
FIRE DAMPER | NULL | UNKNOWN | NULL | NULL | NULL
AIR HANDLING UNIT | 1M0608-04191 | TRANE | CLCP035 | CHILLED & HEATING WATER | 0
WALL MOUNTED SPLIT SYSTEM | E079575 | FUJITSU | AOTR24LCC | R410A | 1
DUCTED SPLIT SYSTEM | E002232 | FUJITSU | AOTA24LACL | R410A | 2
DUCTED SPLIT SYSTEM | 642165 | TEMPERZONE | OSA 55RKS | R410A | 2
DUCTED SPLIT SYSTEM | 645413 | TEMPERZONE | ISD160K | R410A | 0
DUCTED SPLIT SYSTEM | 645403 | TEMPERZONE | ISD 160K | R410A | 0
DUCTED SPLIT SYSTEM | 645402 | TEMPERZONE | ISD 160K | R410A | 0
DUCTED SPLIT SYSTEM | 639547 | TEMPERZONE | OSA 160RKT | R410A | 3
DUCTED SPLIT SYSTEM | 639598 | TEMPERZONE | OSA 160RKT | R410A | 3
DUCTED SPLIT SYSTEM | 639610 | TEMPERZONE | OSA 160RKT | R410A | 3
DUCTED SPLIT SYSTEM | 639548 | TEMPERZONE | OSA 160RKT | R410A | 3
CASSETTE SPLIT SYSTEM | T002020 | FUJITSU | AOT54UMAYT | R410A | 4
CHILLER - AIR COOLED | RETMO22899 | YORK | YCIV0700VA50VABSXT | R134A | 168
CHILLER - AIR COOLED | RETMO22906 | YORK | YCIV1220VA50VABSXYXXXXXLXXXX43SXXXXXGXXX | R134A | 252
CHILLER - AIR COOLED | RETMO22905 | YORK | YCIV1220VA50VABSXYXXXXXLXXXX43SXXXXXGXXX | R134A | 252
SWITCHBOARD MECHANICAL | NA | R.G.LADD | NA | NA | 0
VARIABLE SPEED DRIVE | G0909029 | ZENER | MSC-3R15 | NULL | NULL
VARIABLE SPEED DRIVE | G0844012 | ZENER | MSC-3R11 | NULL | NULL
VARIABLE SPEED DRIVE | G0849078 | ZENER | MSC-3R11 | NULL | NULL
VARIABLE SPEED DRIVE | G0849077 | ZENER | MSC-3R11 | NA | 0
VARIABLE SPEED DRIVE | G0849077 | ZENER | MSC-3R11 | NULL | NULL
SWITCHBOARD MECHANICAL | NA | R.G.LADD | NA | NA | 0
VARIABLE SPEED DRIVE | G0849073 | ZENER | MSC-3R11 | NA | 0
VARIABLE SPEED DRIVE | G0844097 | ZENER | MSC-3R23 | NULL | NULL
VARIABLE SPEED DRIVE | G0852132 | ZENER | MSC-3R11 | NULL | NULL
VARIABLE SPEED DRIVE | G0849076 | ZENER | MSC-3R11 | NULL | NULL
SWITCHBOARD MECHANICAL | NA | R.G.LADD | NA | NA | 0
AIR HANDLING UNIT | 1M1108-08458 | TRANE | CLCP EURO 016 (1008) | CHILLED & HEATING WATER | 0
AIR HANDLING UNIT | 1M1108-08459 | TRANE | CLCP EURO 020 (1208) | CHILLED & HEATING WATER | 0
AIR HANDLING UNIT | 1M1108-08464 | TRANE | CLCP EURO 016 (1008) | CHILLED & HEATING WATER | 0
AIR HANDLING UNIT | 1M1108-08465 | TRANE | CLCP EURO 030 (1212) | CHILLED & HEATING WATER | 0
SWITCHBOARD MECHANICAL | NA | R.G.LADD | NA | NA | 0
AIR HANDLING UNIT | 1M1108-08462 | TRANE | CLCP EURO 025 (1210) | CHILLED & HEATING WATER | 0
AIR HANDLING UNIT | 1M1108-08463 | TRANE | CLCP EURO 012 (1006) | NULL | NULL
AIR HANDLING UNIT | 1M1108-08461 | TRANE | CLCP EURO 014 (1206) | CHILLED & HEATING WATER | 0
AIR HANDLING UNIT | 1M1108-08460 | TRANE | CLCP EURO 030 (1212) | CHILLED & HEATING WATER | 0
CAR PARK EXHAUST FAN | 377591 | FANTECH | APV1006CA1226 | NULL | NULL
VARIABLE SPEED DRIVE | G0844010 | ZENER | MSC-3R15 | NULL | NULL
AIR HANDLING UNIT | 1M1108-08474 | TRANE | CLCP EURO 025 (1210) | NA | 0
VARIABLE SPEED DRIVE | G0909028 | ZENER | MSC-3R15 | NULL | NULL
AIR HANDLING UNIT | 1M1108-08473 | TRANE | CLCP EURO 030 (1212) | CHILLED & HEATING WATER | 0
VARIABLE SPEED DRIVE | G0909031 | ZENER | MSC-3R15 | NULL | NULL
AIR HANDLING UNIT | 1M1108-08475 | TRANE | CLCP EURO 025 (1210) | NULL | NULL
VARIABLE SPEED DRIVE | G0909027 | ZENER | MSC-3R15 | NULL | NULL
AIR HANDLING UNIT | 1M1108-08471 | TRANE | CLCP EURO 020 (1208) | CHILLED & HEATING WATER | 0
VARIABLE SPEED DRIVE | G0910030 | ZENER | MSC-3R15 | NULL | NULL
AIR HANDLING UNIT | 1M1108-08472 | TRANE | CLCP EURO 035 (1412) | NULL | NULL
AIR HANDLING UNIT | 1M1108-08470 | TRANE | CLCP EURO 035 (1412) | CHILLED & HEATING WATER | 0
VARIABLE SPEED DRIVE | 41930A1840 | ABB | ACH580-01-018A-4+B056 | NULL | 0
VARIABLE SPEED DRIVE | NA | ZENER | MSC3R40 | NULL | NULL
BOILER - GAS FIRED | 2422 | HUNT | TNAR 1200 | NA | 0
BOILER - GAS FIRED | 2421 | HURRICAN VENTI | TNAR 1200 | NA | 0
BOILER - GAS FIRED | 2423 | HURRICAN VENTI | TNAR 600 | NA | 0
AIR HANDLING UNIT | 1M1108-08477 | TRANE | CLCP EURO 014 (1206) | CHILLED & HEATING WATER | 0
VARIABLE SPEED DRIVE | G0844074 | ZENER | MSC-3R15 | NULL | NULL
AIR HANDLING UNIT | 1M1108-08478 | TRANE | CLCP EURO 040 (1612) | NULL | NULL
VARIABLE SPEED DRIVE | G0818041 | ZENER | MSC-3R30 | NULL | NULL
AIR HANDLING UNIT | 1M1108-08476 | TRANE | CLCP EURO 020 (1208) | NA | 0
VARIABLE SPEED DRIVE | G0844164 | ZENER | MSC-3R11 | NULL | NULL
AIR HANDLING UNIT | 1M1108-08479 | TRANE | CLCP EURO 010 (0806) | CHILLED & HEATING WATER | 0
VARIABLE SPEED DRIVE | G0849053 | ZENER | MSC-3R7 | NULL | NULL
AIR HANDLING UNIT | 1M1108-08480 | TRANE | CLCP EURO 010 (0806) | CHILLED & HEATING WATER | 0
VARIABLE SPEED DRIVE | G0823142 | ZENER | MSC-3R7 | NULL | NULL
HEATING HOT WATER PUMP | M23549-9 | BKB GROUP | 65X400-316 | NA | 0
VARIABLE SPEED DRIVE | G0910028 | ZENER | MSC-3R15 | NULL | NULL
HEATING HOT WATER PUMP | M23549-8 | BKB GROUP | 65 X 40-315 | NA | 0
VARIABLE SPEED DRIVE | G0844011 | ZENER | MSC-3R15 | NULL | NULL
HEATING HOT WATER PUMP | M23549-11 | BKB GROUP | 80 X 50-315 | NA | 0
VARIABLE SPEED DRIVE | G0909044 | ZENER | MSC-3R23 | NA | 0
HEATING HOT WATER PUMP | NA | BKB GROUP | NA | NA | 0
VARIABLE SPEED DRIVE | G0909039 | ZENER | MSC-3R23 | NULL | NULL
HEATING HOT WATER PUMP | M23549-5 | BKB GROUP | 80X50-315 | NA | 0
VARIABLE SPEED DRIVE | G0910041 | ZENER | MSC-3R23 | NULL | NULL
HEATING HOT WATER PUMP | M23549-4 | BKB GROUP | 80X50-315 | NA | 0
VARIABLE SPEED DRIVE | G0909042 | ZENER | MSC-3R23 | NULL | NULL
HEATING HOT WATER PUMP | M23549-3 | BKB GROUP | 100X65-200 | NA | 0
VARIABLE SPEED DRIVE | G0844164 | ZENER | MSC-3R11 | NULL | NULL
HEATING HOT WATER PUMP | M23549-7 | BKB GROUP | 80 X 50-315 | NA | 0
VARIABLE SPEED DRIVE | G090940 | ZENER | MSC-3R23 | NULL | NULL
HEATING HOT WATER PUMP | M23549-6 | BKB GROUP | 80X50-315 | NA | 0
VARIABLE SPEED DRIVE | G0909041 | ZENER | MSC-3R23 | NULL | NULL
HEATING HOT WATER PUMP | 23549-13 | BKB GROUP | 80X50-315 | NA | 0
VARIABLE SPEED DRIVE | G0909043 | ZENER | MSC-3R23 | NA | 0
HEATING HOT WATER PUMP | M2359-12 | BKB GROUP | 80X50-315 | NA | 0
VARIABLE SPEED DRIVE | G0910042 | ZENER | MSC-3R23 | NA | 0
HEATING HOT WATER PUMP | M23549-15 | BKB GROUP | 125X80-400 | NULL | NULL
VARIABLE SPEED DRIVE | H0909060 | ZENER | MSC-3R40 | NA | 0
HEATING HOT WATER PUMP | M23549-14 | BKB GROUP | 125X80-400 | NULL | NULL
VARIABLE SPEED DRIVE | G0909063 | ZENER | MSC-3R40 | NA | 0
HEATING HOT WATER PUMP | M23549-2 | BKB GROUP | 100X65-200 | NA | 0
HEATING HOT WATER PUMP | M23549-1 | BKB GROUP | 80X50-200 | NA | 0
VARIABLE SPEED DRIVE | G0849051 | ZENER | MSC-3R7 | NULL | NULL
SWITCHBOARD MECHANICAL | NA | R.G.LADD | NA | NA | 0
CHILLED WATER PUMP | M23549-16 | BKB GROUP | NA | NA | 0
VARIABLE SPEED DRIVE | G0910029 | ZENER | MSC-3R15 | NULL | NULL
CHILLED WATER PUMP | M23549-17 | BKB GROUP | 125X80-250 | NA | 0
VARIABLE SPEED DRIVE | G0852042 | ZENER | MSC-3R23 | NULL | NULL
CHILLED WATER PUMP | M23549-18 | BKB GROUP | 125X80-250 | NA | 0
VARIABLE SPEED DRIVE | G0914066 | ZENER | MSC-3R23 | NULL | NULL
CHILLED WATER PUMP | M23549-9 | BKB GROUP | 125X80-250 | NA | 0
VARIABLE SPEED DRIVE | G0910040 | ZENER | MSC-3R23 | NULL | NULL
CHILLED WATER PUMP | M23549-20 | BKB GROUP | 125X100-400 | NA | 0
VARIABLE SPEED DRIVE | G0844192 | ZENER | MSC-3R82 | NULL | NULL
CHILLED WATER PUMP | M23549-21 | BKB GROUP | 125X100-400 | NA | 0
VARIABLE SPEED DRIVE | G0844195 | ZENER | MSC-3R82 | NA | 0
CHILLED WATER PUMP | M23549-24 | BKB GROUP | 125X80-400 | NA | 0
VARIABLE SPEED DRIVE | G0909056 | ZENER | MSC-3R40 | NULL | NULL
CHILLED WATER PUMP | M23549-25 | BKB GROUP | 125X80-400 | NA | 0
VARIABLE SPEED DRIVE | G0910058 | ZENER | MSC-3R40 | NULL | NULL
CHILLED WATER PUMP | M23549-26 | BKB GROUP | 125X80-400 | NA | 0
VARIABLE SPEED DRIVE | G0909064 | ZENER | MSC-3R40 | NULL | NULL
VARIABLE SPEED DRIVE | G0909062 | ZENER | MSC-3R40 | NULL | NULL
CHILLED WATER PUMP | M23549-27 | BKB GROUP | 125X80-400 | NA | 0
CHILLED WATER PUMP | M23549-22 | BKB GROUP | 125X80-400 | NA | 0
VARIABLE SPEED DRIVE | G0910056 | ZENER | MSC-3R40 | NULL | NULL
CHILLED WATER PUMP | NA | BKB GROUP | NA | NA | 0
VARIABLE SPEED DRIVE | G0909058 | ZENER | MSC-3R40 | NULL | NULL
CHILLED WATER PUMP | M23549-29 | BKB GROUP | 125X80-400 | NA | 0
VARIABLE SPEED DRIVE | G0909061 | ZENER | MSC-3R40 | NULL | NULL
VARIABLE SPEED DRIVE | G0849130 | ZENER | MSC3R40 | NULL | NULL
CHILLED WATER PUMP | M23549-28 | BKB GROUP | 125X80-400 | NA | 0
AIR HANDLING UNIT | 1M1108-08466 | TRANE | CLCP EURO 014 (1206) | NA | 0
AIR HANDLING UNIT | 1M1108-08467 | TRANE | CLCP EURO 014 (1006) | CHILLED & HEATING WATER | 0
AIR HANDLING UNIT | 1M1108-08464 | TRANE | CLCP EURO 020 (1208) | CHILLED & HEATING WATER | 0
AIR HANDLING UNIT | 1M1108-08469 | TRANE | CLCP EURO 006 (0804) | CHILLED & HEATING WATER | 0
VARIABLE SPEED DRIVE | G0828163 | ZENER | MSC-3R5 | NULL | NULL
VARIABLE SPEED DRIVE | G0844155 | ZENER | MSC-3R11 | NULL | 0
VARIABLE SPEED DRIVE | G0849082 | ZENER | MSC-3R11 | NULL | NULL
VARIABLE SPEED DRIVE | G0839088 | ZENER | MSC-3R11 | NULL | NULL
SWITCHBOARD MECHANICAL |  | R.G.LADD |  | NA | 0
AIR HANDLING UNIT | 1M1108-08487 | TRANE | CLCP EURO 016 (1008) | CHILLED & HEATING WATER | 0
AIR HANDLING UNIT | 1M1108-08488 | TRANE | CLCP EURO 035 (1412) | CHILLED & HEATING WATER | 0
AIR HANDLING UNIT | 1M1108-08486 | TRANE | CLCP EURO 020 (1208) | CHILLED & HEATING WATER | 0
AIR HANDLING UNIT | 1M1108-08485 | TRANE | CLCP EURO 020 (1208) | NA | 0
VARIABLE SPEED DRIVE | G0909030 | ZENER | MSC-3R15 | NULL | NULL
VARIABLE SPEED DRIVE | G0914065 | ZENER | MSC-3R23 | NULL | NULL
VARIABLE SPEED DRIVE | G0844161 | ZENER | MSC-3R11 | NULL | NULL
VARIABLE SPEED DRIVE | G0910026 | ZENER | MSC-3R15 | NULL | NULL
SWITCHBOARD MECHANICAL | NA | R.G.LADD | NA | NA | 0
AIR HANDLING UNIT | 349988 | FANTECH | CHD634FT | NA | 0
AIR HANDLING UNIT | 359988 | FANTECH | AP0402AA523 | NA | 0
VARIABLE SPEED DRIVE | G0839217 | ZENER | MSC-3R15 | NULL | NULL
VARIABLE SPEED DRIVE | G0835099 | ZENER | MSC-3R5 | NULL | NULL
AIR HANDLING UNIT | 1M0109-00354 | TRANE | CLCP EURO 035 (1412) | CHILLED & HEATING WATER | 0
CAR PARK EXHAUST FAN | 376412 | FANTECH | SS1608FA12H300 | NA | 0
VARIABLE SPEED DRIVE | G0844194 | ZENER | MSC-3R82 | NA | 0
AIR HANDLING UNIT | 1M1108-08481 | TRANE | CLCP EURO 020 (1208) | CHILLED & HEATING WATER | 0
AIR HANDLING UNIT | 1M1108-08482 | TRANE | CLCP EURO 016 (1008) | CHILLED & HEATING WATER | 0
AIR HANDLING UNIT | 1M1108-08484 | TRANE | CLCP EURO 016 (1008) | CHILLED & HEATING WATER | 0
CAR PARK EXHAUST FAN | NA | FANTECH | NA | NA | 0
VARIABLE SPEED DRIVE | G0844024 | ZENER | MSC-3R23 | NULL | NULL
FIRE DAMPER |  | BULLOCK |  | NULL | NULL
FIRE DAMPER |  | NULL |  | NULL | NULL
FIRE DAMPER | NULL | NULL | NULL | NA | 0
FIRE DAMPER | NULL | NULL | NULL | NA | 0
FIRE DAMPER | NULL | NULL | NULL | NULL | NULL
SWITCHBOARD MECHANICAL | NA | R.G.LADD | NA | NA | 0
SMOKE EXHAUST FAN | N/A | FANTECH | APS1256CA12H150 | NULL | NULL
VARIABLE SPEED DRIVE | G0910064 | ZENER | MSC-3R40 | NULL | NULL
SMOKE EXHAUST FAN | 376417 | FANTECH | APS1256CA12H150 | NA | 0
VARIABLE SPEED DRIVE | G0923123 | ZENER | MSC-3R40 | NULL | NULL
SMOKE EXHAUST FAN | NA | FANTECH | NA | NA | 0
VARIABLE SPEED DRIVE | G0910065 | ZENER | MSC-3R40 | NULL | NULL
SMOKE EXHAUST FAN | 376417 | FANTECH | APS1256CA12H150 | NA | 0
VARIABLE SPEED DRIVE | G0909065 | ZENER | MSC-3R40 | NULL | NULL
SMOKE EXHAUST FAN | 376117 | FANTECH | APS1256CA12H150 | NULL | NULL
SMOKE EXHAUST FAN | 377374 | FANTECH | APS1256CA12H150 | NA | 0
VARIABLE SPEED DRIVE | G0910063 | ZENER | MSC-3R40 | NULL | NULL
SMOKE EXHAUST FAN | 377374 | FANTECH | APS1256CA12H150 | NULL | NULL
VARIABLE SPEED DRIVE | G0909059 | ZENER | MSC-3R40 | NULL | NULL
SWITCHBOARD MECHANICAL | NA | R.G.LADD | NA | NA | 0
SWITCHBOARD MECHANICAL | NA | R.G.LADD | NA | NA | 0
CAR PARK SUPPLY AIR FAN | 377587 | FANTECH | AP16010DA919 | NA | 0
AIR FAN - EXHAUST |  | ZEIL | R4D400-AD22-09 | NA | 0
AIR FAN - EXHAUST | CANNOT READ | ZIEHL-EBM | R4D400-AD22-09 | NA | 0
CAR PARK SUPPLY AIR FAN | NA | FANTECH | APO 804 | NULL | NULL
VARIABLE SPEED DRIVE | 3RO11G6 | ZENER | MSC-3R11 | NULL | NULL
AIR FAN - EXHAUST | CAN'T READ | FANTECH | WCD404E | NA | 0
AIR FAN - SUPPLY |  | FANTECH | PCD354DD | NA | 0
TOILET EXHAUST FAN |  | FANTECH | PCD354DD | NA | 0
VARIABLE SPEED DRIVE | 3R023D6 | ZENER | MSC-3R23 | NULL | NULL
FIRE DAMPER | NULL | NULL | NULL | NULL | NULL
VARIABLE SPEED DRIVE | G0839122 | ZENER | MSC-3R11 | NA | 0
AIR FAN - EXHAUST | 375858 | FANTECH | CHD556 | NULL | NULL
SWITCHBOARD MECHANICAL | NA | R.G.LADD | NA | NA | 0
AIR FAN - EXHAUST | 375860 | FANTECH | CHD636 | NA | 0
VARIABLE SPEED DRIVE | G0823050 | AGER | MSC-3R30 | NA | 0
VARIABLE SPEED DRIVE | G0909026 | ZENER | MSC-3R15 | NULL | NULL
VARIABLE SPEED DRIVE | G0844160 | AGER | MSC-3R11 | NULL | NULL
VARIABLE SPEED DRIVE | G0844153 | AGER | MSC-3R11 | NULL | NULL
WALL MOUNTED SPLIT SYSTEM | 837402413 | MITSUBISHI | SRC50ZHX-S | R410A | 1
PACKAGED AIR CONDITIONING UNIT | 78967 | TEMPERZONE | OPA 405RTKTH | R410A | 11.8
AIR COOLED SPLIT SYSTEM | 79562 | TEMPERZONE | OSA 630RKTBV | R410A | 30
CHILLER - AIR COOLED | RMTM024102 | YORK | YCIV1120VA50VABSXTXXXXXLXXXX43SXXXXXHXXX | R134A | 252
CHILLER - AIR COOLED | RMTM024103 | YORK | YCIV1120VA50VABSXTXXXXXLXXXX43SXXXXXHXXX | R134A | 252
CHILLER - AIR COOLED | RMTM024104 | YORK | YCIV1120VA50VABSXTXTXXXXXLXXXX43SXXXXXHX | R134A | 252
CHILLER - AIR COOLED | JC 6025 | POWER PAX | A061-2C-5F-22126220E3 | R134A | 432
AIR HANDLING UNIT | GC 10926 | EMAIL | DK1300H XD00115 | NA | 0
AIR HANDLING UNIT | GC 10927 | EMAIL | DK1300H XD00115 | NA | 0
AIR HANDLING UNIT | NA | EMAIL | NA | NA | 0
AIR FAN - EXHAUST | NA | FANTECH | NA | NULL | NULL
AIR FAN - EXHAUST | NA | FANTECH | NA | NULL | NULL
AIR FAN - EXHAUST | NA | FANTECH | NA | NULL | NULL
SWITCHBOARD MECHANICAL |  | R.G.LADD |  | NULL | NULL
FIRE DAMPER |  | BULLOCK |  | NULL | NULL
SMOKE EXHAUST FAN | NA | FANTECH | NA | NULL | NULL
AIR COOLED SPLIT SYSTEM | GD 12408 | EMAIL | DN304H | R22 | 10
AIR COOLED SPLIT SYSTEM | GD 12406 | EMAIL | DN304H | R22 | 20
AIR COOLED SPLIT SYSTEM | GD 12407 | EMAIL | DN304H | R22 | 20
AIR COOLED SPLIT SYSTEM | GD 12404 | EMAIL | DN1300H | R22 | 80
AIR COOLED SPLIT SYSTEM | GD 12406 | EMAIL | DN1300H | R22 | 80
CASSETTE SPLIT SYSTEM | 129817855 RE | MITSUBISHI | SRK25ZJ-S | NA | 0
CASSETTE SPLIT SYSTEM | RCI-4.0FSN3 | HITACHI | RCI-4.0FSN3 | NA | 0
CASSETTE SPLIT SYSTEM | 145412767RE | MITSUBISHI | SRC25ZJ-S | R410A | 1
AIR HANDLING UNIT | UNKNOWN | COOLAIR | ASH15000FM | NULL | NULL
AIR HANDLING UNIT | UNKNOWN | COOLAIR | ASH12500 FM | NULL | NULL
AIR HANDLING UNIT | UNKNOWN | COOLAIR | ASH12500 FM | NULL | NULL
VARIABLE SPEED DRIVE | UNKNOWN | ABB | UNKNOWN | NULL | NULL
VARIABLE SPEED DRIVE | UNKNOWN | ABB | UNKNOWN | NULL | NULL
VARIABLE SPEED DRIVE | UNKNOWN | ABB | UNKNOWN | NULL | NULL
SWITCHBOARD MECHANICAL |  | R.G.LADD |  | NULL | NULL
FAN COIL UNIT - DUCTED | CR390 | COOLAIR | ASHD.1000.Q | NA | 0
FAN COIL UNIT - DUCTED | CR512 | COOLAIR | ASHD.1000.Q | NA | 0
AIR FAN - EXHAUST | 224113 | FANTECH | CE 456V | NULL | NULL
KITCHEN EXHAUST FAN | 224116 | FANTECH | CD 566VGL | NA | 0
AIR FAN - EXHAUST | UNKNOWN | FANTECH | MV356 | NULL | NULL
AIR FAN - EXHAUST | UNKNOWN | FANTECH | CE506V | NULL | NULL
AIR FAN - EXHAUST |  | FANTECH | MV304 | NULL | NULL
AIR FAN - EXHAUST |  | FANTECH | MV304 | NULL | NULL
FAN COIL UNIT - DUCTED | CR390 | COOLAIR | ASHD.2000.Q | NULL | NULL
SWITCHBOARD MECHANICAL |  | TRIDIUM |  | NULL | NULL
WATER FLOW METER |  | NULL | FOX BORO | NULL | NULL
WATER FLOW METER |  | NULL | FOX BORO | NULL | NULL
WATER FLOW METER |  | NULL | FOX BORO | NULL | NULL
WATER FLOW METER |  | NULL | FOX BORO | NULL | NULL
AIR FAN - EXHAUST | 224119 | FANTECH | CE316V | NULL | NULL
CRAC AIR COOLED | 537603-0809-01 | LIEBERT | LSF50-S | R407C | 10
AIR FAN - EXHAUST |  | FANTECH | MV304 | NULL | NULL
DUCTED SPLIT SYSTEM | 3901853 | DAIKIN | RY125LUY1 | R22 | 3
CASSETTE SPLIT SYSTEM | 3901879 | DAIKIN | FHYC125KVE9 | R22 | 3.5
CASSETTE SPLIT SYSTEM | 3901723 | DAIKIN | FHYC125KVE9 | R22 | 3.5
CASSETTE SPLIT SYSTEM | 3901863 | DAIKIN | RY125LUY1 | R22 | 4
CASSETTE SPLIT SYSTEM | 3901852 | DAIKIN | RY125LUY1 | R22 | 4
CASSETTE SPLIT SYSTEM | UAC11740 | HITACHI | RAS-4HVRNM2 | R410A | 4
CRAC AIR COOLED | 537602-0809-01 | EMERSON | 2045FA | R407C | 10
AIR HANDLING UNIT | 39H0914064541 | CARRIER | 39GAH0914 | NA | 0
AIR HANDLING UNIT | NOT LISTED | CARRIER | 39GAH1422 | CHILLED WATER | 0
AIR HANDLING UNIT | NOT LISTED | CARRIER | 39GAH1422 | CHILLED WATER | 0
AIR HANDLING UNIT | NULL | CARRIER | 39GAH1522 | CHILLED WATER | 0
AIR HANDLING UNIT | 39H0914066617 | CARRIER | 39GAH0914(066617) | NA | 0
AIR HANDLING UNIT | NULL | CARRIER | 39GAH1319 | CHILLED WATER | 0
AIR HANDLING UNIT | NULL | CARRIER | 39GAH1926 | NA | 0
AIR HANDLING UNIT | NULL | CARRIER | 39GAH1018 | CHILLED WATER | 0
AIR HANDLING UNIT | 39H1724064834 | CARRIER | 39GAH1724 | NA | 0
AIR HANDLING UNIT | 39H1724064841 | CARRIER | 39GAH1724 (064841) | CHILLED WATER | 0
AIR HANDLING UNIT | 39H1722064698 | CARRIER | 39GAH1722 | NA | 0
AIR HANDLING UNIT | 39H0916064699 | CARRIER | 39GAH0916 | NA | 0
AIR HANDLING UNIT | NULL | CARRIER | 39GAH1118 | CHILLED WATER | 0
CHILLER - CENTRIFUGAL | 132125181 | DANFOSS | TT300-H6-1-ST-D-0-CE | R134A | 0
AIR HANDLING UNIT | NULL | CARRIER | 39GAH1319 | CHILLED WATER | 0
AIR HANDLING UNIT |  | CARRIER | 39GAH2230 | NA | 0
AIR HANDLING UNIT |  | CARRIER | 39GAH1319 | NA | 0
AIR HANDLING UNIT |  | CARRIER | 39GAH1118 | NA | 0
AIR HANDLING UNIT | NULL | CARRIER | 39GAH2230 | NA | 0
CHILLER - RECIPROCATING | 132125181 | NULL | TT300-H6-1-ST-D-0-CE | R134A | 300
AIR FAN - EXHAUST | 0 | WOODS | 135043510 | NULL | NULL
CAR PARK SUPPLY AIR FAN | 1181707997 | ABB | ACH580-01-062A | NULL | NULL
CAR PARK SUPPLY AIR FAN | NONE | PHOENIX | VANE AXIAL 49 | NULL | NULL
AIR FAN - EXHAUST | NONE | NULL | NONE | NA | 0
CAR PARK SUPPLY AIR FAN | 0 | PHOENIX | VANE AXIAL 66 | NULL | NULL
VARIABLE SPEED DRIVE | G1023156 | ZENER | MSC 3R82 | NULL | NULL
CAR PARK SUPPLY AIR FAN | 356369 | FANTECH | AP1006CA1224 | NULL | NULL
VARIABLE SPEED DRIVE | G0828007 | ZENER | MSC 3R15 | NULL | NULL
VARIABLE SPEED DRIVE | G0828158 | ZENER | MSC 3R11 | NULL | NULL
DUCTED SPLIT SYSTEM | 663744 | TEMPERZONE | OSA 110RKS | R410A | 0
AIR HANDLING UNIT | UNKNOWN | MULLER | BM237V | CHILLED WATER | 0
AIR HANDLING UNIT | HFC3522 | PHOENIX | 222DW DUPLEX | CHILLED WATER | 0
VARIABLE SPEED DRIVE | G0704023 | ZENER | MSC-3R40 | NULL | NULL
AIR HANDLING UNIT | UNKNOWN | PHOENIX | UNKNOWN | CHILLED WATER | 0
VARIABLE SPEED DRIVE | G0909051 | ZENER | MSC-3R30 | NULL | NULL
VARIABLE SPEED DRIVE | 9612087 | ZENER | MSC-R39 | NULL | NULL
AIR HANDLING UNIT | 632054W | UNKNOWN | RDH 80K 50MM | NA | 0
CASSETTE SPLIT SYSTEM |  | DAIKIN | CASSETTE | NA | 0
CASSETTE SPLIT SYSTEM | 021302939 RE | MITSUBISHI | SRK60ZJX-S | R410A | 0
CASSETTE SPLIT SYSTEM |  | TEMPERZONE | ISD 110K-DN | R410A | 0
CAR PARK SUPPLY AIR FAN | 22302 | PHOENIX | VANE AXIAL 44 14 | NULL | NULL
CAR PARK SUPPLY AIR FAN | UNKNOWN | PHOENIX | AXIAL VANE 44 14 | NULL | NULL
CASSETTE SPLIT SYSTEM | 21M00134 | MITSUBISHI | PEAD-RP140JAA | R410A | 0
CASSETTE SPLIT SYSTEM | 21M00135 | MITSUBISHI | PEAD-RP140JAA | R410A | 0
VARIABLE SPEED DRIVE | G1023157 | ZENER | MSC 3R82 | NULL | NULL
AIR FAN - EXHAUST | INVOICE NUMBER N0119099 | FANTECH | APO806BA14B01? | NULL | NULL
CASSETTE SPLIT SYSTEM | T003317 | FUJITSU | AST30RGA-W | R22 | 0
CAR PARK EXHAUST FAN | 261 | FANTECH | 73ALDW-110 | NULL | NULL
SWITCHBOARD MECHANICAL | NA | WALKER | NA | NA | 0
CAR PARK EXHAUST FAN | G0736047 | ZENER | MSC 3R140 | NULL | NULL
AIR COOLED SPLIT SYSTEM | 0496W82721 | ACPAC | S220 CCHB-02 | R22 | 0
SMOKE SPILL FAN | APS2008FA9H370 | FANTECH | APS2008FA926 | NULL | NULL
PACKAGED AIR CONDITIONING UNIT | 73774 | TEMPERZONE | OPA 500RB | R22 | 15
PACKAGED AIR CONDITIONING UNIT | 162066 | AQUA | P075ARB00707701 | R22 | 15
PACKAGED AIR CONDITIONING UNIT | 162066 | APAC | P075ARB00707701 | R22 | 15
PACKAGED AIR CONDITIONING UNIT | 4100080152 | ACCENT AIR | ABEP0700TA2S | R410A | 15
PACKAGED AIR CONDITIONING UNIT | 4100080149 | ACCENT AIR | ABEP0700TA2S | R410A | 15
PACKAGED AIR CONDITIONING UNIT | 162065 | APAC | P075ARB007077 | R22 | 15
PACKAGED AIR CONDITIONING UNIT | 4100080150 | ACCENT AIR | ABEP0700TA2S | R410A | 15
PACKAGED AIR CONDITIONING UNIT | 4100080151 | ACCENT AIR | ABEP0700TA2S | R410A | 15
PACKAGED AIR CONDITIONING UNIT | 148104 | APAC | H11301-301594 | R22 | 18
PACKAGED AIR CONDITIONING UNIT | 85275 | TEMPERZONE | OPA 960RKTB | R410A | 20
PACKAGED AIR CONDITIONING UNIT | 85620 | TEMPERZONE | OPA 960RKTBH | R410A | 20
PACKAGED AIR CONDITIONING UNIT | 82719 | TEMPERZONE | OPA 960KRTBU | R410A | 20
PACKAGED AIR CONDITIONING UNIT | 85619 | TEMPERZONE | OPA 960RKTBH | R410A | 20
PACKAGED AIR CONDITIONING UNIT | 82689 | TEMPERZONE | OPA 960RKTB | R410A | 20
PACKAGED AIR CONDITIONING UNIT | 147602 | APAC | P085ARA301594 | R22 | 21
PACKAGED AIR CONDITIONING UNIT | 147599 | APAC | P085ARA301594 | R22 | 21
PACKAGED AIR CONDITIONING UNIT | 117543 | TEMPERZONE | OPA960RKTBG01-P | R410A | 30
PACKAGED AIR CONDITIONING UNIT | 7519 | APAC | P128AHR9BA | R407C | 29
PACKAGED AIR CONDITIONING UNIT | 7519 | APAC | P128AHR9BA | R407C | 29
PACKAGED AIR CONDITIONING UNIT | 7518 | APAC | P128AHR9BA | R407C | 29
PACKAGED AIR CONDITIONING UNIT | 7517 | APAC | P128AHR9BA | R407C | 29
PACKAGED AIR CONDITIONING UNIT | 735514 | APAC | P128AHR9BA | R407C | 29
PACKAGED AIR CONDITIONING UNIT | 148102 | APAC | H11301-301594 | R22 | 35
PACKAGED AIR CONDITIONING UNIT | 148105 | APAC | H11301-301594 | R22 | 35
PACKAGED AIR CONDITIONING UNIT | 148103 | APAC | H11301-301594 | R22 | 35
PACKAGED AIR CONDITIONING UNIT | 148101 | APAC | H11301-301594 | R22 | 35
PACKAGED AIR CONDITIONING UNIT | 113281 | TEMPERZONE | OPA1370RKTM10-ENG | R410A | 40
PACKAGED AIR CONDITIONING UNIT | 123108 | TEMPERZONE | OPA1370RKTMG01-P | R410A | 42.8
CAR PARK EXHAUST FAN | 273459 | FEDERAL | CHD718FT | NA | 0
CAR PARK EXHAUST FAN | 273459 | FEDERAL | CHD718FT | NA | 0
AIR HANDLING UNIT | 39H0916035207 | CARRIER | 39GAH0916 | NA | 0
AIR HANDLING UNIT | 39H2127035201 | CARRIER | 39GAH2127 | NA | 0
AIR HANDLING UNIT | 39H2230035211 | CARRIER | 39GAH0916 | NA | 0
CHILLED WATER PUMP | JJ2587A46567D | MONARCH | 80400BS1T | NULL | NULL
CHILLED WATER PUMP | JJ2587A46568D | MTA HCYGNUS | 80400BS1T | NULL | NULL
PACKAGED AIR CONDITIONING UNIT | 63454 | TEMPERZONE | OPA600RB | R22 | 5
SWITCHBOARD MECHANICAL | NA | NULL | NA | NA | 0
DX COMPRESSOR | 50963 | BITZER | B30-015A | R22 | 0
DX COMPRESSOR | 50961 | BITZER | B30-015A | R22 | 0
PACKAGED AIR CONDITIONING UNIT | 3PN02523-1B | DAIKIN | UATY15K | R22 | 5
PACKAGED AIR CONDITIONING UNIT | 401561 | NULL | PCG400L-0100-K | R410A | 0
PACKAGED AIR CONDITIONING UNIT | 401573 | NULL | PKY470T-6Q1-RFFT-VA-K | R410A | 0
PACKAGED AIR CONDITIONING UNIT | NA | DAIKIN | UATY12K | R22 | 5.5
PACKAGED AIR CONDITIONING UNIT | 401558 | NULL | PCG340R-0100-K | R410A | 0
PACKAGED AIR CONDITIONING UNIT | 401562 | NULL | PCG400L-0100-K | R410A | 7.63
PACKAGED AIR CONDITIONING UNIT | 4593W54561 | APAC | S37HPBH | R22 | 6
PACKAGED AIR CONDITIONING UNIT | 65629 | TEMPERZONE | OPA600R | R22 | 10.1
EVAPORATIVE COOLER | 989477 | BRAEMAR | 3030017 | NA | 0
EVAPORATIVE COOLER | 0 | ELECTROLUX | Braemar | NA | 0
KITCHEN EXHAUST FAN | 0 | FIASCO MOTOR | unknown | NA | 0
KITCHEN EXHAUST FAN | UNKNOWN | FIASCO MOTOR | FANTECH | NA | 0
AIR FAN - EXHAUST | 273445 | FEDERAL | TCD406 | NA | 0
KITCHEN EXHAUST FAN |  | FEDERAL |  | NA | 0
PACKAGED AIR CONDITIONING UNIT | 62299 | TEMPERZONE | OPA500RB | R22 | 17
PACKAGED AIR CONDITIONING UNIT | 63195 | TEMPERZONE | OPA290RA | R22 | 10
AIR FAN - EXHAUST | UNKNOWN | FEDERAL | UNKNOWN | NA | 0
AIR FAN - EXHAUST | UNKNOWN | FEDERAL | UNKNOWN | NA | 0
KITCHEN EXHAUST FAN | UNKNOWN | FEDERAL | UNKNOWN | NA | 0
PACKAGED AIR CONDITIONING UNIT | 731385 | TEMPERZONE | OPA100RKT | R410A | 2
PACKAGED AIR CONDITIONING UNIT | 766576 | TEMPERZONE | OPA161RKTYH | R410A | 4.5
PACKAGED AIR CONDITIONING UNIT | 559351 | TEMPERZONE | OPA180R | R22 | 4.5
PACKAGED AIR CONDITIONING UNIT | 91074 | TEMPERZONE | OPA550RKTBH | R410A | 0
PACKAGED AIR CONDITIONING UNIT | 762978 | TEMPERZONE | OPA161RKTYH | R410A | 2.8
PACKAGED AIR CONDITIONING UNIT | 764405 | TEMPERZONE | OPA294RKTBH | R410A | 4.9
PACKAGED AIR CONDITIONING UNIT | UNKNOWN | CARRIER APAC | S14 HP/BH | R22 | 8
KITCHEN EXHAUST FAN | 63 | FEDERAL | SCD04 | NA | 0
AIR HANDLING UNIT | AHU10 | ZEIL | 4050 | NA | 0
PACKAGED AIR CONDITIONING UNIT | 545995 | TEMPERZONE | OPA180R | R22 | 6
PACKAGED AIR CONDITIONING UNIT | 766579 | TEMPERZONE | OPA161RKTYH | R410A | 4
PACKAGED AIR CONDITIONING UNIT | 400824 | ACTRON | PCG340L-0100-K | R410A | 4.5
PACKAGED AIR CONDITIONING UNIT | 1198W113891 | CARRIER APAC |  | R22 | 2
PACKAGED AIR CONDITIONING UNIT | 4497W107844 | APAC |  | R22 | 4
AIR FAN - EXHAUST | 359552 | FEDERAL | CD406V | NA | 0
PACKAGED AIR CONDITIONING UNIT | 1898W | APAC | S30 | R22 | 15
PACKAGED AIR CONDITIONING UNIT | 63229 | TEMPERZONE | OPA600RB | R22 | 9
PACKAGED AIR CONDITIONING UNIT | 387800 | NULL | PCG340L-01P1-K | R410A | 0
PACKAGED AIR CONDITIONING UNIT | NA | APAC | P036AHR9BB | R22 | 7
PACKAGED AIR CONDITIONING UNIT | 63230 | TEMPERZONE | OPA600RB | R22 | 9
AIR HANDLING UNIT | 39H1018035199 | CARRIER | 39GAH1018 | NA | 0
AIR HANDLING UNIT | 39H223403195 | CARRIER | 39GAH2234 | NA | 0
VARIABLE SPEED DRIVE | 3052400223 | ABB | ACH550-01-044A-4+B055 | NA | 0
AIR HANDLING UNIT | 39H1422035198 | CARRIER | 39GAH1422 | NA | 0
AIR HANDLING UNIT | 39H1422035193 | CARRIER | 39GAH1422 | NA | 0
VARIABLE SPEED DRIVE | 3132202123 | ABB | ACH550-01-023A-4+B055 | NA | 0
AIR FAN - EXHAUST | ?? | FEDERAL | NA | NA | 0
PACKAGED AIR CONDITIONING UNIT | 387803 | ACTRON | PKY470T-6Q1-LFT-VA-KL | R410A | 7
PACKAGED AIR CONDITIONING UNIT | 764406 | TEMPERZONE | OPA294RKTBH | R410A | 5
PACKAGED AIR CONDITIONING UNIT | 545989 | TEMPERZONE | OPA180R | R22 | 6
PACKAGED AIR CONDITIONING UNIT | 4094W68528 | APAC | S25 | R22 | 10
PACKAGED AIR CONDITIONING UNIT | 765028 | TEMPERZONE | OPA370RKTBH | R410A | 5.8
PACKAGED AIR CONDITIONING UNIT | 762988 | TEMPERZONE | OPA161RKTYH | R410A | 6
PACKAGED AIR CONDITIONING UNIT | NA | APAC | S14 | R22 | 4
AIR HANDLING UNIT | 7022 | PIFAN | AIRFOIL | NA | 0
VARIABLE SPEED DRIVE | 3051700755 | ABB | ACH550-01-038A-4+B055 | NA | 0
SWITCHBOARD MECHANICAL | NULL | UNKNOWN | NULL | NULL | NULL
PACKAGED AIR CONDITIONING UNIT | 400823 | ACTRON | PCG340L-0100-K | R410A | 6
AIR FAN - EXHAUST | 459126 | FEDERAL | FAD062-17DM | NA | 0
AIR HANDLING UNIT | 39H1722852124 | CARRIER | 39GAH1722 | NA | 0
AIR FAN - EXHAUST | 300134 | FEDERAL | CE508V | NA | 0
AIR FAN - EXHAUST | 263226 | FEDERAL | FAD078-11DM | NA | 0
AIR HANDLING UNIT | 39H0813852080 | CARRIER | 39GAH0813 | NA | 0
VARIABLE SPEED DRIVE | 3045300341 | ABB | ACH550-01-031A-4+B055 | NA | 0
AIR HANDLING UNIT | AHU7 | YORK | 5080 | NA | 0
AIR HANDLING UNIT | AHU4 | YORK | 6070 | NA | 0
VARIABLE SPEED DRIVE | 3051500184 | ABB | ACH550-01-023A-4+B055 | NA | 0
AIR HANDLING UNIT | AHU3 | YORK | 4050 | NA | 0
VARIABLE SPEED DRIVE | 3044900103 | ABB | ACH550-01-08A8-4+B055 | NA | 0
COOL/FREEZER ROOM | 0 | NULL | C420 | R404A | 0
SWITCHBOARD MECHANICAL | NA | NULL | NA | NA | 0
SWITCHBOARD MECHANICAL | NULL | UNKNOWN | NULL | NULL | NULL
SWITCHBOARD MECHANICAL | NA | NULL | NA | NA | 0
SWITCHBOARD MECHANICAL | NA | NULL | NA | NA | 0
SWITCHBOARD MECHANICAL | NA | NULL | NA | NA | 0
COOL/FREEZER ROOM | N2664 | HEATCRAFT | AW54MGB5 | NA | 0
EVAPORATIVE COOLER | UNKNOWN | ELECTROLUX | UNKNOWN | NA | 0
COOL/FREEZER ROOM | 0 | NULL | CR420 | R404A | 0
CAR PARK EXHAUST FAN | N/A | NULL | N/A | NULL | NULL
EVAPORATIVE COOLER | FM28690610 | BRAEMAR | D125 | NULL | NULL
CHILLER - AIR COOLED | NA | HITACHI | RCU2E180AG2 | R407C | 129
CHILLER - AIR COOLED | NA | HITACHI | RCU2E240 | R407C | 129
CHILLED WATER PUMP | 10414 | ALCAIR | A20C | NULL | NULL
CHILLED WATER PUMP | 10614 | ALCAIR | A20C | NULL | NULL
CHILLED WATER PUMP | NA | MTA HCYGNUS | 6209-2ZC3 | NA | 0
CHILLED WATER PUMP | NA | MTA HCYGNUS | 6209-2ZC3 | NA | 0
VARIABLE SPEED DRIVE |  | DANFOSS |  | NULL | NULL
VARIABLE SPEED DRIVE |  | DANFOSS |  | NULL | NULL
SWITCHBOARD MECHANICAL | NULL | UNKNOWN | NULL | NULL | NULL
SWITCHBOARD MECHANICAL | NA | NULL | NA | NA | 0
SWITCHBOARD MECHANICAL | NA | NULL | NA | NA | 0
SMOKE EXHAUST FAN | NA | NULL | NA | NA | 0
VARIABLE SPEED DRIVE | 3052300155 | ABB | ACH550-01-044A-4+B055 | NA | 0
VARIABLE SPEED DRIVE | 3052300157 | ABB | ACH550-01-044A-4+B055 | NA | 0
VARIABLE SPEED DRIVE | 042815G321 | DANFOSS | 131B8218 | NA | 0
VARIABLE SPEED DRIVE | 3051700754 | ABB | ACH550-01-038A-4+B055 | NA | 0
SWITCHBOARD MECHANICAL | NA | HURLCON | UNKNOWN | NA | 0
SWITCHBOARD MECHANICAL |  | NULL | NA | NA | 0
AIR HANDLING UNIT | 957705 | NULL | 40 | NA | 0
NON DUCTED SPLIT SYSTEM | 1072714338 | HITACHI | RAS-70YHA2 | R410A | 0
NON DUCTED SPLIT SYSTEM | 1072714338 | HITACHI | RAC-70YHA2 | R410A | 2
PACKAGED AIR CONDITIONING UNIT | 9W10305 | APAC | S11 | R22 | 0
PACKAGED AIR CONDITIONING UNIT | 4199W135343 | APAC | P030AHR9AA | NULL | NULL
PACKAGED AIR CONDITIONING UNIT | 960815 | TEMPERZONE | OPA340RKTBH | R410A | 5.98
DUCTED SPLIT SYSTEM | 692788 | APAC | NA | R407C | 0
PACKAGED AIR CONDITIONING UNIT | 4593W54563 | CARRIER APAC | S37HP/BH | R22 | 4
PACKAGED AIR CONDITIONING UNIT | 48893W5639 | APAC | S14HP/BH | R22 | 10
PACKAGED AIR CONDITIONING UNIT | 547959 | APAC | P024AHC9AB | R22 | 4
DUCTED SPLIT SYSTEM | 856938 | APAC | S0150HR9BN | R407C | 4
PACKAGED AIR CONDITIONING UNIT | 811579 | TEMPERZONE | OPA116RKTYH | R410A | 0
PACKAGED AIR CONDITIONING UNIT | 4297U107842 | APAC | S20 | NULL | NULL
PACKAGED AIR CONDITIONING UNIT | ?? | ACTRON | ?? | R22 | 0
PACKAGED AIR CONDITIONING UNIT | 4593W54555 | APAC | S24 HPBH-02 | R22 | 7
PACKAGED AIR CONDITIONING UNIT | 65630 | TEMPERZONE | OPA600R | R22 | 10.1
PACKAGED AIR CONDITIONING UNIT | 641931 | NULL | PCG233U | R410A | 6.8
PACKAGED AIR CONDITIONING UNIT | 641930 | NULL | PCG233U | R410A | 6.8
PACKAGED AIR CONDITIONING UNIT | NA | APAC | NA | R22 | 0
PACKAGED AIR CONDITIONING UNIT | 4593W54550 | APAC | S21 | NULL | NULL
PACKAGED AIR CONDITIONING UNIT | 648097 | APAC | P075AHR9AD | R22 | 8
PACKAGED AIR CONDITIONING UNIT | 65631 | TEMPERZONE | OPA600R | R22 | 10
PACKAGED AIR CONDITIONING UNIT | 63322 | TEMPERZONE | OPA600RB | R22 | 0
PACKAGED AIR CONDITIONING UNIT | NA | APAC | NA | R22 | 10
PACKAGED AIR CONDITIONING UNIT | 62348 | TEMPERZONE | OPA600RB | R22 | 10
PACKAGED AIR CONDITIONING UNIT | 551112 | TEMPERZONE | OPA150R | R22 | 10
DUCTED SPLIT SYSTEM | 61959 | TEMPERZONE | OSA260RA-X | R22 | 10
DUCTED SPLIT SYSTEM | 43335 | TEMPERZONE | OSA127R-X | R407C | 12
PACKAGED AIR CONDITIONING UNIT | 63321 | TEMPERZONE | OPA780RB | R22 | 20
PACKAGED AIR CONDITIONING UNIT | 62339 | TEMPERZONE | OPA410RA | R22 | 0
CHILLER - AIR COOLED | 12V511432 | CARRIER | 30GX-227-AO297 | R134A | 124
CHILLER - AIR COOLED | 12V511431 | CARRIER | 30GX-227-AO297 | R134A | 250
CHILLER - AIR COOLED | A94A0688 | TRANE | CGAD-16OD-AA-G 0021 | R22 | 0
CHILLER - AIR COOLED | A94A0687 | TRANE | CGAD-16OD-AA-G-00211 | R22 | 0
AIR HANDLING UNIT | NA | CUSTOM-BUILT | NA | NULL | NULL
BOILER - GAS FIRED | NA | FERROLI | NA | NULL | NULL
COOLING TOWER | 18J0400 | BAC | VXCS 86 | NULL | NULL
COOLING TOWER | 18J0401 | BAC | VXCS 86 | NULL | NULL
PRESSURE VESSEL | 64954 | BITZER | B30-017D | NULL | NULL
PRESSURE VESSEL | 62090 | BITZER | B30-017D | NULL | NULL
SWITCHBOARD MECHANICAL |  | R.G.LADD |  | NULL | NULL
WALL MOUNTED SPLIT SYSTEM | ? | APAC | ? | R22 | 15
PACKAGED AIR CONDITIONING UNIT | 319515 | ACTRON | PCA340S-0100 | R410A | 6.7
CASSETTE SPLIT SYSTEM | YOUKPAF2400067P | SAMSUNG | UH140EAV | R410A | 3
NON DUCTED SPLIT SYSTEM | 711B0019 | CARRIER | 38VYX11ON | R410A | 5
NON DUCTED SPLIT SYSTEM | E006939 | DAIKIN | RZQ125KV4A | R410A | 3.7
NON DUCTED SPLIT SYSTEM | E009229 | DAIKIN | RQ100KV4A | R410A | 3.7
NON DUCTED SPLIT SYSTEM | 93100043 | CARRIER | 38NYUO45M-A | R410A | 5
PACKAGED AIR CONDITIONING UNIT | 319518 | ACTRON | PCA340AS-0100 | R410A | 13
CASSETTE SPLIT SYSTEM | E005935 | DAIKIN | RZQ150KV4A | R410A | 4
PACKAGED AIR CONDITIONING UNIT | 413101 | APAC | PO23AHR9AA | R22 | 10
PACKAGED AIR CONDITIONING UNIT | 652177 | APAC | PO55AH9AD | R22 | 12
PACKAGED AIR CONDITIONING UNIT | 653300 | APAC | PO55AH9AE | R22 | 10
PACKAGED AIR CONDITIONING UNIT | 652450 | APAC | PO55AHR9AE | R22 | 12
PACKAGED AIR CONDITIONING UNIT | 648938 | APAC | PO55AHR9AE | R22 | 12
PACKAGED AIR CONDITIONING UNIT | 648061 | APAC | PO64AHR9AD | R22 | 12
PACKAGED AIR CONDITIONING UNIT | 651217 | APAC | PO55AHR9AE | R22 | 12
PACKAGED AIR CONDITIONING UNIT | 651216 | APAC | PO55AHR9AE | R22 | 12
PACKAGED AIR CONDITIONING UNIT | 652448 | APAC | PO55AHR9AE | R22 | 12
PACKAGED AIR CONDITIONING UNIT | 653087 | APAC | PO64AHR9AD | R22 | 12
PACKAGED AIR CONDITIONING UNIT | 653088 | APAC | PO64AHR9AD | R22 | 12
PACKAGED AIR CONDITIONING UNIT | 653299 | APAC | PO55AHR9AE | R22 | 12
PACKAGED AIR CONDITIONING UNIT | 416767 | APAC | PO55AHR9AE | R22 | 12
DUCTED SPLIT SYSTEM | 720832 | TEMPERZONE | OSA 330RKTV | R410A | 12
PACKAGED AIR CONDITIONING UNIT | 416768 | APAC | PO55AHR9AE | R22 | 12
PACKAGED AIR CONDITIONING UNIT | 652399 | APAC | PO85AHR9AD | R22 | 21
PACKAGED AIR CONDITIONING UNIT | 649729 | APAC | PO55AHR9AE | R22 | 15
PACKAGED AIR CONDITIONING UNIT | 648939 | APAC | PO55AHR9AE | R22 | 15
PACKAGED AIR CONDITIONING UNIT | 648335 | APAC | PO55AHR9AE | R22 | 15
PACKAGED AIR CONDITIONING UNIT | 646415 | APAC | PO75AHR9AD | R22 | 15
PACKAGED AIR CONDITIONING UNIT | 653089 | APAC | PO75AHR9AD | R22 | 15
PACKAGED AIR CONDITIONING UNIT | 653090 | APAC | PO75AHR9AD | R22 | 15
PACKAGED AIR CONDITIONING UNIT | 653091 | APAC | PO85AHR9Ad | R22 | 20
PACKAGED AIR CONDITIONING UNIT | 856354 | APAC | P014AHR9AD | R22 | 4
DX COMPRESSOR | 2280102011 | BITZER | CSH8551-110Y | R407C | 250
DX COMPRESSOR | 2285004915 | BITZER | CSH8551-110Y | R407C | 250
AIR FAN - EXHAUST |  | AIR DESIGN |  | NULL | NULL
SWITCHBOARD MECHANICAL |  | NULL |  | NULL | NULL
SWITCHBOARD MECHANICAL |  | NULL |  | NULL | NULL
SWITCHBOARD MECHANICAL |  | CLYDE-APAC |  | NULL | NULL
SWITCHBOARD MECHANICAL |  | CLYDE-APAC |  | NULL | NULL
SWITCHBOARD MECHANICAL |  | NULL |  | NULL | NULL
AIR HANDLING UNIT | 9450 | HITACHI | LAMINAR | NA | 0
AIR HANDLING UNIT | 9449 | HITACHI | LAMINAR | NA | 0
AIR HANDLING UNIT | 9448 | HITACHI | LAMINAR | NA | 0
CAR PARK SUPPLY AIR FAN | 45845 | AIR DESIGN | AP100-4A7A75 | NA | 0
CAR PARK EXHAUST FAN | 0 | AIR DESIGN | AP080-4G14A55 | NULL | NULL
CAR PARK SUPPLY AIR FAN |  | AIR DESIGN | AP100-4A7A40 | NA | 0
ELECTRIC DUCT HEATER |  | SULZER | 31.5 KW | NA | 0
SWITCHBOARD MECHANICAL |  | REGENT |  | NULL | NULL
SWITCHBOARD MECHANICAL |  | REGENT |  | NULL | NULL
SWITCHBOARD MECHANICAL |  | REGENT |  | NULL | NULL
ELECTRIC DUCT HEATER |  | SULZER | 45 KW | NA | 0
ELECTRIC DUCT HEATER |  | SULZER | 72 KW | NA | 0
ELECTRIC DUCT HEATER |  | SULZER | 63 KW | NA | 0
ELECTRIC DUCT HEATER |  | SULZER | 54 KW | NA | 0
ELECTRIC DUCT HEATER |  | SULZER | 54 KW | NA | 0
TOILET EXHAUST FAN |  | AIR DESIGN | AP040-4G10A03 | NULL | NULL
AIR COOLED SPLIT SYSTEM |  | NULL | PATTON NQAC 10,000 X 2, CARLYE 06E227561 | NA | 0
AIR FAN - EXHAUST | 45845 | AIR DESIGN | AP063-4G10A30 | NULL | NULL
SMOKE EXHAUST FAN | 45850 | FANTECH | SS125-6A7B15 | NA | 0
AIR FAN - EXHAUST |  | FEDERAL |  | NA | 0
SWITCHBOARD MECHANICAL |  | NULL |  | NA | 0
SWITCHBOARD MECHANICAL |  | NULL |  | NA | 0
SWITCHBOARD MECHANICAL |  | NULL |  | NA | 0
SMOKE EXHAUST FAN | 45850 | FANTECH | SS125-6AS15 | NA | 0
SMOKE EXHAUST FAN | 45860 | FEDERAL | SS125-6AB15 | NA | 0
SMOKE EXHAUST FAN | 45850 | AIR DESIGN | SS125-6A7B15 | NULL | NULL
SMOKE EXHAUST FAN |  | FEDERAL | SS125-6A7B15 | NA | 0
SMOKE EXHAUST FAN |  | AIR DESIGN | SS125-6A7B15 | NULL | NULL
SMOKE EXHAUST FAN |  | AIR DESIGN | SS125-6A7B15 | NULL | NULL
SMOKE EXHAUST FAN |  | AIR DESIGN | AP125-4A4B15H | NULL | NULL
SMOKE EXHAUST FAN |  | AIR DESIGN | AP125-4A4B15H | NULL | NULL
VARIABLE SPEED DRIVE | 069006A453 | DANFOSS | 131NO196 | NA | 0
VARIABLE SPEED DRIVE | 076406A024 | DANFOSS | 131N0196 | NA | 0
VARIABLE SPEED DRIVE | 069306A453 | DANFOSS | 131N0196 | NULL | NULL
SWITCHBOARD MECHANICAL |  | NULL |  | NULL | NULL
SWITCHBOARD MECHANICAL |  | NULL | B&R | NA | 0
ELECTRIC DUCT HEATER |  | SULZER | 54 KW | NA | 0
BMS |  | NULL |  | NA | 0
VARIABLE SPEED DRIVE | 019202G114 | DANFOSS | TC: FC-101P22KT4P5AH3XAXXXXSXXXXAXBXCXXX | NA | 0
VARIABLE SPEED DRIVE | 019302G114 | DANFOSS | TC: FC-101P22KT4P5AH3XAXXXXSXXXXAXBXCXXX | NA | 0
HEATING HOT WATER PUMP | 205837920000 | WOLF ELECTRICAL | TYP BL100320-224, ART-NO. 20387920807 | NULL | NULL
HEATING HOT WATER PUMP | 205837920000 | WOLF ELECTRICAL | TYP BL100320-224, ART-NO. 20387920807 | NULL | NULL
TOILET EXHAUST FAN | 521678 | AQUATHERM | CE404V | NULL | NULL
AIR FAN - EXHAUST |  | AIR DESIGN | CD406D | NULL | NULL
AIR FAN - EXHAUST |  | FEDERAL |  | NA | 0
AIR FAN - EXHAUST | 519316 | FEDERAL | CE314D | NA | 0
EXPANSION TANK (CLOSED LOOPS) |  | NULL | PNEUMATEX STATICO SD 80.3 | NA | 0
DOSING POT (CLOSED LOOPS) |  | LENCO |  | NA | 0
PACKAGED AIR CONDITIONING UNIT | 737461 | APAC | P018AHR9AE | R22 | 4
PACKAGED AIR CONDITIONING UNIT | NHS | TEMPERZONE | NS | R22 | 4
PACKAGED AIR CONDITIONING UNIT | 739409 | APAC | P030AHR9AE | R22 | 4
DUCTED SPLIT SYSTEM | 423993 | TEMPERZONE | OSA220R | R22 | 7
PACKAGED AIR CONDITIONING UNIT | 32044880 | CLIMAVENETA | CLIMAVENTA WSM-TAR 0302 | R410A | 18
PACKAGED AIR CONDITIONING UNIT | R1107001 | YORK | YRM108C4QBDCX | R407C | 21
PACKAGED AIR CONDITIONING UNIT | 32044881 | CLIMAVENETA | WSM-TAR0402 | R410A | 21
PACKAGED AIR CONDITIONING UNIT | R1107002 | YORK | YRM175C4QBDCX | R407C | 50
AIR HANDLING UNIT | 2897W02492 | CARRIER | RQO34 | R22 | 88
AIR HANDLING UNIT | 2897W02496 | CARRIER | RQO44 | R22 | 88
AIR HANDLING UNIT | 2897W02497 | CARRIER | RQO44 | R22 | 88
AIR HANDLING UNIT | 2897W02493 | CARRIER | RQO34 | R22 | 88
AIR HANDLING UNIT | 2897W02495 | CARRIER | RQ034 | R407C | 88
AIR HANDLING UNIT | 2897W02494 | CARRIER | RQ034 | R407C | 88
AIR HANDLING UNIT | 2897W02498 | CARRIER | RQ044 | R407C | 88
AIR COOLED SPLIT SYSTEM |  | NULL | PATTON HQAC 5000, PATTON NQAC 10,000, CA | R22 | 88
AIR COOLED SPLIT SYSTEM |  | NULL | PATTON HQAC 10002 X 2, CARLYLE 06ET57560 | R22 | 88
AIR COOLED SPLIT SYSTEM |  | NULL | PATTON NQAC 6000 X 2, CARLYLE 06ET565600 | R22 | 88
CONDENSER UNIT | 32043071 | CLIMAVENETA | CLIMAVENTA HCATB 0412 | R407C | 88
CHILLER - AIR COOLED | 32043035 | CLIMAVENETA | MCATLN0702 | R407C | 88
CONDENSER UNIT | 32023086 | CLIMAVENETA | CLIMAVENTA HCATB 0412 | R407C | 88
CHILLER - AIR COOLED | 2FAM020848 | YORK | ttt | R134A | 312
CONDENSER WATER PUMP | 3018 | HADEN | LP100.200.191 | NA | 0
CONDENSER WATER PUMP | NA | HADEN | LP60.200.170 | NA | 0
CONDENSER WATER PUMP | NA | HADEN | LP60.200.1.170 | NA | 0
CONDENSER WATER PUMP | NA | HADEN | LP.100.200.191 | NA | 0
FIRE DAMPER | NA | COLD MAGIC | NA | NA | 0
FAN COIL UNIT - DUCTED |  | SUNDOWNER | TCR1000-SW-DC | NA | 0
SWITCHBOARD MECHANICAL |  | NULL |  | NA | 0
WALL MOUNTED SPLIT SYSTEM | 1008 | HONEYWELL | RAS-35YHA3 | NA | 0
UNDER CEILING SPLIT SYSTEM |  | DAKO | FFQ60VB1B | NA | 0
UNDER CEILING SPLIT SYSTEM |  | MODULEX |  | NA | 0
WALL MOUNTED SPLIT SYSTEM |  | HONEYWELL |  | NA | 0
BOILER - GAS ATMOSPHERIC | 891517 | AIRA | HL2933 | NA | 0
BOILER - GAS ATMOSPHERIC | 891520 | AIRA | HL4600 | NA | 0
BOILER - GAS ATMOSPHERIC | 891519 | AIRA | HL 4600 | NA | 0
HEATING HOT WATER PUMP | 9018 | HARDLAND | LP80.200.170 | NA | 0
HEATING HOT WATER PUMP | 9016 | HARDLAND | LP30.200.170 | NA | 0
HEATING HOT WATER PUMP | 9018 | HARDLAND | LP80.200.180 | NA | 0
BOILER - GAS FIRED | 8475 | MULLER | MODULEX EXT660 | NULL | NULL
HEATING HOT WATER PUMP | 12503A | NULL | FCE4 65 | NA | 0
HEATING HOT WATER PUMP | 31MAL11 11012070495 | NULL | M22 W22 | NA | 0
CHILLED WATER PUMP | AK6465 | KELVINATOR | AKP02117C | NA | 0
CONDENSER WATER PUMP | AK11479 | KELVINATOR | AKP2517C | NA | 0
CHILLED WATER PUMP | NBG150-125-400368AF-E-C-BQQE | HARDLAND | A98512810P114130001 | NA | 0
CONDENSER WATER PUMP | NBG150-125-315290 A-E-C-BQQE | HARDLAND | A96882918P114120001 | NA | 0
CHILLED WATER PUMP | AK 00342 | KELVINATOR | AK3117C | NA | 0
CONDENSER WATER PUMP | 039-8782 | KELVINATOR | AK3506CDF | NA | 0
FAN COIL UNIT - DUCTED | NA | SUNDOWNER | TCR-1000-SW-DC | NA | 0
FAN COIL UNIT - DUCTED | NA | SUNDOWNER | TCR10000-HW-DC | NA | 0
FAN COIL UNIT - DUCTED | NA | SUNDOWNER | TCR 1000-SW--DC | NA | 0
FAN COIL UNIT - DUCTED | NA | SUNDOWNER | TCR100-SW-DC | NA | 0
FAN COIL UNIT - DUCTED | NA | SUNDOWNER | TCR-1000-SW--DC | NA | 0
FAN COIL UNIT - DUCTED | NA | SUNDOWNER | TCR1000-SW-DC | NA | 0
FAN COIL UNIT - DUCTED | NA | SUNDOWNER | TCR600-SW-DC | NA | 0
FAN COIL UNIT - DUCTED | NA | SUNDOWNER | TCR-1000-SW--DC | NA | 0
FAN COIL UNIT - DUCTED | NA | SUNDOWNER | TCR1000-SW-DC | NA | 0
FAN COIL UNIT - DUCTED | NA | SUNDOWNER | TCR1000-HW-DC | NA | 0
FAN COIL UNIT - DUCTED | NA | SUNDOWNER | TCR1000-HW-DC | NA | 0
FAN COIL UNIT - DUCTED | NA | SUNDOWNER | TCR1000-HW-DC | NA | 0
FAN COIL UNIT - DUCTED | NA | SUNDOWNER | TCR1000-HW-DC | NA | 0
FAN COIL UNIT - DUCTED | NA | SUNDOWNER | TCR600-SW-DC | NA | 0
FAN COIL UNIT - DUCTED | NA | SUNDOWNER | TCR1000-HW-DC | NA | 0
EVAPORATIVE COOLER | NA | BRAEMAR | 300SM SD | NA | 0
AIR FAN - OUTSIDE | NA | FEDERAL | NA | NA | 0
FAN COIL UNIT - DUCTED | NA | SUNDOWNER | TCR800-SW-DC | NA | 0
FAN COIL UNIT - DUCTED | NA | SUNDOWNER | TCR800-SW-DC | NA | 0
FAN COIL UNIT - NON DUCTED | NONE LISTED | SUNDOWNER | TCR600-SW-DC | NA | 0
AIR HANDLING UNIT | A90B6466 | TRITEC ELECT | CCHB-31V8 | NA | 0
AIR HANDLING UNIT | A90 B6465 | TRITEC ELECT | CCHB31V8 | NA | 0
AIR HANDLING UNIT | A90B6470 | TRITEC ELECT | CCHB-31V8 | NA | 0
FAN COIL UNIT - NON DUCTED | NA | SUNDOWNER | TCR800-SW-DC | NA | 0
FAN COIL UNIT - NON DUCTED | NA | SINKO | TCR600-SW-DC | CHILLED WATER | 0
FAN COIL UNIT - NON DUCTED | NA | SUNDOWNER | TCR600SW-DC | NA | 0
FAN COIL UNIT - NON DUCTED | NA | SUNDOWNER | TCR1000-HW-DC | NA | 0
FAN COIL UNIT - NON DUCTED | NA | SUNDOWNER | TCR1000-HW-DC | NA | 0
FAN COIL UNIT - NON DUCTED | NA | SUNDOWNER | TCR600-SW-DC | NA | 0
FAN COIL UNIT - NON DUCTED | NA | SUNDOWNER | TCR1000HW-DC | NA | 0
FAN COIL UNIT - NON DUCTED | NA | SUNDOWNER | TCR800-SW-DC | NA | 0
FAN COIL UNIT - DUCTED | NA | SUNDOWNER | TCR1000-HW-DC | NA | 0
FAN COIL UNIT - DUCTED | NA | SUNDOWNER | TCR600SW-DC | NA | 0
HEATING HOT WATER PUMP | A21808 | REHAU | 50L-170-T14B | NA | 0
AIR HANDLING UNIT | A89L0088 | TRITEC ELECT | CWHC-3000 | NA | 0
AIR HANDLING UNIT | A9086460 | TRITEC ELECT | CCHB-08H1 | NA | 0
FAN COIL UNIT - NON DUCTED | NA | SUNDOWNER | TCR800-SW-DC | NA | 0
FAN COIL UNIT - NON DUCTED | NA | SUNDOWNER | TCR800-SW-DC | NA | 0
FAN COIL UNIT - NON DUCTED | NA | SUNDOWNER | TCR1000-HW-DC | NA | 0
FAN COIL UNIT - NON DUCTED | NA | SUNDOWNER | TCR600-SW-DC | NA | 0
AIR HANDLING UNIT | A90H0100 | TRITEC ELECT | CWHC-3000 | NA | 0
AIR HANDLING UNIT | NA | TRITEC ELECT | CWHC-1900 | NA | 0
AIR HANDLING UNIT | NA | TRITEC ELECT | CWHC-1900 | NA | 0
AIR HANDLING UNIT | NA | TRITEC ELECT | CWHC1900 | NA | 0
AIR HANDLING UNIT | NA | TRITEC ELECT | CWHC-1900 | NA | 0
AIR HANDLING UNIT | NA | TRITEC ELECT | CWHC-1900 | NA | 0
AIR HANDLING UNIT | NA | TRITEC ELECT | CWHC1900 | NA | 0
AIR HANDLING UNIT | NA | TRITEC ELECT | CWHC-1900 | NA | 0
AIR HANDLING UNIT | NA | TRITEC ELECT | CWHC-1900 | NA | 0
AIR HANDLING UNIT | NA | TRITEC ELECT | CWHB-1900 | NA | 0
AIR HANDLING UNIT | NA | TRITEC ELECT | CWHC-1900 | NA | 0
AIR HANDLING UNIT | NA | TRITEC ELECT | CWHC-3000 | NA | 0
AIR HANDLING UNIT | NA | TRITEC ELECT | CWHB-3000 | NA | 0
AIR HANDLING UNIT | NA | TRITEC ELECT | CWHC-3000 | NA | 0
AIR HANDLING UNIT | NA | TRITEC ELECT | NA | NA | 0
AIR HANDLING UNIT | A90A0111 | TRITEC ELECT | CWHC-3000 | NA | 0
AIR HANDLING UNIT | NA | TRITEC ELECT | NA | NA | 0
AIR HANDLING UNIT | NA | TRITEC ELECT | CWHC-1900 | NA | 0
AIR HANDLING UNIT | A89M0095 | TRITEC ELECT | CWHC-3000 | NA | 0
AIR HANDLING UNIT | A89M0096 | TRITEC ELECT | CWHC-3000 | NA | 0
AIR HANDLING UNIT | NA | TRITEC ELECT | CHWC-3000 | NA | 0
AIR HANDLING UNIT | NA | TRITEC ELECT | CHWC-3000 | NA | 0
AIR HANDLING UNIT | NA | TRITEC ELECT | CWHC-3000 | NA | 0
AIR HANDLING UNIT | NA | TRITEC ELECT | CWHC-3000 | NA | 0
AIR HANDLING UNIT | 97713 | NULL | NA | NA | 0
AIR HANDLING UNIT | NA | TRITEC ELECT | CCHB-14H1 | NA | 0
AIR HANDLING UNIT | NA | TRITEC ELECT | CCHB 14H1 | NA | 0
AIR HANDLING UNIT | NA | TRITEC ELECT | CCHB-21H1 | NA | 0
AIR HANDLING UNIT | NA | TRITEC ELECT | CCHB-21H1 | NA | 0
AIR HANDLING UNIT | NA | TRITEC ELECT | CCHB-1241 | NA | 0
AIR HANDLING UNIT | NA | TRITEC ELECT | CCHB-31H1 | NA | 0
AIR HANDLING UNIT | NA | TRITEC ELECT | CCHB21H1 | NA | 0
AIR HANDLING UNIT | NA | TRITEC ELECT | 21C-HDT-WB | NA | 0
AIR HANDLING UNIT | NA | TRITEC ELECT | 17D-HDT-WB | NA | 0
AIR HANDLING UNIT | NA | TRITEC ELECT | CCHB-17H1 | NA | 0
AIR HANDLING UNIT | NA | TRITEC ELECT | CCHB-25H1 | NA | 0
AIR HANDLING UNIT | NA | TRITEC ELECT | CCHB-21H1 | NA | 0
AIR HANDLING UNIT | NA | TRITEC ELECT | CCHB-17H1 | NA | 0
AIR HANDLING UNIT | NA | TRITEC ELECT | CCHB-21H1 | NA | 0
AIR HANDLING UNIT | NA | TRITEC ELECT | CCHB-25-H1 | NA | 0
AIR HANDLING UNIT | NA | TRITEC ELECT | CCHB-25H1 | NA | 0
AIR HANDLING UNIT | NA | TRITEC ELECT | CCHB-17H1 | NA | 0
AIR HANDLING UNIT | NA | TRITEC ELECT | CCHB-31H1 | NA | 0
AIR HANDLING UNIT | NA | TRITEC ELECT | CCHB-25H1 | NA | 0
STAIRWELL PRESSURISATION FAN |  | ROBERT SHAW |  | NA | 0
AIR HANDLING UNIT | A89L6326 | TRITEC ELECT | CCHB-31H1 | NA | 0
AIR HANDLING UNIT | NA | TRITEC ELECT | CCHB-25H1 | NA | 0
AIR HANDLING UNIT | NA | TRITEC ELECT | CWHC-1900 | NA | 0
AIR HANDLING UNIT | NA | TRITEC ELECT | CCHB-31H1 | NA | 0
AIR HANDLING UNIT | NA | TRITEC ELECT | 25E-HDT | NA | 0
AIR HANDLING UNIT | NA | TRITEC ELECT | CWHC-1900 | NA | 0
AIR HANDLING UNIT | NA | TRITEC ELECT | CWHC-3000 | NA | 0
AIR HANDLING UNIT | NA | TRITEC ELECT | CHWC-3000 | NA | 0
FAN COIL UNIT - NON DUCTED | NA | SUNDOWNER | TCR1000-HW-DC | NA | 0
FAN COIL UNIT - NON DUCTED | NA | SUNDOWNER | TCR1000-HW-DC | NA | 0
FAN COIL UNIT - NON DUCTED | NA | SUNDOWNER | TCR1000-HW-DC | NA | 0
AIR HANDLING UNIT | NA | TRITEC ELECT | CCHB-21H1 | NA | 0
AIR HANDLING UNIT | NA | TRITEC ELECT | CCHB-21H1 | NA | 0
AIR HANDLING UNIT | NA | TRITEC ELECT | CCHB-31H1 | NA | 0
FAN COIL UNIT - NON DUCTED | NA | SINKO | TCR1000-SW-DC | NA | 0
FAN COIL UNIT - NON DUCTED | NA | SINKO | TCR1200-SW-DC | NA | 0
FAN COIL UNIT - NON DUCTED | NA | SINKO | TCR600-SW-DC | NA | 0
FAN COIL UNIT - NON DUCTED | NA | SINKO | TCR1400-SW-DC | NA | 0
FAN COIL UNIT - NON DUCTED | NA | SINKO | TCR1000-HW-DC | NA | 0
FAN COIL UNIT - NON DUCTED | NA | SINKO | TCR1000-HW-DC | NA | 0
FAN COIL UNIT - NON DUCTED | NA | SINKO | TCR1000-HW-DC | NA | 0
BOILER - GAS ATMOSPHERIC | 891520 | AIRA | HL4600 | NA | 0
CONDENSER WATER PUMP | 3686U | SPP GAAM | 125-32 | NULL | NULL
CONDENSER WATER PUMP | 3687U | SPP GAAM | 125-32 | NULL | NULL
HEATING HOT WATER PUMP | 9801960 | AJAX | E80-40 - A20C | NULL | NULL
BOILER - GAS ATMOSPHERIC | NA | RAYPAK | 3164BEM | NULL | NULL
AIR HANDLING UNIT | 3098W03262 | CARRIER | RW024 | NA | 0
AIR HANDLING UNIT | 3098W03263 | CARRIER | 2W026 | NA | 0
AIR HANDLING UNIT | 3098W03260 | CARRIER | RW024 | NA | 0
AIR HANDLING UNIT | 3098W03261 | CARRIER | RW026 | NA | 0
AIR HANDLING UNIT | LTT09-0162A1-002 | WALKER | CW 390-S | CHILLED & HEATING WATER | 0
AIR HANDLING UNIT | LTT09-0162A1-001 | WALKER | CW 390-S | CHILLED & HEATING WATER | 0
AIR HANDLING UNIT | LTT09-0162B-001 | WALKER | CW 250-4 | CHILLED & HEATING WATER | 0
COOLING TOWER | 13J0163 | BAC | VXT 350 | NULL | NULL
COOLING TOWER | A5740 | AQUA | AFT8 - 49 | NULL | NULL
CHILLED WATER PUMP | 7801963 | AJAX | E80-40 - A20C | NULL | NULL
CHILLED WATER PUMP | 9801964 | AJAX | E80-40 - A20C | NULL | NULL
CHILLED WATER PUMP | 108371001-003 | TAC | HLA 160MA - 42-2 | NA | 0
CHILLED WATER PUMP | 21G98A24 | SOUTHERN CROSS | 100X65-315 | NULL | NULL
CHILLED WATER PUMP | 21G98A25 | SOUTHERN CROSS | 100X65-315 | NULL | NULL
KITCHEN EXHAUST FAN | 197943 | FANS DIRECT | KMV500-4ED | NULL | NULL
KITCHEN EXHAUST FAN | 197943 | FANS DIRECT | KMV500-4ED | NULL | NULL
KITCHEN EXHAUST FAN | 618478 | FANTECH | CHD 634 | NULL | NULL
CONDENSER WATER PUMP | A355-573-1 | MONARCH | SW150-40 | NULL | NULL
AIR HANDLING UNIT | A98J2239 | TRANE | 42225 | CHILLED & HEATING WATER | 0
AIR HANDLING UNIT | A98J2236 | TRANE | 2024-11-13 | CHILLED & HEATING WATER | 0
AIR HANDLING UNIT | 1M0499-00867 | TRANE | DWAA1311R4W140R710RN1055RD A | CHILLED & HEATING WATER | 0
AIR HANDLING UNIT | 1M0499-00866 | TRANE | DWAA1210R4W150R710RN0958PD A | CHILLED & HEATING WATER | 0
AIR HANDLING UNIT | unknown | TRANE | unknown | CHILLED & HEATING WATER | 0
SMOKE SPILL FAN | 3892596 | WESTERN ELECT | 4AP100L-4 | NULL | NULL
SMOKE SPILL FAN | 3944214 | WESTERN ELECT | 4AP100L-4 | NULL | NULL
SMOKE EXHAUST FAN | SSM3C1937 | NULL | WEIR ENGINEERING | NULL | NULL
SMOKE EXHAUST FAN | SSM2C1937 | NULL | WEIR ENGINEERING | NULL | NULL
SMOKE EXHAUST FAN | SSMIC1937 | NULL | NA | NULL | NULL
SMOKE EXHAUST FAN | 213688 | FANS DIRECT | LE14TE24A-6NFF | NULL | NULL
SMOKE EXHAUST FAN | 213686 | FANS DIRECT | LE14TE21A-6MFF | NULL | NULL
SMOKE EXHAUST FAN | 213687 | FANS DIRECT | LE14TE21A-6MFF | NULL | NULL
AIR HANDLING UNIT | 1M0499-00867 | TRANE | DWAA1311R4W140R710RN1055RD A | NA | 0
AIR HANDLING UNIT | 3098W03260 | CARRIER | RW024 | CHILLED WATER | 0
AIR HANDLING UNIT | 3095W02601932 | CARRIER | RW026 | CHILLED WATER | 0
GAS DUCT HEATER | W980619 | CELMEC | X400 | NULL | NULL
GAS DUCT HEATER | W980618 | CELMEC | X400 | NULL | NULL
SMOKE EXHAUST FAN | NA | FANTECH | APA1006-14A-27 | NULL | NULL
AIR HANDLING UNIT | 3098W03262 | CARRIER | RW024 | CHILLED WATER | 0
AIR HANDLING UNIT | 40RW-02601934 | CARRIER | RW026 | CHILLED WATER | 0
GAS DUCT HEATER | W980681 | CELMEC | X400 | NULL | NULL
GAS DUCT HEATER | W980620 | CELMEC | X400 | NULL | NULL
GAS DUCT HEATER | D5348 | AIRA | SD60-04 | NULL | NULL
AIR HANDLING UNIT | A98J2236 | TRANE | 42321 | NA | 0
GAS DUCT HEATER | D187487 | NULL | SD40 | NULL | NULL
GAS DUCT HEATER | D187086 | NULL | SD40 | NULL | NULL
GAS DUCT HEATER | D188187 | NULL | SD40 | NULL | NULL
GAS DUCT HEATER | D5476 | AIRA | SD40 | NULL | NULL
SMOKE EXHAUST FAN | NA | FANTECH | APA1006-14A-27 | NULL | NULL
GAS DUCT HEATER | D187587 | NULL | SD40 | NULL | NULL
GAS DUCT HEATER | D166087 | NULL | SD40 | NULL | NULL
GAS DUCT HEATER | D187386 | OTHER | SD40 | NULL | NULL
GAS DUCT HEATER | D187186 | OTHER | SD40 | NULL | NULL
GAS DUCT HEATER | D187186 | OTHER | SD40 | NULL | NULL
GAS DUCT HEATER | D5347 | AIRA | SD40 | NULL | NULL
GAS DUCT HEATER | D5351 | AIRA | SD60-04 | NULL | NULL
AIR HANDLING UNIT | A98J2240 | TRANE | 42351 | CHILLED & HEATING WATER | 0
KITCHEN EXHAUST FAN | EFMK9C1937 | NULL | WEIR ENGINEERING | NULL | NULL
KITCHEN EXHAUST FAN | EFMK2C1937 | NULL | WEIR ENGINEERING | NULL | NULL
TOILET EXHAUST FAN | 429367 | FANTECH | CE354D | NULL | NULL
AIR FAN - EXHAUST | SEM2C1937 | NULL | WEIR ENGINEERING | NULL | NULL
TOILET EXHAUST FAN | UNKNOWN | FANTECH | UNKNOWN | NULL | NULL
TOILET EXHAUST FAN | ? | FANTECH | ? | NA | 0
AIR FAN - EXHAUST | UNKNOWN | FANS DIRECT | UNKNOWN | NULL | NULL
AIR FAN - EXHAUST | EFEL01937 | FANTECH |  | NA | 0
KITCHEN EXHAUST FAN | PN.223155A | FANS DIRECT | KMV630-4DD | NULL | NULL
TOILET EXHAUST FAN | ? | FANTECH | ? | NULL | NULL
TOILET EXHAUST FAN | NA | FANTECH | MV302E | NULL | NULL
TOILET EXHAUST FAN | NA | FANTECH | ALP1-TC | NULL | NULL
TOILET EXHAUST FAN | NA | FANTECH | ALP1-TC | NULL | NULL
TOILET EXHAUST FAN | NA | FANTECH | MV302E | NULL | NULL
KITCHEN EXHAUST FAN | 226258 | FANTECH | RVE0714AP1S015 18 | NULL | NULL
KITCHEN EXHAUST FAN | 135735 | FANTECH | KMV 450-4ED | NULL | NULL
KITCHEN EXHAUST FAN | 279394 | FANTECH | CE456VGL | NULL | NULL
KITCHEN EXHAUST FAN | 309990 | FANTECH | CE566VGL | NULL | NULL
KITCHEN EXHAUST FAN | 667176 | FANTECH | CHD643 | NULL | NULL
TOILET EXHAUST FAN | NA | FANTECH | ALP1-TC | NULL | NULL
TOILET EXHAUST FAN | NA | FANTECH | ALP1-TC | NULL | NULL
TOILET EXHAUST FAN | NA | FANTECH | ALP1-TC | NULL | NULL
AIR FAN - EXHAUST | 301923 | FANTECH | CE254D | NULL | NULL
TOILET EXHAUST FAN | NA | FANTECH | M01203 | NULL | NULL
TOILET EXHAUST FAN |  | FANTECH | M01203 | NA | 0
KITCHEN EXHAUST FAN | 42319 | CYCLO FANS | V46-374SP4 | NULL | NULL
TOILET EXHAUST FAN | NA | FANTECH | ALP1-TC | NULL | NULL
KITCHEN EXHAUST FAN | 418397 | FANTECH | CHE 454 | NULL | NULL
KITCHEN EXHAUST FAN | UNKNOWN | FANTECH | CHE 454 | NULL | NULL
TOILET EXHAUST FAN | NA | FANTECH | ALP1-TC | NULL | NULL
WALL MOUNTED SPLIT SYSTEM | 2010254 | DAIKIN | RX071JVEA | R22 | 2
DUCTED SPLIT SYSTEM | A003028 | DAIKIN | RPZP71DV1 | R407C | 3.2
DUCTED SPLIT SYSTEM | 588010 | TEMPERZONE | OSA 127R | R22 | 4
DUCTED SPLIT SYSTEM | 588018 | TEMPERZONE | OSA 127R | R22 | 4
DUCTED SPLIT SYSTEM | 584060 | TEMPERZONE | OSA 127R | R22 | 4
DUCTED SPLIT SYSTEM | 580857 | TEMPERZONE | OSA 127R | R22 | 4
DUCTED SPLIT SYSTEM | 588061 | TEMPERZONE | OSA 127R | R22 | 4
DUCTED SPLIT SYSTEM | 592082 | TEMPERZONE | OSA 101R | R22 | 4
DUCTED SPLIT SYSTEM | 584036 | TEMPERZONE | OSA 127R | R22 | 4
DUCTED SPLIT SYSTEM | 601257 | TEMPERZONE | OSA 127R | R22 | 4
DUCTED SPLIT SYSTEM | 588012 | TEMPERZONE | OSA 127R | R22 | 4
DUCTED SPLIT SYSTEM | 595645 | TEMPERZONE | OSA 101R | R22 | 4
DUCTED SPLIT SYSTEM | 588070 | TEMPERZONE | OSA 127R | R22 | 4
DUCTED SPLIT SYSTEM | 588011 | TEMPERZONE | OSA 127R | R22 | 4
DUCTED SPLIT SYSTEM | 588022 | TEMPERZONE | OSA 127R | R22 | 4
DUCTED SPLIT SYSTEM | 584067 | TEMPERZONE | OSA 127R | R22 | 4
DUCTED SPLIT SYSTEM | 595617 | TEMPERZONE | OSA 101R | R22 | 4
DUCTED SPLIT SYSTEM | 584029 | TEMPERZONE | OSA 127R | R22 | 4
DUCTED SPLIT SYSTEM | 601257 | TEMPERZONE | OSA 127R | R22 | 4
DUCTED SPLIT SYSTEM | 584028 | TEMPERZONE | OSA 127R | R22 | 4
DUCTED SPLIT SYSTEM | 584075 | TEMPERZONE | OSA 127R | R22 | 4
DUCTED SPLIT SYSTEM | 595622 | TEMPERZONE | OSA 101R | R22 | 4
DUCTED SPLIT SYSTEM | 592056 | TEMPERZONE | OSA 101R | R22 | 4
DUCTED SPLIT SYSTEM | 588060 | TEMPERZONE | OSA 127R | R22 | 4
DUCTED SPLIT SYSTEM | 595621 | TEMPERZONE | OSA 101R | R22 | 4
DUCTED SPLIT SYSTEM | E001811 | DAIKIN | RZQ160PV4A | R410A | 4
DUCTED SPLIT SYSTEM | E001830 | DAIKIN | RZQ160PV4A | R410A | 4
CASSETTE SPLIT SYSTEM | 6414395 | DAIKIN | RZP145DV1 | R407C | 5
DUCTED SPLIT SYSTEM | 1798W116850 | APAC | S0360VR9AA | R22 | 5
DUCTED SPLIT SYSTEM | 586702 | TEMPERZONE | OSA 180R | R22 | 7
DUCTED SPLIT SYSTEM | 586692 | TEMPERZONE | OSA 180R | R22 | 7
DUCTED SPLIT SYSTEM | 586755 | TEMPERZONE | OSA 180R | R22 | 7
DUCTED SPLIT SYSTEM | 586735 | TEMPERZONE | OSA 180R | R22 | 7
DUCTED SPLIT SYSTEM | 585602 | TEMPERZONE | OSA 180R | R22 | 7
DUCTED SPLIT SYSTEM | 586690 | TEMPERZONE | OSA 180R | R22 | 7
DUCTED SPLIT SYSTEM | 586691 | TEMPERZONE | OSA 180R | R22 | 7
DUCTED SPLIT SYSTEM | 586694 | TEMPERZONE | OSA 180R | R22 | 7
DUCTED SPLIT SYSTEM | 354032 | TEMPERZONE | OSA 780R-X | R22 | 8
PACKAGED AIR CONDITIONING UNIT | ZH-1512 | AIRTEMP | RT 3190 | R22 | 10
PACKAGED AIR CONDITIONING UNIT | ZG-1505 | AIRTEMP | RT 3190 | R22 | 10
PACKAGED AIR CONDITIONING UNIT | ZH - 1511 | AIRTEMP | RT3175 | R22 | 10
PACKAGED AIR CONDITIONING UNIT | ZG-1506 | AIRTEMP | RT 3175 | R22 | 10
PACKAGED AIR CONDITIONING UNIT | A6K06J4200 | TRANE | 2E5K6IN | R22 | 120
PACKAGED AIR CONDITIONING UNIT | B6L06J277 | TRANE | 2E5K61N | R22 | 120
PACKAGED AIR CONDITIONING UNIT | A6K06J4198 | TRANE | 2E5K61N | R22 | 120
PACKAGED AIR CONDITIONING UNIT | A6L06J3798 | TRANE | 2E5K61N | R22 | 120
SMOKE EXHAUST FAN | UNKNOWN | FANTECH | AP125 - 822.5 | NULL | NULL
AIR HANDLING UNIT | UNKNOWN | COOLAIR | ASH10000FM | NA | 0
SMOKE EXHAUST FAN | UNKNOWN | FANTECH | AP125-815 | NULL | NULL
SMOKE EXHAUST FAN | UNKNOWN | FANTECH | AP100-1432.5 | NULL | NULL
AIR HANDLING UNIT | UNKNOWN | COOLAIR | ASH8000FM | NA | 0
SMOKE EXHAUST FAN | UNKNOWN | DUCTLINE | UNKNOWN | NULL | NULL
SMOKE EXHAUST FAN | UNKNOWN | DUCTLINE | UNKNOWN | NULL | NULL
BOILER - GAS ATMOSPHERIC | UNKNOWN | RAYPAK | UNKNOWN | NA | 0
BOILER - GAS ATMOSPHERIC | UNKNOWN | RAYPAK | UNKNOWN | NA | 0
SMOKE EXHAUST FAN | UNKNOWN | DUCTLINE | UNKNOWN | NULL | NULL
SMOKE EXHAUST FAN | UNKNOWN | FANTECH | UNKNOWN | NULL | NULL
HEATING HOT WATER PUMP | UNKNOWN | SOUTHERN CROSS | UNKNOWN | NA | 0
SWITCHBOARD MECHANICAL |  | NULL |  | NULL | NULL
SMOKE EXHAUST FAN | UNKNOWN | FANTECH | UNKNOWN | NULL | NULL
SMOKE EXHAUST FAN | UNKNOWN | DUCTLINE | UNKNOWN | NULL | NULL
SMOKE EXHAUST FAN | UNKNOWN | FANTECH | UNKNOWN | NULL | NULL
SMOKE EXHAUST FAN | UNKNOWN | FANTECH | UNKNOWN | NULL | NULL
SMOKE EXHAUST FAN | UNKNOWN | FANTECH | UNKNOWN | NULL | NULL
BOILER - GAS ATMOSPHERIC | UNKNOWN | RAYPAK | UNKNOWN | NA | 0
SMOKE EXHAUST FAN | UNKNOWN | FANTECH | AP100-1837.5 | NULL | NULL
AIR FAN - EXHAUST | UNKNOWN | FANTECH | UNKNOWN | NULL | NULL
MAKE UP TANK | 6851 | AUTOHEAT | ARU2-303 | NA | 0
AIR FAN - EXHAUST | UNKNOWN | FANTECH | UNKNOWN | NA | 0
EXPANSION TANK (CLOSED LOOPS) | UNKNOWN | AUTOHEAT | UNKNOWN | NA | 0
SMOKE EXHAUST FAN | UNKNOWN | UNKNOWN | UNKNOWN | NA | 0
SMOKE EXHAUST FAN | UNKNOWN | UNKNOWN | UNKNOWN | NA | 0
SMOKE EXHAUST FAN | UNKNOWN | UNKNOWN | UNKNOWN | NA | 0
BACKFLOW PREVENTION DEVICE RPZ | 6851 | AUTOHEAT | ARU2-303 | NA | 0
SWITCHBOARD MECHANICAL | UNKNOWN | UNKNOWN | UNKNOWN | NA | 0
EXPANSION TANK (CLOSED LOOPS) | UNKNOWN | NHP | UNKNOWN | NA | 0
SMOKE EXHAUST FAN | UNKNOWN | UNKNOWN | UNKNOWN | NULL | NULL
AIR CURTAIN | 6850 | AUTOHEAT | ARU2-303 | NA | 0
SMOKE EXHAUST FAN | UNKNOWN | UNKNOWN | UNKNOWN | NA | 0
SMOKE EXHAUST FAN | UNKNOWN | UNKNOWN | UNKNOWN | NA | 0
AIR HANDLING UNIT | UNKNOWN | HURLCON | ASH10000FM | NA | 0
AIR HANDLING UNIT | UNKNOWN | NULL | ASH10000FM | R22 | 0
DUCTED SPLIT SYSTEM | UNKNOWN | TEMPERZONE | OSA 920RB-X | R407C | 0
DUCTED SPLIT SYSTEM | UNKNOWN | TEMPERZONE | IJD1400 | R407C | 0
NON DUCTED SPLIT SYSTEM | UNKNOWN | TEMPERZONE | OSA 920RB-X | R407C | 0
DUCTED SPLIT SYSTEM | UNKNOWN | TEMPERZONE | IJD1400 | R407C | 0
DUCTED SPLIT SYSTEM | UNKNOWN | TEMPERZONE | IJD1400 | R407C | 0
DUCTED SPLIT SYSTEM | UNKNOWN | TEMPERZONE | OSA 920RB-X | R407C | 0
AIR HANDLING UNIT | 110992 | HURLCON | AC640 | NA | 0
AIR HANDLING UNIT | 110991 | HURLCON | AC950 | NA | 0
AIR HANDLING UNIT | 110991 | HURLCON | AC830 | NA | 0
AIR HANDLING UNIT | 1M0103-00249 | TRANE | QUANTUM CLIMATE CHANGER | NA | 0
AIR HANDLING UNIT | 110991 | HURLCON | AC540 | NA | 0
SWITCHBOARD MECHANICAL | UNKNOWN | UNKNOWN | UNKNOWN | NA | 0
AIR FAN - EXHAUST |  | FANTECH |  | NA | 0
TOILET EXHAUST FAN |  | FANTECH |  | NA | 0
TOILET EXHAUST FAN |  | FANTECH | CE404V | NA | 0
HEATING HOT WATER PUMP | 8.68e+107 | GRUNDFOS | 80B4-19F100-B | NA | 0
SWITCHBOARD MECHANICAL |  | NULL |  | NA | 0
BOILER - GAS ATMOSPHERIC | UNKNOWN | RAYPAK | UNKNOWN | NA | 0
SWITCHBOARD MECHANICAL |  | UNKNOWN |  | NULL | NULL
BOILER - GAS ATMOSPHERIC | UNKNOWN | RAYPAK | UNKNOWN | NA | 0
SWITCHBOARD MECHANICAL |  | UNKNOWN |  | NULL | NULL
SWITCHBOARD MECHANICAL |  | UNKNOWN |  | NULL | NULL
SWITCHBOARD MECHANICAL |  | NULL |  | NULL | NULL
BOILER - GAS ATMOSPHERIC | UNKNOWN | RAYPAK | UNKNOWN | NA | 0
SWITCHBOARD MECHANICAL |  | UNKNOWN |  | NULL | NULL
SWITCHBOARD MECHANICAL |  | UNKNOWN |  | NULL | NULL
BOILER - GAS ATMOSPHERIC | 20090310005639 | RAYPAK | B0972NCMHWT | NA | 0
BOILER - GAS ATMOSPHERIC | UNKNOWN | RAYPAK | UNKNOWN | NA | 0
BOILER - GAS ATMOSPHERIC | UNKNOWN | RAYPAK | UNKNOWN | NA | 0
MAKE UP TANK | 6850 | AUTOHEAT | ARU2-303 | NA | 0
SWITCHBOARD MECHANICAL | UNKNOWN | UNKNOWN | UNKNOWN | NA | 0
SWITCHBOARD MECHANICAL | UNKNOWN | UNKNOWN | UNKNOWN | NA | 0
SWITCHBOARD MECHANICAL | UNKNOWN | UNKNOWN | UNKNOWN | NA | 0
SWITCHBOARD MECHANICAL | UNKNOWN | UNKNOWN | UNKNOWN | NA | 0
SWITCHBOARD MECHANICAL | UNKNOWN | UNKNOWN | UNKNOWN | NA | 0
SWITCHBOARD MECHANICAL | UNKNOWN | UNKNOWN | UNKNOWN | NA | 0
SWITCHBOARD MECHANICAL |  | UNKNOWN |  | NULL | NULL
SWITCHBOARD MECHANICAL |  | UNKNOWN |  | NULL | NULL
SWITCHBOARD MECHANICAL | UNKNOWN | UNKNOWN | UNKNOWN | NA | 0
SWITCHBOARD MECHANICAL | UNKNOWN | UNKNOWN | UNKNOWN | NA | 0
SWITCHBOARD MECHANICAL |  | UNKNOWN |  | NULL | NULL
SWITCHBOARD MECHANICAL | UNKNOWN | UNKNOWN | UNKNOWN | NA | 0
SWITCHBOARD MECHANICAL |  | UNKNOWN |  | NULL | NULL
KITCHEN EXHAUST FAN | 14808 | AEROVENT | EMVJ100-403V-AW6AA24M | NULL | NULL
VARIABLE SPEED DRIVE | UNKNOWN | DANFOSS | UNKNOWN | NULL | NULL
VARIABLE SPEED DRIVE | UNKNOWN | DANFOSS | UNKNOWN | NULL | NULL
SWITCHBOARD MECHANICAL |  | UNKNOWN |  | NULL | NULL
SWITCHBOARD MECHANICAL |  | UNKNOWN |  | NULL | NULL
SWITCHBOARD MECHANICAL |  | UNKNOWN |  | NULL | NULL
SWITCHBOARD MECHANICAL |  | UNKNOWN |  | NULL | NULL
SWITCHBOARD MECHANICAL |  | UNKNOWN |  | NULL | NULL
NON DUCTED SPLIT SYSTEM | 038004151 RE | MITSUBISHI | SRC50ZJ-S | R410A | 1
NON DUCTED SPLIT SYSTEM | UAB86421 | HONEYWELL | RAS-3HVRNM2 | R410A | 2
NON DUCTED SPLIT SYSTEM | UAB86421 | HITACHI | RAS-3HVRNM2 | R410A | 2
PACKAGED AIR CONDITIONING UNIT | UNKNOWN | AIRWELL | UNKNOWN | R22 | 10
PACKAGED AIR CONDITIONING UNIT | UNKNOWN | HITACHI | RUA-25AT1 | R22 | 12
PACKAGED AIR CONDITIONING UNIT | UNKNOWN | TRANE | UNKNOWN | R22 | 30
AIR HANDLING UNIT | A89K6272 | TRANE | CCBH - 31H1 | R22 | 40
AIR HANDLING UNIT | A89J6252 | TRANE | CCHB-25HI | R22 | 40
AIR HANDLING UNIT | A89K-6271 | TRANE | CCHB-31H1 | R22 | 40
AIR HANDLING UNIT | A89J6238 | TRANE | CLCH - 41MPDT | R22 | 50
AIR HANDLING UNIT | A89J6239 | TRANE | CLCH-41MPDT | R22 | 50
AIR HANDLING UNIT | UNKNOWN | CARRIER | UNKNOWN | R22 | 60
AIR COOLED SPLIT SYSTEM | UNKNOWN | TRANE | UNKNOWN | R22 | 60
AIR HANDLING UNIT | UNKNOWN | CARRIER | UNKNOWN | R22 | 60
AIR HANDLING UNIT | A89L6311 | TRANE | CLCH-50MPDT | R22 | 70
AIR HANDLING UNIT | A89L6315 | TRANE | CLCH-50MPDT | R22 | 70
AIR HANDLING UNIT | UNKNOWN | CARRIER | UNKNOWN | R22 | 70
AIR HANDLING UNIT | UNKNOWN | CARRIER | UNKNOWN | R22 | 80
AIR HANDLING UNIT | A95BDK0D | TRANE | ADZ8DOK V006351 1-2 | R22 | 80
AIR HANDLING UNIT | UNKNOWN | TRANE | UNKNOWN | R22 | 80
AIR HANDLING UNIT | UNKNOWN | TRANE | UNKNOWN | R22 | 80
AIR HANDLING UNIT | UNKNOWN | CARRIER | UNKNOWN | R22 | 80
AIR HANDLING UNIT | A89L6310 | TRANE | CLCH-50MPDT | R22 | 80
CHILLER - AIR COOLED | FG5076 | POWER PAX | PPA460-2 | R134A | 200
CHILLER - AIR COOLED | UNKNOWN | POWER PAX | UNKNOWN | R134A | 200
CHILLER - AIR COOLED | UNKNOWN | POWER PAX | PPX250.1 | R134A | 200
CHILLER - AIR COOLED | UNKNOWN | POWER PAX | PPX250.1-06257 | R134A | 200
SWITCHBOARD MECHANICAL | NULL | LAARS | NULL | NULL | NULL
SWITCHBOARD MECHANICAL | NULL | CUSTOM-BUILT | NULL | NULL | NULL
FAN COIL UNIT - DUCTED | 1M1000-04211 | TRANE | BDCA 45 B1DL00A | NA | 0
AIR HANDLING UNIT | 1M1000-04209 | TRANE | DWAA1109R4W130R560RN 1254MD A | NA | 0
BOILER - GAS FIRED | 1889 | HUNT | TNAR 490 | NULL | NULL
VARIABLE SPEED DRIVE | NA | ABB | NA | NULL | NULL
VARIABLE SPEED DRIVE | 101725020046 | TOSHIBA | VFSS-4110PL-WN | NULL | NULL
VARIABLE SPEED DRIVE | 801618020043 | TOSHIBA | VFSS-4037PL-WN | NULL | NULL
HEATING HOT WATER PUMP | 20141 ACL | TECO | D | NULL | NULL
VARIABLE SPEED DRIVE | 801616020091 | TOSHIBA | VFSS-4022PL-WN | NULL | NULL
VARIABLE SPEED DRIVE | 801618020074 | TOSHIBA | VFS9-4037PL-WN | NULL | NULL
VARIABLE SPEED DRIVE | 101424020151 | TOSHIBA | VFS9-4075PL-WN | NULL | NULL
AIR FAN - EXHAUST | NA | FANTECH | not clear | NULL | NULL
FAN COIL UNIT - DUCTED | 1M1000-04210 | TRANE | LWHB 023B234L 1000 | NULL | NULL
MAKE UP TANK | 5911 | AUTOHEAT | ARU2-303HY | NULL | NULL
AIR FAN - RETURN | NA | FANTECH | NA | NULL | NULL
AIR HANDLING UNIT | 1M1000-0427 | TRANE | DWAA1310R4W137R710RN 1015PD A | NA | 0
AIR HANDLING UNIT | 1M1000-04208 | TRANE | DWAA1310L4W125R710RN 0994PD A | NA | 0
AIR FAN - RETURN | NA | FANTECH | NA | NULL | NULL
CHILLED WATER PUMP | 20090 ADJ | TECO | D160M | NA | 0
AIR FAN - EXHAUST | NA | FANTECH | NA | NULL | NULL
AIR FAN - EXHAUST | NA | FANTECH | NA | NULL | NULL
AIR FAN - EXHAUST | NA | FANTECH | NA | NULL | NULL
AIR FAN - RETURN | NA | FANTECH | NA | NA | 0
AIR FAN - OUTSIDE | NA | FANTECH | NA | NULL | NULL
KITCHEN EXHAUST FAN | NA | FANTECH | NA | NULL | NULL
FAN COIL UNIT - DUCTED | 1M1000-04212 | TRANE | BDCA 60 B2DL00S | NA | 0
CHILLED WATER PUMP | 20045 ADJ | TECO | D160M | NULL | NULL
HEATING HOT WATER PUMP | 20169 ACJ | TECO | D | NULL | NULL
FIRE DAMPER |  | HOLLYOAKE INDUSTRIES |  | NULL | NULL
CHILLER - AIR COOLED | LLJM3328 | YORK | YEAJTTMT9 | R22 | 104
SWITCHBOARD MECHANICAL | NA | NULL | NA | NA | 0
CHILLED WATER PUMP | H103423004 | TECO | AEEBUC | NA | 0
CHILLED WATER PUMP | 20627 9LJ | TECO | AEEBUC | NA | 0
MAKE UP TANK | 5878 | AUTOHEAT | ARU2-303HY | NA | 0
AIR HANDLING UNIT | 1M0700-02640 | TRANE | DWCA C 1008R4W126A | NA | 0
CONDENSER WATER PUMP | H102411 007 | TECO | AEERUC | NA | 0
VARIABLE SPEED DRIVE | G0823090 | ZENER | MSC-3R11 | NULL | NULL
COOLING TOWER | NA | BAC | NA | NA | 0
DUCTED SPLIT SYSTEM | 148330 | APAC | S0260VR9AA | R22 | 10
AIR FAN - EXHAUST | NA | FANTECH | NA | NA | 0
AIR HANDLING UNIT | 1M0700-02645 | TRANE | NA | NA | 0
AIR HANDLING UNIT | 1M0700-02637 | TRANE | DWAA1614R6W111A800KN 0453SD A | NA | 0
AIR HANDLING UNIT | 1M1000-04206 | TRANE | 1006R6W126R500RN | CHILLED & HEATING WATER | 0
COOLING TOWER | 86128 | BAC | VAB85 | NA | 0
AIR FAN - OUTSIDE | NA | FANTECH | NA | NA | 0
KITCHEN EXHAUST FAN | 481329 | FANTECH | M0221136 | NA | 0
KITCHEN EXHAUST FAN | NA | FANTECH | NA | NA | 0
KITCHEN EXHAUST FAN | NA | FANTECH | NA | NA | 0
CONDENSER WATER PUMP | H102411003 | TECO | AEEUC | NA | 0
CONDENSER WATER PUMP | H102411008 | TECO | AEEBUC | NA | 0
AIR HANDLING UNIT | 1M0700-02639 | TRANE | DWCAC1312R4W148R800KN0916RDB | NA | 0
AIR HANDLING UNIT | 1M0700-02638 | TRANE | DWCA C 1310L 4W096 | NA | 0
SWITCHBOARD MECHANICAL | NA | NULL | NA | NA | 0
SWITCHBOARD MECHANICAL | NA | NULL | NA | NA | 0
SWITCHBOARD MECHANICAL | NA | NULL | NA | NA | 0
AIR FAN - EXHAUST | NA | FANTECH | NA | NA | 0
AIR FAN - EXHAUST | NA | FANTECH | NA | NA | 0
SWITCHBOARD MECHANICAL | NA | NULL | NA | NA | 0
AIR FAN - EXHAUST | NA | FANTECH | NA | NA | 0
VARIABLE SPEED DRIVE | G0909057 | ZENER | MSC-3R40 | NA | 0
SWITCHBOARD MECHANICAL | NA | NULL | NA | NA | 0
SMOKE EXHAUST FAN | NA | FANTECH | NA | NA | 0
SMOKE EXHAUST FAN | NA | FANTECH | NA | NA | 0
SMOKE EXHAUST FAN | 356781 | FANTECH | NA | NA | 0
VARIABLE SPEED DRIVE | G0910059 | ZENER | MSC-3R40 | NA | 0
CHILLED WATER PUMP | H103423001 | TECO | AEEBUC | NA | 0
AIR FAN - EXHAUST | NA | FANTECH | NA | NA | 0
AIR FAN - EXHAUST | NA | FANTECH | NA | NA | 0
SMOKE EXHAUST FAN | NA | FANTECH | NA | NA | 0
AIR HANDLING UNIT | 2900W145781 | APAC | S14509 S145 CBH | R22 | 51
CHILLER - WATER COOLED | A86L0125 | TRANE | CGWB120DAA021100100201110G | R22 | 136
CHILLER - WATER COOLED | A86L0126 | TRANE | GBWB120DAA021100100201110G | R22 | 136
AIR FAN - OUTSIDE | 153296 | FANS DIRECT | AX10TE27A-4MSF | NULL | NULL
VARIABLE SPEED DRIVE | 3072000133 | ABB | ACH550-01-031A-4+B055 | NULL | NULL
VARIABLE SPEED DRIVE | 30710001638 | ABB | ACH550-01-08A8-4+B055 | NA | 0
VARIABLE SPEED DRIVE | 30710001638 | ABB | ACH550-01-08A8-4+B055 | NA | 0
VARIABLE SPEED DRIVE | 3071900819 | ABB | ACH550-01-012A-4+B055 | NULL | NULL
VARIABLE SPEED DRIVE | 3071900820 | ABB | ACH550-01-012A-4+B055 | NULL | NULL
VARIABLE SPEED DRIVE | 3071001411 | ABB | ACH550-01-012A-4+B055 | NULL | NULL
VARIABLE SPEED DRIVE | 3071100974 | ABB | ACH550-01-012A-4+B055 | NULL | NULL
AIR FAN - SUPPLY | NA | FIASCO MOTOR | FEF3504D-C | NULL | NULL
AIR FAN - SUPPLY | 153288 | FIASCO MOTOR | FEF3504DC | NULL | NULL
VARIABLE SPEED DRIVE | G0823174 | ZENER | MSC-3R11 | NULL | NULL
AIR HANDLING UNIT | 11212 | PARAGON | DBAH 700 | NULL | NULL
AIR HANDLING UNIT | 11213 | PARAGON | DBAH 400 | NULL | NULL
AIR HANDLING UNIT | 11214 | PARAGON | DBAH400 | NULL | NULL
AIR HANDLING UNIT | 11215 | PARAGON | DBAH400 | NA | 0
CAR PARK EXHAUST FAN | 153295 | FANS DIRECT | AX10TE24A-4MSF | NULL | NULL
AIR HANDLING UNIT | 11269 | PARAGON | DBAH700 | NA | 0
AIR HANDLING UNIT | 11270 | PARAGON | DBAH-300 | NA | 0
AIR HANDLING UNIT | 11220 | PARAGON | DBAH 400 | NULL | NULL
AIR HANDLING UNIT | 11219 | PARAGON | DBAH 400 | NULL | NULL
AIR FAN - OUTSIDE | 153293 | FANS DIRECT | AX10TD18A-4JSF | NULL | NULL
AIR HANDLING UNIT | 11268 | PARAGON | DBAH 600 | NULL | NULL
AIR FAN - OUTSIDE | 153294 | FANS DIRECT | AX10TE18A-4KSF | NULL | NULL
CHILLED WATER PUMP | M220122 | BKB GROUP | IMPDIA330 | NULL | NULL
CHILLED WATER PUMP | M220121 | BKB GROUP | IMPDIA330 | NULL | NULL
AIR HANDLING UNIT | 11215 | PARAGON | DBAH 400 | NULL | NULL
CAR PARK EXHAUST FAN | 153301 | FANS DIRECT | AX63DD30A-4FSF | NULL | NULL
CAR PARK EXHAUST FAN | 153298 | FANS DIRECT | AX15TE30A-6RSF | NULL | NULL
VARIABLE SPEED DRIVE | 3064801261 | ABB | ACH550-01-072A-4+B055 | NULL | NULL
FIRE DAMPER |  | BULLOCK |  | NULL | NULL
FIRE DAMPER |  | NULL |  | NULL | NULL
SMOKE EXHAUST FAN | NA | FANTECH | NA | NULL | NULL
BMS | NA | UNKNOWN | NA | NA | 0
SMOKE EXHAUST FAN | UNKNOWN | UNKNOWN | UNKNOWN | NULL | NULL
SMOKE EXHAUST FAN | 523830 | FANTECH | RSS1006DA916 | NULL | NULL
SMOKE EXHAUST FAN | 523831 | FANTECH | RSS1256DA611 | NULL | NULL
AIR FAN - EXHAUST | 332044 | FANTECH | MMD8083 | NULL | NULL
AIR FAN - EXHAUST | 551345 | FANTECH | CD566V | NA | 0
VARIABLE SPEED DRIVE | 3071100583 | ABB | AC1550-01-08A8-4+B055 | NULL | NULL
SWITCHBOARD MECHANICAL |  | REGENT |  | NULL | NULL
VARIABLE SPEED DRIVE | 3071701456 | ABB | ACH550-01-015A-4+B055 | NULL | NULL
SWITCHBOARD MECHANICAL |  | REGENT |  | NULL | NULL
VARIABLE SPEED DRIVE | 3071200876 | ABB | ACH550-01-06A9-4+B055 | NULL | NULL
AIR COOLED SPLIT SYSTEM |  | ACCENT AIR |  | NA | 0
VARIABLE SPEED DRIVE | 3071001671 | ABB | ACH550-01-012A-4+B055 | NULL | NULL
VARIABLE SPEED DRIVE | 3071400533 | ABB | ACH550-01-06A9-4+B055 | NULL | NULL
VARIABLE SPEED DRIVE | 3071400532 | ABB | ACH550-01-069A-4+BO55 | NULL | NULL
VARIABLE SPEED DRIVE | 3071900433 | ABB | ACH550-01-031A-4+B055 | NULL | NULL
SWITCHBOARD MECHANICAL |  | REGENT |  | NULL | NULL
FIRE DAMPER |  | NULL |  | NULL | NULL
FIRE DAMPER |  | BULLOCK |  | NULL | NULL
BOILER - GAS ATMOSPHERIC | NM07050719 | RAYPAK | B0972NCM | NULL | NULL
BOILER - GAS ATMOSPHERIC | NM07050720 | RAYPAK | B0972NCM | NULL | NULL
HEATING HOT WATER PUMP | M22012-3PM1450 | BKB GROUP | IMPDIA245 | NULL | NULL
HEATING HOT WATER PUMP | M22012-PM1450 | BKB GROUP | IMPDIA245 | NULL | NULL
SWITCHBOARD MECHANICAL |  | R.G.LADD |  | NULL | NULL
AUTO REFILL UNIT - CLOSED LOOP | NOT SEEN | AUTOHEAT | ARU2-303 | NULL | NULL
EXPANSION TANK (CLOSED LOOPS) |  | AUTOHEAT | TBC | NULL | NULL
BMS |  | NULL | NA | NULL | NULL
CHILLER - AIR COOLED | RGSM019155 | YORK | YCAV0969PA50VACSTXTXXXXXNXXXX43SXXXXXHXX | R134A | 210
EXPANSION TANK (CLOSED LOOPS) | NA | AUTOHEAT | NA | NULL | NULL
AUTO REFILL UNIT - CLOSED LOOP | 5743 | AUTOHEAT | ARU230 | NULL | NULL
AUTO REFILL UNIT - CLOSED LOOP | 5744 | AUTOHEAT | ARU230 | NULL | NULL
HEATING HOT WATER PUMP | NA | AJAX | 210416D MC | NULL | NULL
HEATING HOT WATER PUMP | NA | AJAX | 210416D MC | NULL | NULL
HEATING HOT WATER PUMP | NA | AJAX | 210416D MC | NULL | NULL
BOILER - GAS FIRED | HGI50E2R | HUNT | TNAR470 | NULL | NULL
BOILER - GAS FIRED | HGI50E2R | HUNT | TNAR470 | NULL | NULL
CHILLED WATER PUMP | NA | UNKNOWN | SW-150-32 | NULL | NULL
CHILLED WATER PUMP | NA | NULL | SW-150-32 | NULL | NULL
CHILLED WATER PUMP | NA | NULL | SW-150-32 | NULL | NULL
VARIABLE SPEED DRIVE | 92171358 | VACON | Other | NULL | NULL
VARIABLE SPEED DRIVE | 92171325 | VACON | Other | NULL | NULL
SWITCHBOARD MECHANICAL |  | R.G.LADD |  | NULL | NULL
VARIABLE SPEED DRIVE | 1184701289 | ABB | ACH580-01-106A-4+B056 | NULL | NULL
CHILLER - AIR COOLED | NA | YORK | YDAJ97KU7-50PA | R22 | 140
CHILLER - AIR COOLED | NA | YORK | YDAJ97KU7-50PA | R22 | 140
CHILLER - AIR COOLED | 50531K43158670 | YORK | YVAA0153 | R134A | 160
CHILLER - AIR COOLED | 50531K43174368 | YORK | YVAA0153 | R134A | 160
AIR FAN - EXHAUST | UNKNOWN | UNKNOWN | UNKNOWN | NA | 0
AIR FAN - EXHAUST | UNKNOW | FANTECH | UNKNOWN | NULL | NULL
AIR FAN - EXHAUST | UNKNOWN | FANTECH | UNKNOWN | NULL | NULL
PACKAGED AIR CONDITIONING UNIT | GD2195 | EMAIL | RM1300H | NA | 0
AIR HANDLING UNIT | GD2194 | EMAIL | RM1300H | NA | 0
AIR HANDLING UNIT | GD2193 | EMAIL | RM1300H | NA | 0
HEATING HOT WATER PUMP |  | AJAX | 210423D | NULL | NULL
HEATING HOT WATER PUMP |  | AJAX | 210423D | NULL | NULL
HEATING HOT WATER PUMP |  | AJAX | 210423D | NULL | NULL
BOILER - GAS FIRED | 1185 | NULL | 1000 | NA | 0
BOILER - GAS FIRED | 1186 | NULL | 1000 | NA | 0
EXPANSION TANK (CLOSED LOOPS) | 1092 | AUTOHEAT | UNKNOWN | NULL | NULL
SWITCHBOARD MECHANICAL |  | NULL |  | NULL | NULL
EXPANSION TANK (CLOSED LOOPS) | UNKNOWN | AUTOHEAT | 2968894 | NULL | NULL
FAN COIL UNIT - DUCTED | GI11312 | EMAIL | DK303H | R22 | 0
FIRE DAMPER |  | COLD MAGIC |  | NULL | NULL
FIRE DAMPER | NA | BULLOCK | 4900 | NA | 0
FIRE DAMPER | NA | BULLOCK | 4900 | NA | 0
FIRE DAMPER | NA | BULLOCK | 4900 | NA | 0
FIRE DAMPER | NA | COLD MAGIC | 4900 | NA | 0
FIRE DAMPER | NA | COLD MAGIC | 4900 | NA | 0
FAN COIL UNIT - DUCTED | UNKNOWN | EMAIL | UNKNOWN | R22 | 0
FIRE DAMPER |  | NULL |  | NULL | NULL
FIRE DAMPER |  | BULLOCK | 4900 CURTAIN | NA | 0
FIRE DAMPER |  | BULLOCK | 4900 CURTAIN | NA | 0
FIRE DAMPER |  | BULLOCK | 4900 S CURTAIN | NA | 0
FIRE DAMPER |  | BULLOCK | 4900 | NULL | NULL
FIRE DAMPER |  | BULLOCK |  | NULL | NULL
FIRE DAMPER |  | NULL |  | NULL | NULL
SWITCHBOARD MECHANICAL |  | UNKNOWN |  | NULL | NULL
SWITCHBOARD MECHANICAL |  | UNKNOWN |  | NULL | NULL
SMOKE EXHAUST FAN | UNKNOWN | DUCTLINE | UNKNOWN | NULL | NULL
AIR HANDLING UNIT | UNKNOWN | CARRIER | UNKNOWN | R22 | 0
SMOKE EXHAUST FAN | UNKNOWN | DUCTLINE | UNKNOWN | NULL | NULL
AIR HANDLING UNIT | UNKNOWN | CARRIER | UNKNOWN | R22 | 0
BOILER - GAS ATMOSPHERIC | UNKNOWN | RAYPAK | UNKNOWN | NA | 0
HEATING HOT WATER PUMP |  | SOUTHERN CROSS | MFB45B-F | NULL | NULL
SWITCHBOARD MECHANICAL |  | NULL |  | NULL | NULL
SWITCHBOARD MECHANICAL |  | NULL |  | NULL | NULL
AIR FAN - EXHAUST | UNKNOWN | FANTECH | UNKNOWN | NA | 0
AIR FAN - EXHAUST | UNKNOWN | NULL | UNKNOWN | NULL | NULL
AIR FAN - EXHAUST | UNKNOWN | FANTECH | UNKNOWN | NULL | NULL
AIR FAN - EXHAUST | UNKNOWN | FANTECH | UNKNOWN | NA | 0
SMOKE EXHAUST FAN | LR14KJ32A-6MHF | PACIFIC HVAC | 6091E | NA | 0
SMOKE EXHAUST FAN | LR14KJ32A-6MHF | PACIFIC HVAC | 6091A | NA | 0
SMOKE EXHAUST FAN | SEF-0002 | PACIFIC HVAC | 6091B | NA | 0
AIR FAN - EXHAUST | UNKNOWN | FANTECH | UNKNOWN | NA | 0
SMOKE EXHAUST FAN | SEF-0004 | PACIFIC HVAC | LR14KJ32A-6MHF | NA | 0
KITCHEN EXHAUST FAN | 129263 | FANTECH | CHD7168 | NA | 0
SMOKE EXHAUST FAN | UNKNOWN | FEDERAL | AP100-1432.5 | NULL | NULL
HEATING HOT WATER PUMP |  | HARDLAND | UNKNOWN | NULL | NULL
SMOKE EXHAUST FAN | SEF-0003 | PACIFIC HVAC | LR14KJ32A-6MHF | NA | 0
AIR FAN - EXHAUST | 1271712 | FANTECH | AP0504A10B003-10 | NA | 0
AIR FAN - EXHAUST | 0 | MAICO | EN25 | NULL | NULL
AIR FAN - EXHAUST |  | FANTECH |  | NA | 0
VARIABLE SPEED DRIVE | UNKNOWN | ABB | UNKNOWN | NULL | NULL
VARIABLE SPEED DRIVE | UNKNOWN | ABB | UNKNOWN | NULL | NULL
SWITCHBOARD MECHANICAL |  | R.G.LADD |  | NULL | NULL
SWITCHBOARD MECHANICAL |  | NULL |  | NULL | NULL
SWITCHBOARD MECHANICAL |  | NULL |  | NULL | NULL
AIR HANDLING UNIT | UNKNOWN | EMAIL | UNKNOWN | R22 | 15
NON DUCTED SPLIT SYSTEM | GJ12770 | EMAIL | XD00425 | R22 | 20
PACKAGED AIR CONDITIONING UNIT | GI2263 | EMAIL | RM902CR | R22 | 27
AIR HANDLING UNIT | GI2270 | EMAIL | RM902C | R22 | 27
AIR HANDLING UNIT | GC2180 | EMAIL | XB00140 | R22 | 27
AIR HANDLING UNIT | GF2210 | EMAIL | RM902C | R22 | 27
PACKAGED AIR CONDITIONING UNIT | GIB2269 | EMAIL | RM902C | R22 | 40
PACKAGED AIR CONDITIONING UNIT | GI2265 | EMAIL | RH1300H | R22 | 42
PACKAGED AIR CONDITIONING UNIT | GF2220 | EMAIL | RM1300H | R22 | 42
PACKAGED AIR CONDITIONING UNIT | GI2261 | EMAIL | RM1300H | R22 | 42
AIR HANDLING UNIT | GI 2257 | EMAIL | RM1300H | R22 | 42
AIR HANDLING UNIT | GI2266 | EMAIL | RM1300H | R22 | 42
AIR HANDLING UNIT | GI2259 | EMAIL | RM1300H | R22 | 42
AIR HANDLING UNIT | GI2255 | EMAIL | RM1300H | R22 | 42
AIR HANDLING UNIT | GI2264 | EMAIL | RM1300H | R22 | 42
AIR HANDLING UNIT | GI2208 | EMAIL | RMH1300H | R22 | 42
AIR HANDLING UNIT | GI2256 | EMAIL | RM1300H | R22 | 42
AIR HANDLING UNIT | GI2258 | EMAIL | RM1300H | R22 | 42
AIR HANDLING UNIT | GI2262 | EMAIL | RM1300H | R22 | 42
AIR HANDLING UNIT | GI2260 | EMAIL | RM1300H | R22 | 42
DUCTED SPLIT SYSTEM | GJ 12737 | EMAIL | DN304H | R22 | 60
AIR COOLED SPLIT SYSTEM | FG0011B-2 | CARRIER | 38AE-064HY | R22 | 80
AIR COOLED SPLIT SYSTEM | FG0011A-1 | CARRIER | 38AE-084HY | R22 | 10
AIR HANDLING UNIT | 1M0608-04186 | TRANE | CLCP080 (2614) | CHILLED & HEATING WATER | 0
VARIABLE SPEED DRIVE | G0823123 | ZENER | MSC-3R82 | NULL | NULL
AIR HANDLING UNIT | 10608-04182 | TRANE | CLCP016 (1008) | CHILLED & HEATING WATER | 0
VARIABLE SPEED DRIVE | H0828010 | ZENER | MSC-3R15 | NULL | NULL
AIR HANDLING UNIT | 1M0608-04183 | TRANE | CLCP035 (1412) | CHILLED & HEATING WATER | 0
VARIABLE SPEED DRIVE | G0823049 | ZENER | MSC-3R30 | NULL | NULL
AIR HANDLING UNIT | 1M0608-04185 | TRANE | CLCP035 (1412) | CHILLED & HEATING WATER | 0
VARIABLE SPEED DRIVE | G0823275 | ZENER | MSC-3R23 | NULL | NULL
AIR HANDLING UNIT | 1M0608-04184 | TRANE | CLCP016 (1008) | NA | 0
AIR FAN - RETURN | NA | FANTECH | NA | NA | 0
VARIABLE SPEED DRIVE | G0823051 | ZENER | MSC-3R30 | NULL | NULL
AIR FAN - EXHAUST | NA | FANTECH | NA | NULL | NULL
VARIABLE SPEED DRIVE | G0823140 | ZENER | MSC-3R7 | NA | 0
AIR FAN - EXHAUST | NA | FANTECH | NA | NULL | NULL
VARIABLE SPEED DRIVE | G0823136 | ZENER | MSC-3R7 | NULL | NULL
AIR FAN - RETURN | NA | FANTECH | NA | NA | 0
VARIABLE SPEED DRIVE | G0823103 | ZENER | MSC-3R5 | NULL | NULL
AIR FAN - RETURN | NA | FANTECH | NA | NA | 0
VARIABLE SPEED DRIVE | G0818066 | ZENER | MSC-3R11 | NULL | NULL
AIR FAN - RETURN | NA | FANTECH | NA | NA | 0
VARIABLE SPEED DRIVE | G0823175 | ZENER | MSC-3R11 | NULL | NULL
BMS |  | AIRMASTER MADE | NIL | NULL | NULL
FAN COIL UNIT - DUCTED | 1M0608-04197 | TRANE | CLCP010 (0806) | CHILLED & HEATING WATER | 0
FAN COIL UNIT - DUCTED | 1M0608-04214 | TRANE | LWHA043DF261R10A | CHILLED & HEATING WATER | 0
FAN COIL UNIT - DUCTED | 1M0608-04212 | TRANE | LWHA023DE261R10A | CHILLED & HEATING WATER | 0
AIR HANDLING UNIT | 1M0608-04187 | TRANE | CLCP040 | NULL | NULL
CHILLED WATER PUMP | M23247-4 | BKB GROUP | 100X65-315 | NULL | NULL
VARIABLE SPEED DRIVE | G0823277 | ZENER | MSC-3R23 | NULL | NULL
VARIABLE SPEED DRIVE | G0823278 | ZENER | MSC-3R23 | NULL | NULL
HEATING HOT WATER PUMP | M23247-2 | BKB GROUP | 65X40-315 | NULL | NULL
HEATING HOT WATER PUMP | M23247-1 | BKB GROUP | 65X40-315 | NULL | NULL
VARIABLE SPEED DRIVE | G0828006 | ZENER | MSC-3R15 | NULL | NULL
BOILER - GAS ATMOSPHERIC | 2381 | HUNT | TNAR 300 | NULL | NULL
BOILER - GAS ATMOSPHERIC | 2380 | HUNT | TNAR 300 | NULL | NULL
SWITCHBOARD MECHANICAL |  | R.G.LADD |  | NULL | NULL
VARIABLE SPEED DRIVE | 3R01116 | ZENER | MSC-3R11 | NULL | NULL
VARIABLE SPEED DRIVE | 3R00716 | ZENER | MSC-3R7 | NULL | NULL
AIR FAN - SUPPLY | 350821 | FANTECH | AP0404A5B003 | NULL | NULL
VARIABLE SPEED DRIVE | NOT SEEN | ZENER | NOT SEEN | NULL | NULL
FAN COIL UNIT - DUCTED | NOT SEEN | TRANE | NOT SEEN | CHILLED & HEATING WATER | 0
AIR FAN - RETURN | NA | FANTECH | NA | NULL | NULL
VARIABLE SPEED DRIVE | G0823182 | ZENER | MSC-3R11 | NULL | NULL
VARIABLE SPEED DRIVE | G0823109 | ZENER | MSC-3R5 | NULL | NULL
CHILLED WATER PUMP | M23247-3 | BKB GROUP | 100X65-315 | NULL | NULL
VARIABLE SPEED DRIVE | G0752068 | ZENER | MSC-3R15 | NULL | NULL
CHILLER - AIR COOLED | RETM02289 | YORK | YCIV0EA50VABSXTXXXXXXLXXXX43SXXXXXHXXXSA | R134A | 200
CHILLER - AIR COOLED | RETM022897 | YORK | YCIV0590EA50VABSXTXXXXXLXXXX43SXXXXXHXXX | R134A | 200
SWITCHBOARD MECHANICAL | NA | R.G.LADD | NA | NA | 0
TOILET EXHAUST FAN | 350796 | FANTECH | CD314D | NA | 0
TOILET EXHAUST FAN | 350810 | FANTECH | CE284D-P | NULL | NULL
AIR FAN - EXHAUST | 350793 | FANTECH | CD566V | NULL | NULL
TOILET EXHAUST FAN | 350665 | FANTECH | PCE404ER | NULL | NULL
AIR FAN - SUPPLY | NA | FANTECH | JCE152-3SJK | NULL | NULL
AIR HANDLING UNIT | 0806-3815 | AIR CHANGE | HERO AHU2000-HTM-CWC-HWC | CHILLED & HEATING WATER | 0
AIR HANDLING UNIT | 0806-3813 | AIR CHANGE | ERV6000-HTM-CR-HWC-HS | CHILLED & HEATING WATER | 0
AIR HANDLING UNIT | 0806-3814 | AIR CHANGE | HERO AHU4000-HTM-CWC-WHC | CHILLED & HEATING WATER | 0
FAN COIL UNIT - DUCTED | 1M0608-04220 | TRANE | CLCP012 (1006) | CHILLED & HEATING WATER | 0
VARIABLE SPEED DRIVE | G0835111 | ZENER | MSC-3R7 | NULL | NULL
FAN COIL UNIT - DUCTED | 1M0608-04221 | TRANE | CLCP010 (0806) | CHILLED & HEATING WATER | 0
VARIABLE SPEED DRIVE | NA | ABB | ACS350-03E-23A1-4 | NA | 0
VARIABLE SPEED DRIVE | NA | ABB | ACS350-03E-23A1-4 | NA | 0
VARIABLE SPEED DRIVE | NA | ABB | NA | NA | 0
FAN COIL UNIT - DUCTED | NA | TRANE | NA | CHILLED & HEATING WATER | 0
FAN COIL UNIT - DUCTED | NA | TRANE | NA | CHILLED & HEATING WATER | 0
FAN COIL UNIT - DUCTED | NA | TRANE | NA | CHILLED & HEATING WATER | 0
FAN COIL UNIT - DUCTED | NA | TRANE | NA | CHILLED & HEATING WATER | 0
FAN COIL UNIT - DUCTED | NA | TRANE | NA | CHILLED & HEATING WATER | 0
FAN COIL UNIT - DUCTED | NA | TRANE | NA | CHILLED & HEATING WATER | 0
FAN COIL UNIT - DUCTED | NA | TRANE | NA | CHILLED & HEATING WATER | 0
VARIABLE SPEED DRIVE | G0823139 | ZENER | MSC-3R7 | NA | 0
FAN COIL UNIT - DUCTED | NA | TRANE | NA | CHILLED & HEATING WATER | 0
PACKAGED AIR CONDITIONING UNIT | 713309 | TEMPERZONE | OPA 225RKTH | R410A | 6
PACKAGED AIR CONDITIONING UNIT | 711947 | TEMPERZONE | OPA 225RKTH | R410A | 6
PACKAGED AIR CONDITIONING UNIT | 705840 | TEMPERZONE | OPA 225RKTH | R410A | 6
PACKAGED AIR CONDITIONING UNIT | 700347 | TEMPERZONE | OPA 225RKTH | R410A | 6
PACKAGED AIR CONDITIONING UNIT | 711946 | TEMPERZONE | OPA 225RKTH | R410A | 6
PACKAGED AIR CONDITIONING UNIT | 651227 | TEMPERZONE | OPA 270RKTH | R410A | 6
PACKAGED AIR CONDITIONING UNIT | 301025 | APAC | PO21AHR9BF | R407C | 6
PACKAGED AIR CONDITIONING UNIT | 301027 | APAC | PO30AHR9BF | R407C | 6
PACKAGED AIR CONDITIONING UNIT | 643534 | TEMPERZONE | OPA 270RKTH | R410A | 7
PACKAGED AIR CONDITIONING UNIT | 400835 | ACTRON | PCG203U-0100-K | R410A | 7
PACKAGED AIR CONDITIONING UNIT | 2Q074 | ALCAIR | HCPK17RT | R22 | 7
PACKAGED AIR CONDITIONING UNIT | 2199W129797 | APAC | P026AHR9AA | R22 | 7
PACKAGED AIR CONDITIONING UNIT | 2800W146189 | APAC | P023AHR9AA | R22 | 7
PACKAGED AIR CONDITIONING UNIT | 855211 | APAC | P026AHR9AA | R22 | 7
PACKAGED AIR CONDITIONING UNIT | 855212 | APAC | P026AHR9AA | R22 | 7
PACKAGED AIR CONDITIONING UNIT | 855213 | APAC | P026AHR9AA | R22 | 7
PACKAGED AIR CONDITIONING UNIT | 2133198138 | AIRWELL | HA89RCCACCTR65ER | R22 | 7
PACKAGED AIR CONDITIONING UNIT | 301001? | APAC | PO55AHR9BF | R407C | 12
PACKAGED AIR CONDITIONING UNIT | 298152 | APAC | P110AHR9BA | R407C | 28
PACKAGED AIR CONDITIONING UNIT | 298153 | APAC | P110AHR9BA | R407C | 28
PACKAGED AIR CONDITIONING UNIT | 298151 | APAC | P110AHR9BA | R407C | 7
PACKAGED AIR CONDITIONING UNIT | 298154 | APAC | P110AHR9BA | R407C | 7
PACKAGED AIR CONDITIONING UNIT | 298029 | APAC | PO55AHR9BF | R407C | 7
PACKAGED AIR CONDITIONING UNIT | 628068 | ACTRON | PCG300L | R410A | 9
PACKAGED AIR CONDITIONING UNIT | 641942 | ACTRON | PCG340L | R410A | 12
PACKAGED AIR CONDITIONING UNIT | 641941 | ACTRON | PCG340L | R410A | 12
PACKAGED AIR CONDITIONING UNIT | 16202 | APAC | P036AHR9BF | R407C | 8
PACKAGED AIR CONDITIONING UNIT | 16198 | APAC | P030AHR9BE | R407C | 8
PACKAGED AIR CONDITIONING UNIT | 16197 | APAC | P030AHR9BE | R407C | 8
PACKAGED AIR CONDITIONING UNIT | 16201 | APAC | P030AHR9BE | R407C | 8
PACKAGED AIR CONDITIONING UNIT | 16196 | APAC | P030AHR9BE | R407C | 8
PACKAGED AIR CONDITIONING UNIT | 16199 | APAC | P030AHR9BE | R407C | 8
PACKAGED AIR CONDITIONING UNIT | 13612 | APAC | P030AHR9BE | R407C | 8
PACKAGED AIR CONDITIONING UNIT | 13610 | APAC | P030AHR9BE | R407C | 8
PACKAGED AIR CONDITIONING UNIT | 13613 | APAC | P030AHR9BE | R407C | 8
PACKAGED AIR CONDITIONING UNIT | 13609 | APAC | P030AHR9BE | R407C | 8
PACKAGED AIR CONDITIONING UNIT | 13611 | APAC | P030AHR9BE | R407C | 8
PACKAGED AIR CONDITIONING UNIT | 63539 | APAC | P015AHR9BE | R407C | 8
PACKAGED AIR CONDITIONING UNIT | 63540 | APAC | P015AHR9BE | R407C | 8
PACKAGED AIR CONDITIONING UNIT | 15729 | APAC | P015AHR9BE | R407C | 8
PACKAGED AIR CONDITIONING UNIT | 15397 | APAC | P030AHR9BE | R407C | 8
PACKAGED AIR CONDITIONING UNIT | 3194W66315 | APAC | S32 HPBH | R22 | 8
PACKAGED AIR CONDITIONING UNIT | 2794W63400 | APAC | S21 HPBH-02 | R22 | 8
PACKAGED AIR CONDITIONING UNIT | 2749W633398 | APAC | S25 HPBH-02 | R22 | 8
PACKAGED AIR CONDITIONING UNIT | 3194W66324 | APAC | S37 HPBH | R22 | 8
PACKAGED AIR CONDITIONING UNIT | 4294W68491 | APAC | S32 HPBH | R22 | 8
PACKAGED AIR CONDITIONING UNIT | 1294W62817 | APAC | S24 HPBH-02 | R22 | 8
PACKAGED AIR CONDITIONING UNIT | 298139 | APAC | P030AHR9BF | R407C | 8
PACKAGED AIR CONDITIONING UNIT | 298140 | APAC | P030AHR9BF | R407C | 8
PACKAGED AIR CONDITIONING UNIT | 301022 | APAC | P021AHR9BF | R407C | 8
PACKAGED AIR CONDITIONING UNIT | 301015 | APAC | PO36AHR9BF | R407C | 8
PACKAGED AIR CONDITIONING UNIT | 65530 | APAC | PO46AHR9BE | R407C | 10
PACKAGED AIR CONDITIONING UNIT | 301030 | APAC | PO30AHR9BF | R407C | 8
PACKAGED AIR CONDITIONING UNIT | 301029 | APAC | PO30AHR9BF | R407C | 8
PACKAGED AIR CONDITIONING UNIT | 1294W62818 | APAC | S24 HPBH-02 | R22 | 8
PACKAGED AIR CONDITIONING UNIT | 760766 | TEMPERZONE | OPA 294RKTBH | R410A | 10
PACKAGED AIR CONDITIONING UNIT | 761964 | TEMPERZONE | OPA 294RKTBH | R410A | 10
PACKAGED AIR CONDITIONING UNIT | 761965 | TEMPERZONE | OPA 294RKTBH | R410A | 10
PACKAGED AIR CONDITIONING UNIT | 762995 | TEMPERZONE | OPA 294RKTBH | R410A | 10
PACKAGED AIR CONDITIONING UNIT | 416835 | APAC | H2501 | R22 | 10
PACKAGED AIR CONDITIONING UNIT | DG5905 | EMAIL | RM402H | R22 | 10
PACKAGED AIR CONDITIONING UNIT | 173460 | APAC | P017AHR9AD | R22 | 10
PACKAGED AIR CONDITIONING UNIT | 298146 | APAC | PO85AHR9BD | R407C | 20
PACKAGED AIR CONDITIONING UNIT | 301009 | APAC | P046AHR9BE | R407C | 10
PACKAGED AIR CONDITIONING UNIT | 301010 | APAC | P046AHR9BE | R407C | 10
PACKAGED AIR CONDITIONING UNIT | 16575 | APAC | P110AHR9BA | R407C | 24
PACKAGED AIR CONDITIONING UNIT | 16576 | APAC | P110AHR9BA | R407C | 24
PACKAGED AIR CONDITIONING UNIT | 401559 | ACTRON | PCG340L-0100K | R410A | 12
PACKAGED AIR CONDITIONING UNIT | 401560 | ACTRON | PCG340L-0100-K | R410A | 12
PACKAGED AIR CONDITIONING UNIT | 4996W96868 | APAC | S51HPBH | R22 | 12
PACKAGED AIR CONDITIONING UNIT | 3094W66333 | APAC | S51 HPBH | R22 | 12
PACKAGED AIR CONDITIONING UNIT | 301023 | APAC | P021AHR9BF | R407C | 6
PACKAGED AIR CONDITIONING UNIT | 4694W69345 | APAC | S51 HPBH | R22 | 12
PACKAGED AIR CONDITIONING UNIT | 301012 | APAC | P055AHR9BF | R407C | 13
PACKAGED AIR CONDITIONING UNIT | 301011 | APAC | P055AHR9BF | R407C | 13
PACKAGED AIR CONDITIONING UNIT | 657768 | APAC | P055AHR9AE | R22 | 14
PACKAGED AIR CONDITIONING UNIT | 72853 | TEMPERZONE | OPA 260R | R407C | 14
PACKAGED AIR CONDITIONING UNIT | 65982 | APAC | PO64AHR9BD | R407C | 14
PACKAGED AIR CONDITIONING UNIT | 400825 | ACTRON | PCG400L | R410A | 16
PACKAGED AIR CONDITIONING UNIT | 271328 | ACTRON | PCA70SP | R22 | 16
PACKAGED AIR CONDITIONING UNIT | 633259 | ACTRON | PKY700T | R410A | 20
PACKAGED AIR CONDITIONING UNIT | 16190 | APAC | PO75AHR9BD | R407C | 17
PACKAGED AIR CONDITIONING UNIT | 12718 | APAC | P075AHR9BD | R407C | 17
PACKAGED AIR CONDITIONING UNIT | 633258 | ACTRON | PKY700T | R410A | 20
PACKAGED AIR CONDITIONING UNIT | 638344 | APAC | PKY700T | R410A | 20
PACKAGED AIR CONDITIONING UNIT | 91572 | TEMPERZONE | OPA550RKTBH | R410A | 18
PACKAGED AIR CONDITIONING UNIT | 114240 | TEMPERZONE | OPA855RKTBG01-P | R410A | 15
PACKAGED AIR CONDITIONING UNIT | 94572 | TEMPERZONE | OPA 960RKTBH | R410A | 20
PACKAGED AIR CONDITIONING UNIT | 94576 | TEMPERZONE | OPA 960RKTBH | R410A | 20
PACKAGED AIR CONDITIONING UNIT | 94575 | TEMPERZONE | OPA 960RKTBH | R410A | 20
AIR COOLED SPLIT SYSTEM | 298125 | APAC | S064OVR9BD | R407C | 20
AIR COOLED SPLIT SYSTEM | 298136 | APAC | S055OVR9BF | R407C | 20
AIR COOLED SPLIT SYSTEM | 298130 | APAC | S040OVR9BE | R407C | 20
AIR COOLED SPLIT SYSTEM | 298129 | APAC | S040OVR9BE | R407C | 20
AIR COOLED SPLIT SYSTEM | 298126 | APAC | S064OVR9BD | R407C | 20
AIR COOLED SPLIT SYSTEM | 298134 | APAC | S055OVR9BF | R407C | 20
AIR COOLED SPLIT SYSTEM | 298133 | APAC | S055OVR9BF | R407C | 20
PACKAGED AIR CONDITIONING UNIT | 301013 | APAC | P064AHR9BD | R407C | 20
PACKAGED AIR CONDITIONING UNIT | 300923 | APAC | P128AHR9BA | R407C | 20
PACKAGED AIR CONDITIONING UNIT | 2894W63550 | APAC | S65 HPBH 02 | R22 | 22
PACKAGED AIR CONDITIONING UNIT | 2594W63551 | APAC | S65 HOBH-02 | R22 | 22
PACKAGED AIR CONDITIONING UNIT | 14741 | APAC | P128AHR9BE | R407C | 28
PACKAGED AIR CONDITIONING UNIT | 300924 | APAC | P128AHR9BA | R407C | 28
PACKAGED AIR CONDITIONING UNIT | 2894W66521 | APAC | S80 HPBH | R22 | 30
PACKAGED AIR CONDITIONING UNIT | 2694W63459 | APAC | S95 HPBH-02 | R22 | 35
REFRIGERATION COMPRESSORS | 1073200504 | BITZER | CSH7551-50Y-45P | R134A | 100
REFRIGERATION COMPRESSORS | 1073200505 | BITZER | CSH7551-50Y-45P | R134A | 100
REFRIGERATION COMPRESSORS | 1072901600 | BITZER | CSH6561-40Y-45P | R134A | 100
REFRIGERATION COMPRESSORS | 1074102121 | BITZER | CSH6551-35Y-45P | R134A | 80
REFRIGERATION COMPRESSORS | 1074600341 | BITZER | CSH7551-50Y-45P | R134A | 100
REFRIGERATION COMPRESSORS | 1074401571 | BITZER | CSH7551-50Y-45P | R134A | 100
REFRIGERATION COMPRESSORS | 1071100456 | BITZER | CSH7551-70Y-45P | R134A | 100
REFRIGERATION COMPRESSORS | 1073201111 | BITZER | CSH7551-70Y-45P | R134A | 100
REFRIGERATION COMPRESSORS | 1073201112 | BITZER | CSH7551-70Y-45P | R134A | 100
REFRIGERATION COMPRESSORS | 1072901598 | BITZER | CSH6561-40Y-45P | R134A | 100
REFRIGERATION COMPRESSORS | 1074400357 | BITZER | CSH7561-60Y-45P | R134A | 100
REFRIGERATION COMPRESSORS | 1074601078 | BITZER | CSH7571-70Y-45P | R134A | 100
REFRIGERATION COMPRESSORS | 1074400356 | BITZER | CSH7561-60Y-45P | R134A | 100
WALL MOUNTED SPLIT SYSTEM | 14237044779 | HITACHI | RAK-35NHA1 | R410A | 0
WALL MOUNTED SPLIT SYSTEM | 13A3641391 | HITACHI | RAK-25NHA1 | R410A | 0
WALL MOUNTED SPLIT SYSTEM | 1423774475 | HITACHI | RAK-35NHA1 | R410A | 0
WALL MOUNTED SPLIT SYSTEM | 13A3641381 | HITACHI | RAK-25NHA1 | R410A | 0
WALL MOUNTED SPLIT SYSTEM | 1383609306 | HITACHI | RAK-25NHA1 | R410A | 0
SWITCHBOARD MECHANICAL |  | NULL |  | NA | 0
SWITCHBOARD MECHANICAL |  | NULL |  | NA | 0
STAIRWELL PRESSURISATION FAN | 504702 | FANTECH | AP0402AP530 | NULL | NULL
VARIABLE SPEED DRIVE | V00000415003 | NULL | VACON0100-3L-0004-4-HAVC | NULL | NULL
KITCHEN EXHAUST FAN | 502475 | FEDERAL | CHD564 | NULL | NULL
SMOKE EXHAUST FAN | 467692 | FEDERAL | RSS1006CA12H055 | NULL | NULL
SMOKE EXHAUST FAN | 467693 | FEDERAL | RSS1006CA915 | NULL | NULL
SMOKE EXHAUST FAN | 467692 | FEDERAL | RSS1006CA1226 | NULL | NULL
WALL MOUNTED SPLIT SYSTEM | 16401176 | MITSUBISHI | SRK50ZIX-S | R410A | 0
DUCTED SPLIT SYSTEM | T001222 | GREGORY | ART45UUAK | R410A | 0
DUCTED SPLIT SYSTEM | 52180 | YORK | IDS500Q | R22 | 0
DUCTED SPLIT SYSTEM | 52182 | TEMPERZONE | ISD500Q | R22 | 0
DUCTED SPLIT SYSTEM | 52181 | TEMPERZONE | ISD500Q | R22 | 0
DUCTED SPLIT SYSTEM | 776843 | TEMPERZONE | ISD235KY | R410A | 0
WALL MOUNTED SPLIT SYSTEM | 13A3641321 | HITACHI | RAK-25NHA1 | R410A | 0
CASSETTE SPLIT SYSTEM | 25M01479 | MITSUBISHI | SLZ-K25VAQ | R410A | 0
SWITCHBOARD MECHANICAL |  | NULL |  | NA | 0
SWITCHBOARD MECHANICAL |  | NULL |  | NA | 0
SWITCHBOARD MECHANICAL |  | NULL |  | NA | 0
PACKAGED AIR CONDITIONING UNIT | 20433 | YORK | YRM-036R4SBCC | R22 | 0
PACKAGED AIR CONDITIONING UNIT | 20436 | YORK | YRM-022R45BCC | R22 | 6
PACKAGED AIR CONDITIONING UNIT | 20434 | YORK | YRM036R453CC | R22 | 0
PACKAGED AIR CONDITIONING UNIT |  | YORK | NOT AVAILABLE | R22 | 0
AIR FAN - EXHAUST |  | ZENITH |  | NA | 0
AIR FAN - EXHAUST |  | ZENITH |  | NA | 0
DUCTED SPLIT SYSTEM | 604826 | TEMPERZONE | OSA150R | R407C | 0
DUCTED SPLIT SYSTEM | 610261 | TEMPERZONE | OSA127R | R407C | 0
DUCTED SPLIT SYSTEM | 610050 | TEMPERZONE | OSA85R | R407C | 2.7
DUCTED SPLIT SYSTEM | 604920 | TEMPERZONE | OSA150R | R407C | 0
AIR FAN - EXHAUST |  | ZENITH |  | NA | 0
FAN COIL UNIT - DUCTED | K23704A1 | MULLER | FS027HCS | NA | 0
FAN COIL UNIT - DUCTED | 71602 | MULLER | IJD950 | NA | 0
FAN COIL UNIT - DUCTED | NA | MULLER | NA | NA | 0
AIR FAN - EXHAUST | 7418 | AEROVENT | DI031-401CV | NA | 0
FAN COIL UNIT - DUCTED | K19046K | MULLER | FSO27HCM | NA | 0
FAN COIL UNIT - DUCTED | K19064A | MULLER | FSO35HCS | NA | 0
AIR FAN - EXHAUST | 397614 | FANTECH | APA402 | NA | 0
FAN COIL UNIT - DUCTED | NA | MULLER | NA | NA | 0
FAN COIL UNIT - DUCTED | K22721G1 | MULLER | FS080HFM | NA | 0
FAN COIL UNIT - DUCTED | K20483H1 | MULLER | FS080HPM | NA | 0
FAN COIL UNIT - DUCTED | NA | BRADWAY TEMPER | IMD 550-41 | NA | 0
FAN COIL UNIT - DUCTED | NA | MULLER | NA | NA | 0
FAN COIL UNIT - DUCTED | 28009 | MULLER | MLE14 | NA | 0
FAN COIL UNIT - DUCTED | K20482K1 | MULLER | FS060HCS | NA | 0
FAN COIL UNIT - DUCTED | K19064L | MULLER | FS027HCS | NA | 0
FAN COIL UNIT - DUCTED | NA | MULLER | NA | NA | 0
FAN COIL UNIT - DUCTED | K23705E1 | MULLER | FS040HCS | NA | 0
FAN COIL UNIT - DUCTED | K23705D1 | MULLER | FS050HCS | NA | 0
FAN COIL UNIT - DUCTED | NA | MULLER | NA | NA | 0
AIR FAN - EXHAUST | 135044 | FANTECH | SQA0404P10S002 | NA | 0
AIR FAN - EXHAUST | 135044 | FANTECH | SQA0404P10S002 | NA | 0
AIR FAN - EXHAUST | NA | NULL | NA | NA | 0
AIR HANDLING UNIT | 94266 | THERMAL EQUP CO | IJD1400 | NA | 0
AIR HANDLING UNIT | 94267 | THERMAL EQUP CO | IJD1400 | NA | 0
VARIABLE SPEED DRIVE | T-U20362000085 | SIGREST DESIGN | 6SE6436-5BD32-2DA0 | NA | 0
VARIABLE SPEED DRIVE | T-U20862000122 | SIGREST DESIGN | 6SE6436-5BD32-2DA0 | NA | 0
VARIABLE SPEED DRIVE | S T-D7512000064 | SIGREST DESIGN | 1P6SL3223-0DE32-2BA0 | NA | 0
FAN COIL UNIT - DUCTED | 85996 | THERMAL EQUP CO | IJD 1400 | NA | 0
FAN COIL UNIT - DUCTED | V1678 2954 AHU-CMO-1 | CARRIER APAC | ASH-08 | NA | 0
FAN COIL UNIT - DUCTED | K19528K1 | MUNTERS | FS040HF11 | NA | 0
COOLING TOWER | M1300 | ASEA | MSS295A | NA | 0
VARIABLE SPEED DRIVE | 075206A123 | DB INDUSTRIES | 131N0192 | NA | 0
KITCHEN EXHAUST FAN | 330213 | FEDERAL | APB1256FA12B110 | NA | 0
DUCTED SPLIT SYSTEM | 729866 | TEMPERZONE | OSA 230RKT | R410A | 8.7
DUCTED SPLIT SYSTEM | 86921 | TEMPERZONE | OSA630RKTBV | R410A | 20
DUCTED SPLIT SYSTEM | NA | TEMPERZONE | OSA 430RKTBV | R410A | 14
DUCTED SPLIT SYSTEM | 702372 | TEMPERZONE | OSA 330RKTV | R410A | 9.4
AIR FAN - EXHAUST | 9113 | AEROVENT | DI040-401V | NA | 0
VARIABLE SPEED DRIVE | 3142707047 | ABB | ACH550-01-06A9-4+B055 | NA | 0
KITCHEN EXHAUST FAN | 1200 | ASEA | 146-556-3P | NA | 0
CASSETTE SPLIT SYSTEM | 204684-K10 | PARKER | CU-160C53XP | R22 | 0
CASSETTE SPLIT SYSTEM | T 000224 | GREGORY | AOTA45LBTL | R410A | 0
CASSETTE SPLIT SYSTEM | T 000004 | GREGORY | AOTA45LBTL | R410A | 0
CASSETTE SPLIT SYSTEM | 204323-K09 | PARKER | CU-160C53XP | R22 | 0
CASSETTE SPLIT SYSTEM | T 000003 | GREGORY | AOTA45LBTL | R410A | 0
CASSETTE SPLIT SYSTEM | 204687-K10 | PARKER | CU-160C53XP | R22 | 0
CASSETTE SPLIT SYSTEM | 214300387SF | MODULEX | FDC140VNX | R410A | 0
CASSETTE SPLIT SYSTEM | 214200008SF | MODULEX | FDC140VNX | R410A | 0
WALL MOUNTED SPLIT SYSTEM | R009727 | GREGORY | AOTR18LCL | R410A | 0
AIR FAN - EXHAUST | 510589 | FEDERAL | NA | NA | 0
AIR FAN - EXHAUST | APBB100CA912 | NULL | APB4CA9B055 | NA | 0
AIR FAN - EXHAUST | APB0804CA12122 | NULL | APB0804CA12B055 | NA | 0
AIR FAN - EXHAUST | CD506V | FANTECH | CD506V | NA | 0
AIR FAN - EXHAUST | CD716VGL | FANTECH | CD716VGL | NA | 0
CONDENSER WATER PUMP | 611B147003 | TEMPERZONE | AEMB-UCDCC | NA | 0
CHILLED WATER PUMP | 10056 MBJ | MTA HCYGNUS | NA | NA | 0
CONDENSER WATER PUMP | 4617781 | TEMPERZONE | AEEBXX | NA | 0
CHILLED WATER PUMP | 4871180004 | TEMPERZONE | AEEBXX | NA | 0
CHILLED WATER PUMP | 9128013001 | TEMPERZONE | ASHB-UC009 | NA | 0
CONDENSER WATER PUMP | 4817050019 | TEMPERZONE | ASFBXX | NA | 0
CHILLED WATER PUMP | 900821 | TEMPERZONE | ASFBXX | NA | 0
CONDENSER WATER PUMP | 4817050009 | TEMPERZONE | ASFBXX | NA | 0
CONDENSER WATER PUMP | 4815120001 | TEMPERZONE | AEEBXX | NA | 0
HEATING HOT WATER PUMP | 4812650003 | TEMPERZONE | AEEBXX | NA | 0
CHILLED WATER PUMP | R521E-2 | ASEA | NA | NA | 0
HEATING HOT WATER PUMP | 4635114 | TEMPERZONE | ASFBXX | NA | 0
HEATING HOT WATER PUMP | 472612006 | TEMPERZONE | ASFBXX | NA | 0
HEATING HOT WATER PUMP | 4815900007 | TEMPERZONE | ASFBXX | NA | 0
FAN COIL UNIT - DUCTED | K19528B1 | MUNTERS | FS050HF11 | NA | 0
FAN COIL UNIT - DUCTED | K19971E1 | MUNTERS | FS027HCS | NA | 0
FAN COIL UNIT - DUCTED | 69519 | BRADWAY TEMPER | IMD 95-41 | NA | 0
FAN COIL UNIT - DUCTED | 6853 | DB INDUSTRIES | AHFS3250 | NA | 0
FAN COIL UNIT - DUCTED | 72310 | TEMPERZONE | IJD950 | NA | 0
FAN COIL UNIT - DUCTED | NA | TEMPERZONE | IMD420-41 | NA | 0
AIR FAN - EXHAUST | NA | NULL | NA | NA | 0
FAN COIL UNIT - DUCTED | 120818230101 | BELMO | SYQ450R | NA | 0
AIR FAN - EXHAUST | NA | NULL | NA | NA | 0
TOILET EXHAUST FAN | NA | FANTECH | NA | NA | 0
AIR FAN - EXHAUST | NA | FANTECH | AP400-4 | NA | 0
FAN COIL UNIT - DUCTED | NA | MULLER | NA | NA | 0
AIR FAN - EXHAUST | NA | FANTECH | NA | NA | 0
AIR FAN - EXHAUST | CD456D | FANTECH | CD456D | NA | 0
AIR FAN - EXHAUST | 293057 | FANTECH | APO634BP7B01525 | NA | 0
SWITCHBOARD MECHANICAL | NA | REGENT | NA | NA | 0
SWITCHBOARD MECHANICAL | NA | NULL | NA | NA | 0
SMOKE EXHAUST FAN |  | AEROVENT | EMHD100SF-403-AZ5483511378 | NA | 0
SMOKE EXHAUST FAN |  | NULL |  | NA | 0
SMOKE EXHAUST FAN | 182078 | FEDERAL | SS1256CA9HC75 | NA | 0
SMOKE EXHAUST FAN | NA | NULL | NA | NA | 0
SMOKE EXHAUST FAN | 1100 34564V | DUNN AIR | SDA1000-6D-HCLAS | NA | 0
SMOKE EXHAUST FAN | 1100 34564V | DUNN AIR | SDA1000-6D-HCLAS | NA | 0
SMOKE EXHAUST FAN | 1100 34564V | DUNN AIR | SDA1000-6D-HCLAS | NA | 0
SMOKE EXHAUST FAN | NA | NULL | NA | NA | 0
SMOKE EXHAUST FAN | NA | NULL | NA | NA | 0
SMOKE EXHAUST FAN | NA | NULL | NA | NA | 0
SMOKE EXHAUST FAN | NA | NULL | NA | NA | 0
SMOKE EXHAUST FAN | NA | FANTECH | NA | NA | 0
SMOKE EXHAUST FAN | NA | FANTECH | NA | NA | 0
SMOKE EXHAUST FAN | NA | FANTECH | NA | NA | 0
SMOKE EXHAUST FAN | NA | FANTECH | NA | NA | 0
SMOKE EXHAUST FAN | NA | FANTECH | NA | NA | 0
SMOKE EXHAUST FAN | NA | FANTECH | NA | NA | 0
SWITCHBOARD MECHANICAL | NA | REGENT | NA | NA | 0
SWITCHBOARD MECHANICAL | NA | REGENT | NA | NA | 0
SWITCHBOARD MECHANICAL | NA | REGENT | NA | NA | 0
DOMESTIC HW UNIT (GAS) | 3217594 | ASEA | 61331508 | NULL | NULL
DOMESTIC HW UNIT (GAS) | 4613690 | ASEA | 61331508 | NULL | NULL
SWITCHBOARD MECHANICAL |  | NULL | NA | NA | 0
SWITCHBOARD MECHANICAL |  | NULL |  | NA | 0
SWITCHBOARD MECHANICAL |  | NULL | NA | NA | 0
EXPANSION TANK (CLOSED LOOPS) | Z516911 | NULL | AAVRE01R11FP1 | NA | 0
EXPANSION TANK (CLOSED LOOPS) | Z516933 | NULL | AAVRE01R11FP1 | NA | 0
EXPANSION TANK (CLOSED LOOPS) | Z516915 | NULL | AAVRE01R11FP1 | NA | 0
0 - NOT SET | 8315 | NHP | ARU2-303 | NULL | NULL
FAN COIL UNIT - DUCTED | NA | THERMAL EQUP CO | NA | NA | 0
VARIABLE SPEED DRIVE | 4945408002 | STIEBEL | BA3401-E12E54 | NA | 0
EXPANSION TANK (CLOSED LOOPS) | Z516941 | ASEA | AAVRE01R11FP1 | NA | 0
CAR PARK EXHAUST FAN | NA | NULL | NA | NA | 0
CAR PARK EXHAUST FAN | NA | NULL | NA | NA | 0
VARIABLE SPEED DRIVE | 10050872 | ASEA | NXS01055A2H0SSSA100000000 | NA | 0
SWITCHBOARD MECHANICAL | NA | NULL | NA | NA | 0
CASSETTE SPLIT SYSTEM | NA | PARKER | CS-160U32JP | NA | 0
WALL MOUNTED SPLIT SYSTEM | E079619 | GREGORY | ASTA18LCC | NA | 0
FAN COIL UNIT - DUCTED | 010282MV | MUNTERS | MLH14BHBR61P22 | NA | 0
FAN COIL UNIT - DUCTED | K19064B | MULLER | FSOHC35HCS | NA | 0
FAN COIL UNIT - DUCTED | K23705A1 | MULLER | FS050HCS | NA | 0
FAN COIL UNIT - DUCTED |  | MULLER |  | NA | 0
FAN COIL UNIT - DUCTED | NA | MULLER | NA | NA | 0
SWITCHBOARD MECHANICAL | NA | R.G.LADD | NA | NA | 0
FAN COIL UNIT - DUCTED | NA | MULLER | NA | NA | 0
AIR HANDLING UNIT | 92360 | THERMAL EQUP CO | IJD950 | NA | 0
AIR FAN - OUTSIDE | 11378 | AEROVENT | DI050-403S | NA | 0
KITCHEN EXHAUST FAN | 11378 | AEROVENT | DI056-403V-TE | NA | 0
KITCHEN EXHAUST FAN | 11378 | AEROVENT | DI056-403V-TE | NA | 0
AIR FAN - OUTSIDE | 11378 | AEROVENT | DI050-403S | NA | 0
AIR FAN - OUTSIDE | 1138 | AEROVENT | DI050-403S | NA | 0
KITCHEN EXHAUST FAN | 11378 | AEROVENT | DI056-403V-TE | NA | 0
AIR FAN - OUTSIDE | 11378 | AEROVENT | DI050-403S | NA | 0
SMOKE EXHAUST FAN | 11378 | AEROVENT | EMHD100SF-403-AZ54835 | NA | 0
KITCHEN EXHAUST FAN | 11378 | AEROVENT | DI056-403V-TE | NA | 0
SMOKE EXHAUST FAN | NA | NULL | NA | NA | 0
SMOKE EXHAUST FAN | NA | FEDERAL | SS125-823 | NA | 0
SMOKE EXHAUST FAN | NA | FEDERAL | SS125-823 | NA | 0
SMOKE EXHAUST FAN | NA | FEDERAL | SS125-823 | NA | 0
COOLING TOWER | M1300 | ASEA | MSS295A | NA | 0
COOLING TOWER | M1300 | ASEA | MSS295A | NA | 0
CAR PARK EXHAUST FAN | NA | ASEA | NA | NA | 0
KITCHEN EXHAUST FAN | 42288 | ASEA | V46-556-3PH | NA | 0
KITCHEN EXHAUST FAN | L10 | ASEA | V30-184-5PH | NA | 0
KITCHEN EXHAUST FAN | 41730 | ASEA | V46-556-3PH | NA | 0
AIR FAN - EXHAUST | NA | ASEA | NA | NA | 0
FAN COIL UNIT - DUCTED | 72312 | THERMAL EQUP CO | IJD 950 | NA | 0
FAN COIL UNIT - DUCTED | B9701763 | WALKER | ASH-27 | NA | 0
CASSETTE SPLIT SYSTEM | 204327-K09 | PARKER | CU-160C53XP | R22 | 54
CHILLER - WATER COOLED | A89B0004 | TRITEC ELECT | CGWA428ECC02210201120A | R22 | 112
CHILLER - WATER COOLED | 4111Q21220 | CIEMANTS | 23XRV3737NRVA^9--S | R134A | 345
CHILLER - WATER COOLED | KL6691 | RAC | WA125.3H6.22N | R134A | 362
CHILLER - WATER COOLED | E93295 | TRITEC ELECT | CVGD 71 | R134A | 800
CHILLER - WATER COOLED | E92190 | TRITEC ELECT | CVGB 71 | R134A | 800
SWITCHBOARD MECHANICAL | NA | REGENT | NA | NA | 0
CASSETTE SPLIT SYSTEM | 91400008 | MODULEX | PJHX-6AG1 | NA | 0
CASSETTE SPLIT SYSTEM | 91200006 | MODULEX | PJHX-6AG | NA | 0
CASSETTE SPLIT SYSTEM | 91300044 | MODULEX | PJHX-6AG1 | NA | 0
CASSETTE SPLIT SYSTEM | 91300040 | MODULEX | PJHX-6A | NA | 0
FAN COIL UNIT - DUCTED | K19528B1 | MUNTERS | FS050FHM | NA | 0
FAN COIL UNIT - DUCTED | K19528A1 | MUNTERS | FS050HFM | NA | 0
FAN COIL UNIT - DUCTED | K19528E1 | MUNTERS | FS060HF111 | NA | 0
FAN COIL UNIT - DUCTED | K19528F1 | MUNTERS | FS050HFM | NA | 0
FAN COIL UNIT - DUCTED | K19528A1 | MUNTERS | FS050HFM | NA | 0
CASSETTE SPLIT SYSTEM | 0399606419 R | PANASONIC | CS-F50DB4E5 | NA | 0
WALL MOUNTED SPLIT SYSTEM | 2905510292 | PANASONIC | CS-E28JKR | NA | 0
CASSETTE SPLIT SYSTEM | 0399606132R | PANASONIC | CS-F50DB4E5 | NA | 0
SMOKE EXHAUST FAN | NA | NULL | NA | NA | 0
SMOKE EXHAUST FAN | NA | NULL | NA | NA | 0
CASSETTE SPLIT SYSTEM | 91200041 | MODULEX | PJHX-6AG2 | NA | 0
CASSETTE SPLIT SYSTEM | 91200042 | MODULEX | PJHX-6AG | R22 | 0
FAN COIL UNIT - DUCTED | K19522J1 | MUNTERS | FS040HF-1 | NA | 0
FAN COIL UNIT - DUCTED | K19523G1 | MUNTERS | FS090HFM | NA | 0
FAN COIL UNIT - DUCTED | K19523H1 | MUNTERS | FS060HFM | NA | 0
FAN COIL UNIT - DUCTED | K195281 | MUNTERS | F5040HF1 | NA | 0
CASSETTE SPLIT SYSTEM | NA | MODULEX | PUHX-6YG7 | NA | 0
AIR FAN - EXHAUST | 7225 | AEROVENT | DI056-603V | NA | 0
CASSETTE SPLIT SYSTEM | 97500074 | MODULEX | PUHX-6YG7 | R22 | 0
CASSETTE SPLIT SYSTEM | 97500109 | MODULEX | PUHX-6YG7 | R22 | 0
REFRIGERATION COMPRESSORS |  | BONAIR | 4G-30.2 | R22 | 0
AIR HANDLING UNIT |  | ASEA | NA | NA | 0
FAN COIL UNIT - DUCTED | 68730 | THERMAL EQUP CO | IMD 550-41 | NA | 0
SWITCHBOARD MECHANICAL |  | REGENT | NA | NA | 0
HEATING HOT WATER PUMP |  | ASEA | FF5A4.285 | NA | 0
SWITCHBOARD MECHANICAL |  | ASEA |  | NA | 0
BOILER - GAS FIRED | 5-69-89 | ASEA | PRW 90 | NA | 0
0 - NOT SET |  | NULL |  | NA | 0
DOMESTIC HW UNIT (GAS) |  | S&P | NA | NA | 0
BOILER - GAS FIRED | 411-B | ASEA | 808 | NA | 0
REFRIGERATION COMPRESSORS |  | TRITEC ELECT |  | NA | 0
HEATING HOT WATER PUMP |  | HARDLAND | UPS 32-80 180 | NA | 0
DOMESTIC HW UNIT (GAS) |  | ASEA |  | NA | 0
DUCTED SPLIT SYSTEM | 83238 | DAIKIN | FDYQ250MV19 | NA | 0
AIR FAN - EXHAUST | 02JB6672 | S&P | TD-2000315 | NA | 0
AIR FAN - EXHAUST | NA | NULL | NA | NA | 0
AIR FAN - EXHAUST | NA | S&P | NA | NA | 0
DUCTED SPLIT SYSTEM | NA | DAIKIN | NA | NA | 0
DUCTED SPLIT SYSTEM | 105215 | DAIKIN | FDYQ180MV1 | NA | 0
FAN COIL UNIT - DUCTED | K19528D1 | MUNTERS | F5040HF1 | NA | 0
EVAPORATIVE COOLER | 7511 | NULL | CR116AS | NA | 0
GAS DUCT HEATER | D3763 | AIRA | SD40 | NA | 0
AIR FAN - EXHAUST | NA | ROBERT SHAW | NA | NA | 0
DX CONDENSING UNIT | 10321101-001 | CAMEO | T52-004 | NA | 0
FIRE DAMPER |  | AIRMASTER |  | NA | 0
FIRE DAMPER |  | AIRMASTER |  | NA | 0
SWITCHBOARD MECHANICAL | NONE LISTED | CLIPSAL | NONE LISTED | NA | 0
SWITCHBOARD MAIN | M06/232M/10 | HEINEMANN | NONE LISTED | NA | 0
AIR FAN - EXHAUST | UNABLE TO READ | FANTECH | PART M01203 MV 306E | NULL | NULL
AIR FAN - EXHAUST | 314871 | FANTECH | CE 406V 240V 15RPS | NA | 0
AIR FAN - EXHAUST | UNABLE TO READ | FANTECH | MV 304E | NULL | NULL
AIR FAN - EXHAUST | UNABLE TO READ | FANTECH | MV 306E | NULL | NULL
AIR FAN - EXHAUST | UNABLE TO READ | FANTECH | MV 306 E | NULL | NULL
AIR FAN - EXHAUST | UNABLE TO READ | FANTECH | UNABLE TO READ | NULL | NULL
AIR FAN - EXHAUST | 1098 - 24452 V | DUCTLINE | VDC 630-6D | NULL | NULL
EVAPORATIVE COOLER | 107030158 | BRAEMAR | RBB 600 DC | NULL | NULL
AIR FAN - EXHAUST | UNABLE TO READ | FANTECH | UNABLE TO READ | NULL | NULL
PACKAGED AIR CONDITIONING UNIT | 597955 | TEMPERZONE | OPA 101R | R22 | 2.1
DUCTED SPLIT SYSTEM | 602608 | TEMPERZONE | OSA 101R | R22 | 2.8
DUCTED SPLIT SYSTEM | 602623 | TEMPERZONE | OSA 101R | R22 | 5
PACKAGED AIR CONDITIONING UNIT | 605024 | TEMPERZONE | OPA 150R | R22 | 3.3
DUCTED SPLIT SYSTEM | 601403 | TEMPERZONE | OSA 150R | R22 | 7
DUCTED SPLIT SYSTEM | 603098 | TEMPERZONE | OSA 127R | R22 | 3.3
DUCTED SPLIT SYSTEM | 603133 | TEMPERZONE | OSA 150R | R22 | 7
DUCTED SPLIT SYSTEM | 601392 | TEMPERZONE | OSA 150R | R22 | 7
DUCTED SPLIT SYSTEM | 603103 | TEMPERZONE | OSA 150R | R22 | 7
DUCTED SPLIT SYSTEM | 601401 | TEMPERZONE | OSA 150R | R22 | 7
PACKAGED AIR CONDITIONING UNIT | 68420 | TEMPERZONE | OPA 210 R | R22 | 4.72
PACKAGED AIR CONDITIONING UNIT | 68422 | TEMPERZONE | OPA 210R | R22 | 4.72
DUCTED SPLIT SYSTEM | 599846 | TEMPERZONE | OSA 148R | R22 | 4
DUCTED SPLIT SYSTEM | 601548 | TEMPERZONE | OSA 181R | R22 | 5.5
DUCTED SPLIT SYSTEM | 601517 | TEMPERZONE | OSA 181R | R22 | 10
DUCTED SPLIT SYSTEM | 601512 | TEMPERZONE | OSA 181R | R22 | 10
DUCTED SPLIT SYSTEM | 601569 | TEMPERZONE | OSA 181R | R22 | 5.5
DUCTED SPLIT SYSTEM | 601642 | TEMPERZONE | OSA 221R | R22 | 7.14
DUCTED SPLIT SYSTEM | 601645 | TEMPERZONE | OSA 221R | R22 | 12
PACKAGED AIR CONDITIONING UNIT | 602726 | TEMPERZONE | OPA 250R | R22 | 7.5
PACKAGED AIR CONDITIONING UNIT | UNABLE TO READ UNDER ISOLATOR | TEMPERZONE | OPA 290 R | R22 | 8
PACKAGED AIR CONDITIONING UNIT | 67950 | TEMPERZONE | OPA 410 RA | R22 | 9
PACKAGED AIR CONDITIONING UNIT | 68454 | TEMPERZONE | OPA 410R | R22 | 9
PACKAGED AIR CONDITIONING UNIT | 68411 | TEMPERZONE | OPA 290R | R22 | 8
DUCTED SPLIT SYSTEM | 9806900100 | MODULEX | FCU2.5 | NA | 0
WALL MOUNTED SPLIT SYSTEM | 8001114T | MODULEX | MSZ-FB50VA | R410A | 0
WALL MOUNTED SPLIT SYSTEM | 4503Y51550 | CARRIER | 42PQU080 | R410A | 2
DUCTED SPLIT SYSTEM | XJ64101 | ENGLISH ELECT | DK301H | R22 | 0
DUCTED SPLIT SYSTEM | - | THERMAL EQUP CO | ISD75Q | R410A | 0
CASSETTE SPLIT SYSTEM | 808KAHG00001 | LIEBERT | ATNH42GMLED | R410A | 0
DUCTED SPLIT SYSTEM | AU89E 16 | ATLANTIC | CBS 18 - 26A | R22 | 0
SMOKE DAMPERS | - | NULL | - | NA | 0
PACKAGED AIR CONDITIONING UNIT | 79750 | THERMAL EQUP CO | OPA650RKTHU | R410A | 0
PACKAGED AIR CONDITIONING UNIT | 90171 | THERMAL EQUP CO | OPA550RKTBH | R410A | 0
AIR FAN - EXHAUST | 105721 | FIASCO MOTOR | CE222V | NA | 0
KITCHEN EXHAUST FAN | 519540 | FEDERAL | CHD404 | NA | 0
KITCHEN EXHAUST FAN | 13066 | AEROVENT | D1050-403V-TE | NA | 0
AIR FAN - EXHAUST | 13066 | AEROVENT | SA045-403-PH38840B | NA | 0
SMOKE EXHAUST FAN |  | FEDERAL | SS1250-6 | NA | 0
AIR FAN - EXHAUST | 519537 | FEDERAL | CE354V | NA | 0
AIR FAN - EXHAUST |  | FEDERAL | MV204E | NA | 0
SMOKE EXHAUST FAN |  | FEDERAL | SS1250-6 | NA | 0
AIR FAN - EXHAUST |  | FEDERAL |  | NA | 0
SMOKE EXHAUST FAN |  | FEDERAL | SS1250-6 | NA | 0
AIR FAN - EXHAUST | NA | FEDERAL | 2RRE225EC | NA | 0
AIR FAN - EXHAUST |  | FEDERAL |  | NA | 0
AIR FAN - EXHAUST |  | FEDERAL | UNKNOWN | NA | 0
KITCHEN EXHAUST FAN |  | NULL |  | NA | 0
AIR FAN - EXHAUST | 27947 | ACSON | MU3054E | OTHER | 0
AIR FAN - EXHAUST | UNKNOWN | NULL | CYCLO FANS | NA | 0
AIR FAN - EXHAUST | 0 | NULL | CYCLO FANS. | NA | 0
AIR FAN - OUTSIDE |  | NULL | CYCLO FANS | NA | 0
AIR FAN - EXHAUST | 8897 | ACSON | HVB30S | NA | 0
KITCHEN EXHAUST FAN | UNKNOWN | NULL | CYCLO FANS | NA | 0
AIR FAN - EXHAUST | 8897 | ACSON | UNKNOWN | NA | 0
SMOKE EXHAUST FAN | UNKNOWN | FEDERAL | SS1250-6 | NA | 0
AIR FAN - OUTSIDE | 0 | NULL | CYCLO FANS | NA | 0
AIR FAN - EXHAUST | 0 | NULL | CYCLO FANS | NA | 0
AIR FAN - EXHAUST |  | NULL | CYCLO FANS | NA | 0
AIR FAN - EXHAUST | 0 | NULL | CYCLO FANS | NA | 0
AIR FAN - EXHAUST | UNKNOWN | FEDERAL | UNKNOWN | NA | 0
AIR FAN - EXHAUST |  | NULL | DRAUGHT FORCE PTY LTD | NA | 0
AIR FAN - EXHAUST | - | FEDERAL | - | NA | 0
KITCHEN EXHAUST FAN | 0 | EUROTHERM | 0 | NULL | NULL
KITCHEN EXHAUST FAN | - | EUROTHERM | unknown | NA | 0
KITCHEN EXHAUST FAN | - | EUROTHERM | V53-1506-3121 | NA | 0
AIR FAN - SUPPLY | OAPTH7 | EUROTHERM | A3634 | NA | 0
AIR FAN - SUPPLY | 0AFT48 | EUROTHERM | A3504 | NA | 0
KITCHEN EXHAUST FAN | unknown | EUROTHERM | unknown | NA | 0
KITCHEN EXHAUST FAN | unknown | EUROTHERM | unknown | NA | 0
AIR FAN - SUPPLY | 0AFT51 | EUROTHERM | A3634 | NA | 0
AIR FAN - SUPPLY | 0AFT50 | EUROTHERM | A3505 | NA | 0
AIR FAN - SUPPLY | 14508 | EUROTHERM | A3504 | NA | 0
KITCHEN EXHAUST FAN |  | EUROTHERM |  | NA | 0
AIR FAN - EXHAUST | - | FEDERAL | - | NA | 0
AIR FAN - EXHAUST | - | NULL | CYCLO FANS | NULL | NULL
CASSETTE SPLIT SYSTEM | 26P00063 | MODULEX | SUH-1VR | R22 | 1
WALL MOUNTED SPLIT SYSTEM | 3.09e+121 | CIEMANTS | 38VYX080 | R410A | 2
WALL MOUNTED SPLIT SYSTEM | - | MODULEX | MUZ-BF50BA | R410A | 2
DUCTED SPLIT SYSTEM | - | MODULEX | - | R22 | 2
PACKAGED AIR CONDITIONING UNIT | 675337 | THERMAL EQUP CO | OPA270RKT | R410A | 3
PACKAGED AIR CONDITIONING UNIT | 652436 | THERMAL EQUP CO | OPA330RKTH | R410A | 3
PACKAGED AIR CONDITIONING UNIT | 719839 | ACTRON | PKY470OT | R410A | 12
PACKAGED AIR CONDITIONING UNIT | 652432 | THERMAL EQUP CO | OPA330RKTH | R410A | 4
PACKAGED AIR CONDITIONING UNIT | 652438 | THERMAL EQUP CO | OPA330RKTH | R410A | 4
PACKAGED AIR CONDITIONING UNIT | 652431 | THERMAL EQUP CO | OPA330RKTH | R410A | 4
PACKAGED AIR CONDITIONING UNIT | 723463 | ACTRON | PKY470T | R410A | 10
CASSETTE SPLIT SYSTEM | UNKNOWN | LIEBERT | UU42WD | R410A | 4
DUCTED SPLIT SYSTEM | 403961 | THERMAL EQUP CO | OSA73R | R410A | 4
DUCTED SPLIT SYSTEM | 5187C37779 | ATLANTIC | HP18-26IV-9 | R22 | 5
PACKAGED AIR CONDITIONING UNIT | 97030 | THERMAL EQUP CO | OPA550RKTBH | R410A | 6
PACKAGED AIR CONDITIONING UNIT | 79749 | THERMAL EQUP CO | OPA650RKTBU | R410A | 6
PACKAGED AIR CONDITIONING UNIT | 79767 | THERMAL EQUP CO | OPA650RKTBU | R410A | 6
PACKAGED AIR CONDITIONING UNIT | 79747 | THERMAL EQUP CO | OPA650RKTBU | R410A | 6
PACKAGED AIR CONDITIONING UNIT | 79766 | THERMAL EQUP CO | OPA530RKTBU | R410A | 6
PACKAGED AIR CONDITIONING UNIT | 79748 | THERMAL EQUP CO | OPA650RKTBU | R410A | 6
PACKAGED AIR CONDITIONING UNIT | 93902 | THERMAL EQUP CO | OPA550RKTBH | R410A | 6
PACKAGED AIR CONDITIONING UNIT | 643712 | THERMAL EQUP CO | OPA330RKTH | R410A | 6
PACKAGED AIR CONDITIONING UNIT | 79765 | THERMAL EQUP CO | OPA530RKTBU | R410A | 6
PACKAGED AIR CONDITIONING UNIT | 79764 | THERMAL EQUP CO | OPA530RKTBV | R410A | 6
PACKAGED AIR CONDITIONING UNIT | 730552 | THERMAL EQUP CO | OPA333RKTH | R410A | 6
PACKAGED AIR CONDITIONING UNIT | 96970 | THERMAL EQUP CO | OPA850RKTBH | R410A | 8
DUCTED SPLIT SYSTEM | 0294W60242 | AQUA | S25HPCHB | R22 | 8
PACKAGED AIR CONDITIONING UNIT | 114936 | TEMPERZONE | OPA705RKTBG01-P | R410A | 10
PACKAGED AIR CONDITIONING UNIT | 114577 | TEMPERZONE | OPA465RKTBG01-P | R410A | 8.8
DUCTED SPLIT SYSTEM | XJ65326 | ENGLISH ELECT | DN301H | R22 | 10
PACKAGED AIR CONDITIONING UNIT | R0405024 | YORK | YRM072R4DBCCX | R22 | 15
PACKAGED AIR CONDITIONING UNIT | 708860 | ACTRON | PKY700T | R410A | 14
PACKAGED AIR CONDITIONING UNIT | R0405019 | ZEIL | YRM088R4DBCCX | R22 | 16
PACKAGED AIR CONDITIONING UNIT | 110585 | TEMPERZONE | OPA960RKTGH-P | R410A | 12
PACKAGED AIR CONDITIONING UNIT | 5611L06618 | LENNOX | KHA24054BN1N | R410A | 24
DUCTED SPLIT SYSTEM | 4316 | CAMEO | SC16.5 | R22 | 5
DUCTED SPLIT SYSTEM | SC18.0-678 | CAMEO | SC18.0KW | R22 | 10
DUCTED SPLIT SYSTEM | 680 | CAMEO | SC18.0 | R22 | 6
DUCTED SPLIT SYSTEM | 679 | CAMEO | SC18.0 | R22 | 6
WALL MOUNTED SPLIT SYSTEM | NO SERIAL | CARRIER | NO MODEL | R22 | 0
WALL MOUNTED SPLIT SYSTEM | NONE | CARRIER | NONE | R22 | 0
DUCTED SPLIT SYSTEM | 655274 | TEMPERZONE | OSA 210RKTVG | R409A | 6
DUCTED SPLIT SYSTEM | SC8.0-0681 | CAMEO | SC18.0KW | R22 | 6
DUCTED SPLIT SYSTEM | 948B | NULL | S24C | R22 | 6
DUCTED SPLIT SYSTEM | 72064 | TEMPERZONE | OSA 600RB | R22 | 20
SWITCHBOARD MECHANICAL |  | NULL |  | NULL | NULL
SWITCHBOARD MECHANICAL |  | NULL |  | NULL | NULL
SMOKE EXHAUST FAN | NONE | WOODS | NOT STATED | NULL | NULL
SMOKE EXHAUST FAN | NO LABEL | WOODS | NO LABEL | NULL | NULL
SMOKE EXHAUST FAN | NO SERIAL | FANTECH | RBE804250727.B | NULL | NULL
SMOKE EXHAUST FAN | NONE | WOODS | NONE | NULL | NULL
SMOKE EXHAUST FAN | NONE | WOODS | NONE | NULL | NULL
SMOKE EXHAUST FAN | NONE | FANTECH | RVE80425028.7DEP76 | NULL | NULL
SMOKE EXHAUST FAN | NONE | WOODS | NONE | NULL | NULL
SMOKE EXHAUST FAN | NONE | WOODS | NONE | NULL | NULL
SMOKE EXHAUST FAN | NONE | WOODS | NONE | NA | 0
SMOKE EXHAUST FAN | NONE | FANTECH | RSS1006CA9H030 | NULL | NULL
SMOKE EXHAUST FAN | 394782 | FANTECH | RSS1254CA6-24 | NULL | NULL
SMOKE EXHAUST FAN | NONE | WOODS | NONE | NULL | NULL
SMOKE EXHAUST FAN | NONE | WOODS | NONE | NULL | NULL
SMOKE EXHAUST FAN | NONE | WOODS | NONE | NULL | NULL
SMOKE EXHAUST FAN | NONE | WOODS | NONE | NULL | NULL
SMOKE EXHAUST FAN | NONE | WOODS | NONE | NULL | NULL
TOILET EXHAUST FAN | NONE | FANTECH | NONE | NULL | NULL
TOILET EXHAUST FAN | 219266 73 | FANTECH | CE354V | NA | 0
TOILET EXHAUST FAN | 219266 73 | FANTECH | CE354V | NA | 0
TOILET EXHAUST FAN | NONE | FANTECH | NONE | NULL | NULL
SMOKE EXHAUST FAN | NONE | FANTECH | NONE | NULL | NULL
SMOKE EXHAUST FAN | NONE | FANTECH | NONE | NULL | NULL
AIR FAN - SUPPLY | 427486 | FANTECH | RDS0634GP6-21 | NA | 0
AIR FAN - SUPPLY | 427486 | FANTECH | RDS0634GP621 | NULL | NULL
SWITCHBOARD MECHANICAL |  | NULL |  | NULL | NULL
SWITCHBOARD MECHANICAL |  | NULL |  | NULL | NULL
SWITCHBOARD MECHANICAL |  | NULL |  | NULL | NULL
SWITCHBOARD MECHANICAL |  | NULL |  | NULL | NULL
SWITCHBOARD MECHANICAL |  | NULL |  | NULL | NULL
SMOKE EXHAUST FAN | NONE | FANTECH | RVE2804-250-23-7A-27A | NULL | NULL
WALL MOUNTED SPLIT SYSTEM | 21122 | MITSUBISHI | MUZ-GE25BA | R410A | 0
WALL MOUNTED SPLIT SYSTEM | 9220 | MITSUBISHI | MUZ-GE25VA | R410A | 1
WALL MOUNTED SPLIT SYSTEM | NO SERIAL | LG | R22AWN-UC9 | R410A | 2
DUCTED SPLIT SYSTEM | A002869 | DAIKIN | RQ71FV4A | R410A | 3
DUCTED SPLIT SYSTEM | E005141 | DAIKIN | RQ160KV4A | R410A | 4
DUCTED SPLIT SYSTEM | UNKNOWN | DAIKIN | FDYQ60DV1 | R410A | 0
DUCTED SPLIT SYSTEM | E003643 | DAIKIN | RQ100KV4A | R410A | 4
DUCTED SPLIT SYSTEM | E003622 | DAIKIN | RQ100KV4A | R410A | 4
CASSETTE SPLIT SYSTEM | UNKNOWN | YORK | MOH66N36BDFJL | R22 | 4
CASSETTE SPLIT SYSTEM | UNKNOWN | YORK | MOH66N36BDFJL | R22 | 4
CASSETTE SPLIT SYSTEM | NULL | YORK | MOH66N36BDFJL | R22 | 4
CASSETTE SPLIT SYSTEM | UNKNOWN | YORK | MOH66N36BDFJL | R22 | 4
CASSETTE SPLIT SYSTEM | 9810-48262 | YORK | MOH66N36BDFJL | R22 | 4
CASSETTE SPLIT SYSTEM | 9810-48284 | YORK | MOH66N36BDFJL | R22 | 4
DUCTED SPLIT SYSTEM | 4198E02466 | CARRIER | 38YCC036900 | R22 | 0
DUCTED SPLIT SYSTEM | E003644 | DAIKIN | RQ100KV4A | R410A | 4
CASSETTE SPLIT SYSTEM | E001949 | DAIKIN | RY140LUY1 | R22 | 0
DUCTED SPLIT SYSTEM | 906411 | TEMPERZONE | OSA116RTKGH | R410A | 5
DUCTED SPLIT SYSTEM | SC-11.9-0971 | CAREL | SC-11.9KW | R22 | 5
DUCTED SPLIT SYSTEM | 150680 | NULL | SRA14C-0400 | R22 | 5
DUCTED SPLIT SYSTEM | UAT56516 | HITACHI | RAS-6HVNC1 | R410A | 3.5
DUCTED SPLIT SYSTEM | 200577 | SUNDOWNER | S014AHR9AL | R22 | 5
DUCTED SPLIT SYSTEM | 200577 | TECO RAC | S014AHR9AL | R22 | 5
CASSETTE SPLIT SYSTEM | E001936 | DAIKIN | RY140LUY1 | R22 | 5
DUCTED SPLIT SYSTEM | 07U04268 | MITSUBISHI | PUHZ-RP140VHA2 | R410A | 6
DUCTED SPLIT SYSTEM | 06U02509 | MITSUBISHI | PUHZ-RP125VHA2 | R410A | 6
PACKAGED AIR CONDITIONING UNIT | E3005 | YORK | YRM018R4SD | R22 | 6
DUCTED SPLIT SYSTEM | 255478 | NULL | SRA17C-1000 | R22 | 0
PACKAGED AIR CONDITIONING UNIT | 161681 | APAC | P030ARA00707701 | R22 | 7
PACKAGED AIR CONDITIONING UNIT | 161689 | APAC | P030ARA007077 | R22 | 7
PACKAGED AIR CONDITIONING UNIT | 166237 | APAC | P030AHR9AA | R22 | 7
PACKAGED AIR CONDITIONING UNIT | 1662372 | APAC | P030AHR9AA | R22 | 7
PACKAGED AIR CONDITIONING UNIT | 147587 | APAC | P023ARA301594 | R22 | 7
PACKAGED AIR CONDITIONING UNIT | 161110 | APAC | PO23ARA007077 | R22 | 7
DUCTED SPLIT SYSTEM | 285013 | NULL | SRA230C-0200 | R410A | 8
DUCTED SPLIT SYSTEM | 66434 | TEMPERZONE | OSA 410RA-X | R22 | 8
DUCTED SPLIT SYSTEM | 612368 | SUNDOWNER | S0180HR9A1 | R22 | 8
PACKAGED AIR CONDITIONING UNIT | 148616 | APAC | P036ARA301594 | R22 | 10
DUCTED SPLIT SYSTEM | UAW29561 | HITACHI | RAS-12FSXN1 | R410A | 7.5
PACKAGED AIR CONDITIONING UNIT | 806202 | TEMPERZONE | OPA 370RKTBH | R410A | 12
PACKAGED AIR CONDITIONING UNIT | 160589 | APAC | PO64ARB00707702 | R22 | 13
PACKAGED AIR CONDITIONING UNIT | 161125 | APAC | P055ARC007077 | R22 | 13
PACKAGED AIR CONDITIONING UNIT | 161126 | APAC | P055ARC00707701 | R22 | 13
PACKAGED AIR CONDITIONING UNIT | 117600 | TEMPERZONE | OPA705RKTBG01-PZ | R410A | 28
PACKAGED AIR CONDITIONING UNIT | 161690 | APAC | P046ARC007077 | R22 | 13
PACKAGED AIR CONDITIONING UNIT | 160588 | APAC | P064ARB00707701 | R22 | 13
PACKAGED AIR CONDITIONING UNIT | 160587 | APAC | P064ARB007077 | R22 | 13
AIR FAN - EXHAUST |  | FEDERAL |  | NA | 0
AIR FAN - EXHAUST |  | ZENITH |  | NA | 0
DUCTED SPLIT SYSTEM | 52334 | TEMPERZONE | OSA500-X | R22 | 17
PACKAGED AIR CONDITIONING UNIT | 95600 | TEMPERZONE | OPA550RKTBH | R410A | 0
DUCTED SPLIT SYSTEM | 52333 | TEMPERZONE | OSA500RB-X | R22 | 15
DUCTED SPLIT SYSTEM | 0 | TEMPERZONE | OSA235RKTH | R410A | 0
DUCTED SPLIT SYSTEM | 776934 | TEMPERZONE | OSA235RKCH | R410A | 8
AIR FAN - EXHAUST |  | FEDERAL |  | NA | 0
DUCTED SPLIT SYSTEM | 51855 | TEMPERZONE | OSA 500RB-X | R22 | 0
PACKAGED AIR CONDITIONING UNIT | 92527 | TEMPERZONE | OPA700RKTB | R410A | 0
AIR FAN - EXHAUST |  | FEDERAL | MV254 | NA | 0
PACKAGED AIR CONDITIONING UNIT | 95596 | TEMPERZONE | OPA137RKTM01 | R410A | 0
PACKAGED AIR CONDITIONING UNIT | 95595 | TEMPERZONE | OPA1370RKTM01 | R410A | 0
PACKAGED AIR CONDITIONING UNIT | 95604 | TEMPERZONE | OPA2000RKTM01 | R410A | 0
PACKAGED AIR CONDITIONING UNIT | 95573 | TEMPERZONE | OPA1370RKTM01 | R410A | 0
AIR FAN - EXHAUST |  | FEDERAL |  | NA | 0
AIR FAN - EXHAUST | 518651 | FEDERAL | CE14B | NA | 0
AIR FAN - EXHAUST | 475657 | FEDERAL | CE456V | NULL | NULL
AIR FAN - EXHAUST | 470777 | FEDERAL | CE314D | NULL | NULL
PACKAGED AIR CONDITIONING UNIT | 772217 | TEMPERZONE | OPA294RKTBH | R410A | 0
PACKAGED AIR CONDITIONING UNIT | 92639 | TEMPERZONE | OPA 960RKTBH | R410A | 0
PACKAGED AIR CONDITIONING UNIT | 92462 | TEMPERZONE | OPA850RKTBH | R410A | 0
PACKAGED AIR CONDITIONING UNIT | 772007 | TEMPERZONE | OPA 370RKTBH | R410A | 0
SMOKE EXHAUST FAN | 471087 | FEDERAL | APSO714AA5-24 | NULL | NULL
AIR FAN - EXHAUST | 489804 | FEDERAL | CE456D | NULL | NULL
PACKAGED AIR CONDITIONING UNIT | 92638 | TEMPERZONE | OPA 960RKTBH | R410A | 0
PACKAGED AIR CONDITIONING UNIT | 92705 | TEMPERZONE | OPA960RKTBH | R410A | 20
PACKAGED AIR CONDITIONING UNIT | 92708 | TEMPERZONE | OPA960RKTBH | R410A | 0
AIR FAN - EXHAUST | 467166 | FEDERAL | CE192D | NA | 0
SMOKE EXHAUST FAN | 465022 | FEDERAL | RSS1006CA1226 | NULL | NULL
SMOKE EXHAUST FAN | 465022 | FEDERAL | RSS1006CA1226 | NULL | NULL
AIR FAN - OUTSIDE | 465019 | FEDERAL | RDS1004GA618 | NULL | NULL
PACKAGED AIR CONDITIONING UNIT | 76753 | TEMPERZONE | OPA 186RKYTYH | R410A | 7
AIR FAN - EXHAUST | 467925 | FEDERAL | CD638V | NULL | NULL
PACKAGED AIR CONDITIONING UNIT | 93013 | TEMPERZONE | OPA465RKT | R410A | 20
VARIABLE SPEED DRIVE | V00000427519 | NULL | VACON0100-3L-0005-4-HVAC+IP54 | NULL | NULL
AIR FAN - EXHAUST |  | FEDERAL | MV254E | NA | 0
SMOKE EXHAUST FAN | 471087 | FEDERAL | APS0714AA524 | NULL | NULL
PACKAGED AIR CONDITIONING UNIT | 92462 | TEMPERZONE | OPA850RKTBH | R410A | 0
PACKAGED AIR CONDITIONING UNIT | 92214 | TEMPERZONE | OPA700RKTB | R410A | 0
PACKAGED AIR CONDITIONING UNIT | 93080 | TEMPERZONE | OPA850RKTBH | R410A | 0
SMOKE EXHAUST FAN | 471087 | FEDERAL | APS0714AA524 | NULL | NULL
AIR FAN - EXHAUST | NA | FEDERAL | MV302E | NULL | NULL
AIR FAN - EXHAUST | 518275 | FEDERAL | CE406V | NULL | NULL
SMOKE EXHAUST FAN | 471090 | FEDERAL | APS0714BA727 | NULL | NULL
SMOKE EXHAUST FAN | 471088 | FEDERAL | APS0714AA517 | NULL | NULL
PACKAGED AIR CONDITIONING UNIT | 471087 | FEDERAL | APS0714AA524 | NA | 0
PACKAGED AIR CONDITIONING UNIT | 93017 | TEMPERZONE | OPA465RKTBH | R410A | 0
PACKAGED AIR CONDITIONING UNIT | 92442 | TEMPERZONE | OPA 850RKTBH | R410A | 0
PACKAGED AIR CONDITIONING UNIT | 92351 | TEMPERZONE | OPA700RKTB | R410A | 0
PACKAGED AIR CONDITIONING UNIT | 92620 | TEMPERZONE | OPA 960RKTBH | R410A | 0
PACKAGED AIR CONDITIONING UNIT | 92468 | TEMPERZONE | OPA 850RKTBH | R410A | 0
AIR FAN - OUTSIDE | 482722 | FEDERAL | AP0402AP519 | NULL | NULL
VARIABLE SPEED DRIVE | 91576253 | NULL | NXL00035C5H1SSSS0000 | NA | 0
VARIABLE SPEED DRIVE | V00000220994 | NULL | VACON0100-3L-0005-4-HVAC | NULL | NULL
AIR FAN - EXHAUST | 480602 | FEDERAL | CHD564 | NA | 0
AIR FAN - EXHAUST | NA | FEDERAL | ECE152M | NULL | NULL
AIR FAN - SUPPLY | 474167 | FEDERAL | MMD5043 | NULL | NULL
KITCHEN EXHAUST FAN | 470192 | FEDERAL | CHD636 | NULL | NULL
KITCHEN EXHAUST FAN | 475216 | FEDERAL | HC0804CA9B030 | NULL | NULL
AIR FAN - SUPPLY | 475214 | FEDERAL | AP0714AP1020 | NA | 0
KITCHEN EXHAUST FAN | 468890 | FEDERAL | CD564V | NULL | NULL
KITCHEN EXHAUST FAN | 472487 | FEDERAL | CHD454 | NULL | NULL
AIR FAN - SUPPLY | 475149 | FEDERAL | MMD5045 | NULL | NULL
AIR FAN - EXHAUST |  | FEDERAL | ECE152M | NA | 0
AIR FAN - SUPPLY | 476228 | FEDERAL | AP0634GP623 | NA | 0
AIR FAN - SUPPLY | 476224 | FEDERAL | AP0502AP513 | NULL | NULL
KITCHEN EXHAUST FAN | 475099 | FEDERAL | CHD716 | NULL | NULL
KITCHEN EXHAUST FAN | 476229 | FEDERAL | RVE0714GP622 | NULL | NULL
AIR FAN - SUPPLY | 479246 | FEDERAL | AP0634AP1016 | NULL | NULL
KITCHEN EXHAUST FAN | 479244 | FEDERAL | RVE0714GP612 | NULL | NULL
KITCHEN EXHAUST FAN | 47560 | FEDERAL | CHD634 | NA | 0
AIR FAN - SUPPLY | 475667 | FEDERAL | AP0714AA1013 | NA | 0
AIR FAN - SUPPLY | 482195 | FEDERAL | AP0402AP519 | NA | 0
VARIABLE SPEED DRIVE | 91779886 | NULL | NXL00035C5H1SSS0000 | NULL | NULL
VARIABLE SPEED DRIVE | 91817909 | NULL | NXL00055C5H1SSS0000 | NULL | NULL
KITCHEN EXHAUST FAN | 480472 | FEDERAL | CHD564 | NULL | NULL
AIR FAN - EXHAUST | 504592 | FEDERAL | CE454D | NA | 0
KITCHEN EXHAUST FAN | 475086 | FEDERAL | CD564V | NULL | NULL
AIR FAN - SUPPLY | 476037 | FEDERAL | PCD504DD | NULL | NULL
KITCHEN EXHAUST FAN | 478266 | FEDERAL | RVE0804AA1018 | NULL | NULL
AIR FAN - SUPPLY | 478269 | FEDERAL | AP0634GP625 | NULL | NULL
KITCHEN EXHAUST FAN | 150200 | NULL | MV38125SP | NA | 0
KITCHEN EXHAUST FAN | 150200 | NULL | MV3812SP | NA | 0
KITCHEN EXHAUST FAN | 221199 | NULL | MV381 | NA | 0
KITCHEN EXHAUST FAN | 291099 | NULL | MV305 | NA | 0
KITCHEN EXHAUST FAN | 221199 | NULL | MV381 | NA | 0
KITCHEN EXHAUST FAN |  | NULL |  | NA | 0
KITCHEN EXHAUST FAN |  | NULL |  | NA | 0
CASSETTE SPLIT SYSTEM | 352 | MITSUBISHI | SUZ-KA25VA3 | R410A | 1
WALL MOUNTED SPLIT SYSTEM | 738101723 | MODULEX | SRC25ZG-S | R410A | 1
WALL MOUNTED SPLIT SYSTEM | 0 | MODULEX | SRK50ZI-S | R410A | 0
WALL MOUNTED SPLIT SYSTEM | 937706778 | MODULEX | SRC50ZIX-S | R410A | 2
WALL MOUNTED SPLIT SYSTEM | 937706784 | MITSUBISHI | SRC50ZIX-S | R410A | 2
WALL MOUNTED SPLIT SYSTEM | 1294723730 | ENGLISH ELECT | CDS042HA | R22 | 2
PACKAGED AIR CONDITIONING UNIT | NGGM083937 | YORK | B3CH06A50C | R22 | 4
PACKAGED AIR CONDITIONING UNIT | NGGM08199 | YORK | B3CH06A50C | R22 | 4
PACKAGED AIR CONDITIONING UNIT | NMGM143503 | YORK | B3CH06A50C | R22 | 4
PACKAGED AIR CONDITIONING UNIT | NNGM163732 | YORK | B3CH060A50C | R22 | 4
PACKAGED AIR CONDITIONING UNIT | NNGM167435 | YORK | B3CH060A50C | R22 | 10
PACKAGED AIR CONDITIONING UNIT | NNGM163733 | YORK | B3CH060A50C | R22 | 4
PACKAGED AIR CONDITIONING UNIT | NGGM086773 | YORK | B3CH048A50C | R22 | 4
PACKAGED AIR CONDITIONING UNIT | NNGM147397 | YORK | B3CH060A50C | R22 | 4
PACKAGED AIR CONDITIONING UNIT | NGGM086141 | YORK | B3CH060A50C | R22 | 4
PACKAGED AIR CONDITIONING UNIT | MMGM147400 | YORK | B3CH060A50C | R22 | 4
PACKAGED AIR CONDITIONING UNIT | NNGM147481 | YORK | B3CH060A50C | R22 | 4
PACKAGED AIR CONDITIONING UNIT | NGGM086138 | YORK | B3CH060A50C | R22 | 4
PACKAGED AIR CONDITIONING UNIT |  | YORK | B3CH06A50C | R22 | 4
PACKAGED AIR CONDITIONING UNIT | NGGM083944 | YORK | B3CH060A50C | R22 | 4
DUCTED SPLIT SYSTEM | T002254 | GREGORY | AOT45UMAXT | R410A | 4
MULTI HEAD NON DUCTED SPLIT | 1392824584 | HITACHI | RAM-130QHA1 | R410A | 4
VARIABLE SPEED DRIVE | 090224G143 | DANFOSS | 131B6662 | NULL | NULL
VARIABLE SPEED DRIVE | 010516G123 | DANFOSS | 131B7356 | NULL | NULL
VARIABLE SPEED DRIVE | 102725G512 | DANFOSS | 13185665 | NULL | NULL
VARIABLE SPEED DRIVE | T-VN0262000028 | SIGREST DESIGN | SED2-3035B | NULL | NULL
VARIABLE SPEED DRIVE | 200310G123 | DANFOSS | 131B8215 | NULL | NULL
CHILLED WATER PUMP | 94 0005 | ALCAIR | 210438, SIZE 100 - 40, IMP DIA 375 | NULL | NULL
VARIABLE SPEED DRIVE | 3131503893 | ABB | ACH550-01-023A-4+B055 | NULL | NULL
CHILLED WATER PUMP | A40-36593-1-L | WEG | MASTERFLOW PUMP SW80-26, IMP DIA 222 | NULL | NULL
SWITCHBOARD MECHANICAL | NULL | NULL | NULL | NULL | NULL
AIR FAN - EXHAUST | NA | AIR DESIGN | NA | NULL | NULL
AIR FAN - EXHAUST | NA | FEDERAL | NA | NULL | NULL
CONDENSER WATER PUMP | 8021062 | WILO | NL125/250-44 | NULL | NULL
COOLING TOWER | N10452 | NULL | AQUA-COOL TOWERS MSS070A | NULL | NULL
CONDENSER WATER PUMP | 26C2013A12 | TCL | AUSFF2B CZ2CP IMP DIA 215 | NULL | NULL
CONDENSER WATER PUMP | 9501681 | ALCAIR | 210441, | NULL | NULL
AIR FAN - SUPPLY | 300274KJ | TAC | UNKNOWN | NULL | NULL
COOLING TOWER | N10452 | AQUA COOL TOWER | MSS120a | NULL | NULL
COOLING TOWER | N10452 | NULL | AQUA-COOL TOWERS MSS070A | NULL | NULL
COOLING TOWER | N10452 | AQUA COOL TOWER | MSS120A | NULL | NULL
AIR FAN - EXHAUST | NA | NULL | NA | NULL | NULL
FAN COIL UNIT - DUCTED | TBA | APAC | TBA | NA | 0
DUCTED SPLIT SYSTEM | 732636 | APAC | TBA | R22 | 0
DUCTED SPLIT SYSTEM | 5962 | APAC | TBA | R22 | 0
VRV DUCTED SPLIT | E000327 | DAIKIN | RXYQ8PAYM | R410A | 7
VRV DUCTED SPLIT | A018951 | DAIKIN | FXMQ250MAVE | R410A | 0
VRV DUCTED SPLIT | A018951 | DAIKIN | FXMQ250MAVE | R410A | 0
VRV NON DUCTED SPLIT | C027238 | DAIKIN | FXFQ125PVE9 | R410A | 0
VRV NON DUCTED SPLIT | C027234 | DAIKIN | FXFQ125PVE9 | R410A | 0
VRV DUCTED SPLIT | A020234 | DAIKIN | FXMQ250MAVE | R410A | 0
AIR FAN - EXHAUST | 360137 | FEDERAL | CE314D | NULL | NULL
AIR FAN - EXHAUST | NA | FEDERAL | EKHR355-4 R | NULL | NULL
SMOKE EXHAUST FAN | NA | FEDERAL | NA | NULL | NULL
AIR FAN - EXHAUST | 502205 | FEDERAL | CE404V | NULL | NULL
AIR FAN - EXHAUST | NA | FEDERAL | NA | NULL | NULL
AIR FAN - EXHAUST | NA | FEDERAL | 4RRE250 EC | NULL | NULL
DUCTED SPLIT SYSTEM | 9695 | APAC | TBA | R22 | 0
DUCTED SPLIT SYSTEM | 10281 | APAC | TBA | R22 | 0
DUCTED SPLIT SYSTEM | 8183 | APAC | TBA | R22 | 10
DUCTED SPLIT SYSTEM | 8185 | APAC | TBA | R22 | 10
AIR FAN - EXHAUST | NA | FEDERAL | EKHR355-4 | NULL | NULL
AIR HANDLING UNIT | 150-005 | NULL | UNI-AIRE VFC-150 | NA | 0
AIR HANDLING UNIT | 100 002 | NULL | UNIAIRE - VPC - 100 | NA | 0
AIR HANDLING UNIT | 200-001 | UNKNOWN | UNI-AIRE VPC-200 | NULL | NULL
SWITCHBOARD MECHANICAL | NULL | NULL | NULL | NULL | NULL
AIR HANDLING UNIT | 225-001 | NULL | UNI-AIRE VFC-225 | NA | 0
SWITCHBOARD MECHANICAL | NULL | NULL | NULL | NULL | NULL
AIR HANDLING UNIT | 225-002 | UNKNOWN | UNI-AIRE VFC-225 | NA | 0
AIR HANDLING UNIT | 225-003 | NULL | UNI-AIRE VFC-225 | NA | 0
SWITCHBOARD MECHANICAL | NULL | NULL | NULL | NULL | NULL
VARIABLE SPEED DRIVE | 030025G516 | DANFOSS | 131B3319 | NULL | NULL
AIR HANDLING UNIT | 175-001 | UNKNOWN | UNI-AIRE VFC-175 | NA | 0
SWITCHBOARD MECHANICAL | NULL | NULL | NULL | NULL | NULL
AIR HANDLING UNIT | 150-004 | NULL | VFC-150 | NULL | NULL
SWITCHBOARD MECHANICAL | NULL | OTHER | NULL | NULL | NULL
AIR HANDLING UNIT | 150-002 | NULL | UNI-AIRE VFC-150 | NULL | NULL
SWITCHBOARD MECHANICAL |  | NULL |  | NA | 0
AIR HANDLING UNIT | 75-001 | NULL | UNI-AIRE VFC-75 | NULL | NULL
AIR HANDLING UNIT | 150-003 | OTHER | UNI-AIRE VFC-150 | NULL | NULL
SWITCHBOARD MECHANICAL |  | NULL |  | NA | 0
AIR HANDLING UNIT | 150-001 | NULL | UNI-AIRE VFC150 | NULL | NULL
SWITCHBOARD MECHANICAL | NULL | NULL | NULL | NULL | NULL
AIR HANDLING UNIT | 125-001 | NULL | UNI-AIRE VFC-125 | NULL | NULL
AIR HANDLING UNIT | 100-01 | OTHER | UNI-AIRE VFC-100 | NULL | NULL
AIR HANDLING UNIT | 50-001 | NULL | UNI-AIRE VFC-50 | NULL | NULL
SWITCHBOARD MECHANICAL | NULL | NULL | NULL | NULL | NULL
AIR HANDLING UNIT | 125-002 | NULL | UNI-AIRE VFC-125 | NULL | NULL
SMOKE EXHAUST FAN | NA | FEDERAL | NA | NULL | NULL
SWITCHBOARD MECHANICAL | NA | NULL | NA | NA | 0
SMOKE EXHAUST FAN | NA | FEDERAL | NA | NULL | NULL
SMOKE EXHAUST FAN | NA | FEDERAL | NA | NULL | NULL
SMOKE EXHAUST FAN | NA | FEDERAL | NA | NULL | NULL
SMOKE EXHAUST FAN | NA | FEDERAL | NA | NULL | NULL
SMOKE EXHAUST FAN | NA | FEDERAL | NA | NULL | NULL
AIR FAN - SUPPLY | NA | FEDERAL | NA | NULL | NULL
SMOKE EXHAUST FAN | NA | FEDERAL | NA | NULL | NULL
SMOKE EXHAUST FAN | NA | FEDERAL | NA | NULL | NULL
SMOKE EXHAUST FAN | NA | FEDERAL | NA | NULL | NULL
SMOKE EXHAUST FAN | NA | FEDERAL | NA | NULL | NULL
SMOKE EXHAUST FAN | NA | FEDERAL | NA | NULL | NULL
SMOKE EXHAUST FAN | NA | FEDERAL | NA | NULL | NULL
SMOKE EXHAUST FAN | NA | FEDERAL | NA | NULL | NULL
SMOKE EXHAUST FAN | NA | FEDERAL | NA | NULL | NULL
SMOKE EXHAUST FAN | NA | FEDERAL | NA | NULL | NULL
SMOKE EXHAUST FAN | NA | FEDERAL | NA | NULL | NULL
SMOKE EXHAUST FAN | NA | FEDERAL | NA | NULL | NULL
SMOKE EXHAUST FAN | NA | FEDERAL | NA | NULL | NULL
CAR PARK SUPPLY AIR FAN | UNKNOWN | SIGREST DESIGN | UNKNOWN | NULL | NULL
CAR PARK SUPPLY AIR FAN | 835719 | FANTECH | AP1006CP12B075 | NULL | NULL
VARIABLE SPEED DRIVE | 3174209527 | ABB | ACH550-01-031A-4+B055 | NULL | NULL
SWITCHBOARD MECHANICAL | NULL | NULL | NULL | NULL | NULL
SWITCHBOARD MECHANICAL | NULL | NULL | NULL | NULL | NULL
SWITCHBOARD MECHANICAL | NULL | NULL | NULL | NULL | NULL
CHILLED WATER PUMP | 02D2013A15 | TCL | AUS JE3B CZ2CP, SIZE 125X80 - 400 | NULL | NULL
AIR FAN - EXHAUST | 406357 | ABB | 890 CPD | NULL | NULL
AIR FAN - EXHAUST | NA | FEDERAL | NA | NULL | NULL
PACKAGED AIR CONDITIONING UNIT | 670345 | TEMPERZONE | OPA 178RKT | R410A | 3.6
PACKAGED AIR CONDITIONING UNIT | 787013 | TEMPERZONE | OPA294RKTBH | R410A | 9.8
PACKAGED AIR CONDITIONING UNIT | K001356 | DAIKIN | UAYQ90CY1A | R410A | 6.1
PACKAGED AIR CONDITIONING UNIT | 612415 | TEMPERZONE | TBA | R22 | 7.5
PACKAGED AIR CONDITIONING UNIT | 79067 | TEMPERZONE | OPA330RKTH | R410A | 9.7
DUCTED SPLIT SYSTEM | 32014 | UNITAIR | TBA | R22 | 0
DUCTED SPLIT SYSTEM | 94-3-0251 | NULL | NA | R22 | 10
DUCTED SPLIT SYSTEM | E02250 | DAIKIN | RXYQ16PAYM | R410A | 9.3
PACKAGED AIR CONDITIONING UNIT | 92366 | TEMPERZONE | Other | R410A | 17
CHILLER - WATER COOLED | 50611C31458693 | YORK | YVWAM5MEEEAE0700SA | R134A | 250
CHILLER - WATER COOLED | K23D040 | DAIKIN | HXEV700DSTTG/E2212-PH-1/C2212-JK-2 | R134A | 349
CHILLER - WATER COOLED | LHDM770 | YORK | YTD3WD3SWC35CJG | R123 | 364
DUCTED SPLIT SYSTEM | 0212-09399 | YORK | YAH018-2XA | NA | 0
DUCTED SPLIT SYSTEM | RO210023 | YORK | YAH036D | NA | 0
DUCTED SPLIT SYSTEM | 22865 | YORK | YAH 0102XA | R22 | 3
DUCTED SPLIT SYSTEM | R0210019 | YORK | YKH 030 D | R22 | 9
UNDER CEILING SPLIT SYSTEM | 312KAM200291 | LG | E15AWN-NC13 | R410A | 0
DUCTED SPLIT SYSTEM | 0 | YORK | 0 | R22 | 15
DUCTED SPLIT SYSTEM |  | APAC |  | NA | 0
DUCTED SPLIT SYSTEM | 101341 | APAC | S0161HR7AD | NA | 0
UNDER CEILING SPLIT SYSTEM | 35M 01934 | MITSUBISHI | PKA-RP100KAL | NA | 0
UNDER CEILING SPLIT SYSTEM | 13A3640979 | HITACHI | RAS-50YHA3 | NA | 0
CASSETTE SPLIT SYSTEM | 33F00131 | MITSUBISHI | PLH-5AKS | NA | 0
CASSETTE SPLIT SYSTEM | 33F00141 | MITSUBISHI | POH5AKS | NA | 0
DUCTED SPLIT SYSTEM | N/A | YORK | N/A | NA | 0
PACKAGED AIR CONDITIONING UNIT |  | YORK |  | NA | 0
TOILET EXHAUST FAN |  | FANTECH |  | NA | 0
UNDER CEILING SPLIT SYSTEM |  | MITSUBISHI |  | R22 | 0
DUCTED SPLIT SYSTEM | R0211018 | YORK | YCS036D | R22 | 10
DUCTED SPLIT SYSTEM | n/A | YORK | n/A | R22 | 6
TOILET EXHAUST FAN | 142 | FANTECH | CE404V | NA | 0
DUCTED SPLIT SYSTEM | R 0211010 | YORK | YCS 030 D | NA | 0
DUCTED SPLIT SYSTEM | R 0211016 | YORK | YCS 036 D | R22 | 10
DUCTED SPLIT SYSTEM |  | YORK |  | R22 | 0
DUCTED SPLIT SYSTEM |  | YORK |  | R22 | 0
PACKAGED AIR CONDITIONING UNIT |  | YORK |  | R22 | 0
PACKAGED AIR CONDITIONING UNIT | 0 | APAC | 0 | R22 | 25
PACKAGED AIR CONDITIONING UNIT | N/A | APAC | N/A | R22 | 12
PACKAGED AIR CONDITIONING UNIT | n/A | APAC | N/A | R22 | 0
PACKAGED AIR CONDITIONING UNIT | N/A | YORK | N/A | R22 | 0
SMOKE EXHAUST FAN | 115171 | FANTECH | APS1068 | NA | 0
PACKAGED AIR CONDITIONING UNIT | N/a | YORK | n/A | R22 | 10
PACKAGED AIR CONDITIONING UNIT | n/a | YORK | N?A | R22 | 12
PACKAGED AIR CONDITIONING UNIT |  | YORK |  | R22 | 0
DUCTED SPLIT SYSTEM | 424T1200 | YORK | YCS027RAS1 | R22 | 8
SMOKE EXHAUST FAN | 225606 | FANTECH | RSS1006CA9F055 | NA | 0
AIR FAN - SUPPLY |  | FANTECH |  | NA | 0
SMOKE EXHAUST FAN |  | FANTECH |  | NA | 0
SMOKE EXHAUST FAN | 220601 | FANS DIRECT | VD 56DB30A-4EFF | NA | 0
SMOKE EXHAUST FAN |  | FANTECH |  | NA | 0
SMOKE EXHAUST FAN | 257200 | FANTECH | ALSN6A14F040 | NA | 0
SMOKE EXHAUST FAN | 257249 | FANTECH | APS1256CA6F040 | NA | 0
SMOKE EXHAUST FAN |  | FANTECH |  | NA | 0
SMOKE EXHAUST FAN |  | FANTECH | APS14SCA250 | NA | 0
VARIABLE SPEED DRIVE |  | ZENER | MSC-3 | NA | 0
SMOKE EXHAUST FAN |  | FANTECH | APS105CA6FC75 | NA | 0
VARIABLE SPEED DRIVE | S0326027 | ZENER | MSC-3R16 | NA | 0
SMOKE EXHAUST FAN | 213917B | FANS DIRECT | AX10WY15A-6JFF | NA | 0
SMOKE EXHAUST FAN | 213917A | FANS DIRECT | AX10WY15A-6JFF | NA | 0
SMOKE EXHAUST FAN | 18034 | FANTECH | APS100 | NA | 0
AIR FAN - EXHAUST | 7920 | CFM FANS | M559 | NA | 0
AIR FAN - EXHAUST |  | FANTECH |  | NA | 0
EVAPORATIVE COOLER | NA | COOLAIR | CPL850B | NULL | NULL
DUCTED SPLIT SYSTEM | 394813 | APAC | SO19OVR9AD | R22 | 4.9
DUCTED SPLIT SYSTEM | 402127 | APAC | SO19OVR9AD | R22 | 4.9
EVAPORATIVE COOLER |  | NULL |  | NA | 0
EVAPORATIVE COOLER |  | NULL |  | NA | 0
EVAPORATIVE COOLER |  | NULL |  | NA | 0
EVAPORATIVE COOLER |  | NULL |  | NA | 0
EVAPORATIVE COOLER | NA | BONAIRE | RPA 70 | NULL | NULL
DUCTED SPLIT SYSTEM | NA | APAC | SO21OHR9AH | R22 | 5
CASSETTE SPLIT SYSTEM | NA | DAIKIN | FTXS60 | NA | 0
CASSETTE SPLIT SYSTEM | NA | DAIKIN | FTXS71 | R22 | 4
DUCTED SPLIT SYSTEM | NA | APAC | SO46IHR9A | R22 | 0
DUCTED SPLIT SYSTEM | 194392 | APAC | SO22IHR7AL | R22 | 0
DUCTED SPLIT SYSTEM | 194391 | APAC | SO22IHR7AL | R22 | 0
DUCTED SPLIT SYSTEM | 266641 | APAC | SO22IHR7AL | R22 | 0
DUCTED SPLIT SYSTEM | 648334 | APAC | SO85IHR9AA | R22 | 0
AIR HANDLING UNIT | NA | CARRIER | NA | NA | 0
DUCTED SPLIT SYSTEM | 391356 | APAC | SO16IVR9AD | R22 | 0
DUCTED SPLIT SYSTEM | NA | FRIGOPOL | S45HREL | R22 | 0
DUCTED SPLIT SYSTEM | NA | FRIGOPOL | S45HREL | R22 | 0
DUCTED SPLIT SYSTEM | 391857 | AQUA | SO16IVR9AD | R22 | 4.7
DUCTED SPLIT SYSTEM | 703067 | APAC | SO15IHR7AN | R22 | 0
DUCTED SPLIT SYSTEM | 246405 | APAC | SO16IVR7AD | R22 | 0
DUCTED SPLIT SYSTEM | NA | APAC | SO19IVR7AD | R22 | 0
DUCTED SPLIT SYSTEM | 409286 | APAC | SO23IHR7AA | R22 | 0
DUCTED SPLIT SYSTEM | NA | APAC | SO | R22 | 0
DUCTED SPLIT SYSTEM | NA | APAC | SO19IHR7AL | R22 | 0
AIR HANDLING UNIT | NA | CARRIER | NA | NA | 0
AIR HANDLING UNIT | NA | CARRIER | NA | NA | 0
AIR HANDLING UNIT | NA | CARRIER | NA | NA | 0
FAN COIL UNIT - DUCTED | NA | TEMPERZONE | IMD170-41 | NA | 0
FAN COIL UNIT - DUCTED | NA | TEMPERZONE | IMD420-41 | NA | 0
DUCTED SPLIT SYSTEM | NA | APAC | SO19 | R22 | 0
DUCTED SPLIT SYSTEM | 391358 | APAC | SO761HR7AD | R22 | 0
DUCTED SPLIT SYSTEM | NA | APAC | SO19 | R22 | 0
DUCTED SPLIT SYSTEM | NA | APAC | SO18 | R22 | 0
DUCTED SPLIT SYSTEM | NA | APAC | SO18 | R22 | 0
DUCTED SPLIT SYSTEM | NA | APAC | SO18 | R22 | 0
BOILER - GAS ATMOSPHERIC | 98B2466 | AIRA | HL2933 | NULL | NULL
HEATING HOT WATER PUMP | A1002 | ALCAIR | K2 065-315 | NULL | NULL
DUCTED SPLIT SYSTEM | 648333 | APAC | SO85IHR9AA | R22 | 6.75
DUCTED SPLIT SYSTEM | 372813 | APAC | SO22IHR7AL | R22 | 0
DUCTED SPLIT SYSTEM | 192269 | APAC | SO460VR9AD | R22 | 6
EVAPORATIVE COOLER | NA | ELECTROLUX | RPA-120D | NA | 0
EVAPORATIVE COOLER | NA | ELECTROLUX | RPA-120D | NA | 0
EVAPORATIVE COOLER | NA | ELECTROLUX | RPC-400D | NA | 0
DUCTED SPLIT SYSTEM | 287777 | APAC | SO19OVR9AD | R22 | 4.9
DUCTED SPLIT SYSTEM | 287776 | APAC | SO19OVR9AD | R22 | 4.9
PACKAGED AIR CONDITIONING UNIT | NA | APAC | SO85OVR9AD | R22 | 13
PACKAGED AIR CONDITIONING UNIT | NA | APAC | SO85OVR9AD | R22 | 13
AIR HANDLING UNIT | NA | CARRIER | NA | NA | 0
AIR HANDLING UNIT | NA | CARRIER | NA | NA | 0
AIR HANDLING UNIT | NA | CARRIER | NA | CHILLED WATER | 0
AIR HANDLING UNIT | NA | CARRIER | NA | NA | 0
AIR HANDLING UNIT | NA | CARRIER | NA | NA | 0
AIR HANDLING UNIT | NA | CARRIER | NA | NA | 0
AIR HANDLING UNIT | NA | CARRIER | NA | NA | 0
AIR HANDLING UNIT | NA | TRANE | NA | CHILLED & HEATING WATER | 0
AIR HANDLING UNIT | NA | TRANE | NA | NA | 0
AIR HANDLING UNIT | NA | CARRIER | NA | NA | 0
AIR HANDLING UNIT | NA | CARRIER | NA | R22 | 0
AIR HANDLING UNIT | NA | CARRIER | NA | CHILLED WATER | 0
AIR HANDLING UNIT | NA | CARRIER | NA | NA | 0
DUCTED SPLIT SYSTEM | 360643 | APAC | SO160VR9AD | R22 | 4.7
DUCTED SPLIT SYSTEM | 288608 | APAC | SO19OVR9AD | R22 | 4.9
AIR HANDLING UNIT | 1413MO1124 | CARRIER | 39G0914H24KBH2H9TGHRS7 | NA | 0
AIR HANDLING UNIT | 1413MO1123 | CARRIER | 39G0913H44KBG2H9TDHRS7 | NA | 0
AIR HANDLING UNIT | 1413MO1125 | CARRIER | 39G1117H24KBJ2J9TCHRS7 | NA | 0
AIR HANDLING UNIT | 1413MO1126 | CARRIER | 39G0913H24KBG2H9TDHRS7 | NA | 0
DUCTED SPLIT SYSTEM | NA | FRIGOPOL | S45 | R22 | 0
DUCTED SPLIT SYSTEM | NA | FRIGOPOL | S45 | R22 | 0
DUCTED SPLIT SYSTEM | NA | FRIGOPOL | S45 8E-E4 | R22 | 0
DUCTED SPLIT SYSTEM | NA | FRIGOPOL | S45 | R22 | 0
DUCTED SPLIT SYSTEM | NA | FRIGOPOL | S45 | R22 | 0
DUCTED SPLIT SYSTEM | 45 | FRIGOPOL | S45 | R22 | 0
AIR FAN - EXHAUST | NA | UNKNOWN | NA | NULL | NULL
DUCTED SPLIT SYSTEM | 360645 | AQUA | SO16OVR9AD | R22 | 4.7
DUCTED SPLIT SYSTEM | 360644 | APAC | SO16OVR9AD | R22 | 4.7
DUCTED SPLIT SYSTEM | NA | AQUA | SO36OVR9AD | R22 | 5.5
DUCTED SPLIT SYSTEM | 360645 | APAC | SO16OVR9AD | R22 | 4.7
DUCTED SPLIT SYSTEM | 289412 | APAC | SO420VR9AD | R22 | 10
DUCTED SPLIT SYSTEM | 360582 | APAC | SO23OVR9AA | R22 | 5.1
DUCTED SPLIT SYSTEM | 625071 | APAC | SO17OVR9AD | R22 | 5
DUCTED SPLIT SYSTEM | 394812 | APAC | SO19OVR9AD | R22 | 4.9
EVAPORATIVE COOLER | NA | COOLAIR | CPL850B | NULL | NULL
EVAPORATIVE COOLER | NA | COOLAIR | CPL850B | NULL | NULL
EVAPORATIVE COOLER | NA | NULL | CPL850B | NA | 0
EVAPORATIVE COOLER | NA | COOLAIR | CPL850B | NULL | NULL
EVAPORATIVE COOLER | NA | COOLAIR | CPL850B | NULL | NULL
EVAPORATIVE COOLER | NA | COOLAIR | CPL850B | NULL | NULL
EVAPORATIVE COOLER | NA | COOLAIR | CPL850B | NULL | NULL
EVAPORATIVE COOLER | NA | COOLAIR | CPL850B | NULL | NULL
AIR HANDLING UNIT | NA | TRANE | NA | NA | 0
DUCTED SPLIT SYSTEM | 644833 | APAC | SO17OVR9AD | R22 | 5
DUCTED SPLIT SYSTEM | 644827 | APAC | SO16OVR9AD | R22 | 4.7
DUCTED SPLIT SYSTEM | 625072 | APAC | SO17OVR9AD | R22 | 5
PACKAGED AIR CONDITIONING UNIT | NA | APAC | PO16AHR9AD | R22 | 6
DUCTED SPLIT SYSTEM | 289413 | APAC | SO420VR9AD | R22 | 6
AIR HANDLING UNIT | NA | TRANE | NA | NA | 0
AIR HANDLING UNIT | NA | TRANE | NA | NA | 0
AIR HANDLING UNIT | NA | YORK | NA | NA | 0
AIR HANDLING UNIT | NA | YORK | NA | NA | 0
AIR HANDLING UNIT | NA | YORK | NA | NA | 0
AIR HANDLING UNIT | NA | YORK | NA | NA | 0
AIR HANDLING UNIT | NA | YORK | NA | NA | 0
AIR HANDLING UNIT | NA | YORK | NA | NA | 0
AIR HANDLING UNIT | NA | YORK | NA | NA | 0
AIR HANDLING UNIT | NA | YORK | NA | CHILLED & HEATING WATER | 0
FAN COIL UNIT - DUCTED | NA | TEMPERZONE | IMD280-41 | NA | 0
FAN COIL UNIT - DUCTED | NA | TEMPERZONE | IMD170-41 | NA | 0
EVAPORATIVE COOLER | NA | BRAEMAR | RPC-400D | NULL | NULL
FAN COIL UNIT - DUCTED | NA | TEMPERZONE | IMD280-41 | NA | 0
CHILLER - WATER COOLED | NA | YORK | LCH60 | R22 | 60
PACKAGED AIR CONDITIONING UNIT | 196954 | APAC | PO36AHR9AD | R22 | 6
PACKAGED AIR CONDITIONING UNIT | NA | APAC | PO42OVR9AD | R22 | 10
DUCTED SPLIT SYSTEM | NA | APAC | SO19OVR9AD | R22 | 4.9
DUCTED SPLIT SYSTEM | NA | APAC | SO19OVR9AD | R22 | 4.9
DUCTED SPLIT SYSTEM | NA | APAC | SO19OVR9AD | R22 | 4.9
DUCTED SPLIT SYSTEM | NA | APAC | SO19OVR9AD | R22 | 4.9
DUCTED SPLIT SYSTEM | NA | APAC | SO23OVR9AD | R22 | 5.1
DUCTED SPLIT SYSTEM | 285325 | APAC | SO36HHR9AA | R22 | 5.8
CASSETTE SPLIT SYSTEM | NA | DAIKIN | CU-B28DBE8 | R22 | 4
DUCTED SPLIT SYSTEM | 360644 | APAC | SO16OVR9AD | R22 | 4.7
SMOKE EXHAUST FAN | NA | UNKNOWN | NA | NULL | NULL
SMOKE EXHAUST FAN | NA | NULL | NA | NA | 0
SMOKE EXHAUST FAN | NA | UNKNOWN | NA | NULL | NULL
SMOKE EXHAUST FAN | NA | UNKNOWN | NA | NULL | NULL
SMOKE EXHAUST FAN | NA | UNKNOWN | NA | NULL | NULL
SMOKE EXHAUST FAN | NA | UNKNOWN | NA | NULL | NULL
SMOKE EXHAUST FAN | NA | UNKNOWN | NA | NULL | NULL
SMOKE EXHAUST FAN | NA | UNKNOWN | NA | NULL | NULL
SMOKE EXHAUST FAN | NA | UNKNOWN | NA | NULL | NULL
SMOKE EXHAUST FAN | NA | UNKNOWN | NA | NULL | NULL
SMOKE EXHAUST FAN | NA | FEDERAL | APS 1606 DA3H185 | NULL | NULL
SMOKE EXHAUST FAN | NA | NULL | NA | NA | 0
SMOKE EXHAUST FAN | NA | NULL | NA | NA | 0
SMOKE EXHAUST FAN | NA | NULL | NA | NA | 0
SMOKE EXHAUST FAN | NA | NULL | NA | NA | 0
SMOKE EXHAUST FAN | NA | UNKNOWN | NA | NULL | NULL
SMOKE EXHAUST FAN | NA | UNKNOWN | NA | NULL | NULL
SMOKE EXHAUST FAN | NA | UNKNOWN | NA | NULL | NULL
SMOKE EXHAUST FAN | NA | FEDERAL | APS 1606 DA3H185 | NULL | NULL
SMOKE EXHAUST FAN | NA | UNKNOWN | NA | NULL | NULL
SMOKE EXHAUST FAN | NA | UNKNOWN | NA | NULL | NULL
SMOKE EXHAUST FAN | NA | FEDERAL | NA | NULL | NULL
SMOKE EXHAUST FAN | 249283 | FEDERAL | APS 1406 CAH110 | NULL | NULL
SMOKE EXHAUST FAN | NA | FEDERAL | APS 1606 DA3H185 | NA | 0
SMOKE EXHAUST FAN | NA | FEDERAL | APS 1606 DA3H185 | NA | 0
SMOKE EXHAUST FAN | NA | FEDERAL | APS 1606 DA3H185 | NA | 0
SMOKE EXHAUST FAN | NA | FEDERAL | APS 1606 DA3H185 | NA | 0
SMOKE EXHAUST FAN | NA | FANTECH | NA | NULL | NULL
SMOKE EXHAUST FAN | NA | UNKNOWN | NA | NULL | NULL
SMOKE EXHAUST FAN | NA | UNKNOWN | NA | NULL | NULL
SMOKE EXHAUST FAN | NA | UNKNOWN | NA | NULL | NULL
SMOKE EXHAUST FAN | NA | UNKNOWN | NA | NULL | NULL
AIR FAN - EXHAUST | NA | UNKNOWN | NA | NULL | NULL
AIR FAN - EXHAUST | NA | UNKNOWN | NA | NULL | NULL
SMOKE EXHAUST FAN | NA | UNKNOWN | NA | NULL | NULL
SMOKE EXHAUST FAN | NA | UNKNOWN | NA | NULL | NULL
SMOKE EXHAUST FAN | NA | FEDERAL | UK | NULL | NULL
SMOKE EXHAUST FAN | NA | FEDERAL | APS 1606 DA3H185 | NULL | NULL
SMOKE EXHAUST FAN | 252816 | FEDERAL | APS1406GA6P175 | NULL | NULL
SMOKE EXHAUST FAN | NA | FEDERAL | NA | NULL | NULL
SMOKE EXHAUST FAN | NA | FEDERAL | APS 1406 CAH110 | NULL | NULL
SMOKE EXHAUST FAN | NA | FEDERAL | APS 1406 CAH110 | NA | 0
SMOKE EXHAUST FAN | NA | FEDERAL | APS 1406 CAH110 | NULL | NULL
DUCTED SPLIT SYSTEM | NA | APAC | SO23OVR9AA | R22 | 0
AIR FAN - EXHAUST | UNKNOWN | UNKNOWN | UNKNOWN | NULL | NULL
KITCHEN EXHAUST FAN | 269016 58 | FANTECH | RVE0804CP6B040 | NULL | NULL
EVAPORATIVE COOLER | NA | COOLAIR | RC850 | NULL | NULL
WALL MOUNTED SPLIT SYSTEM | NA | HITACHI | S12AWN-N47 | R410A | 0
CASSETTE SPLIT SYSTEM | NAQAS | LG | S12AWN-U47 | R410A | 1
WALL MOUNTED SPLIT SYSTEM | NA | DAIKIN | FTX60 | R410A | 0
WALL MOUNTED SPLIT SYSTEM | E01244 | DAIKIN | FTXS60KVMA | R410A | 0
DUCTED SPLIT SYSTEM | NA | DAKO | 2011 | R410A | 2
WALL MOUNTED SPLIT SYSTEM | E012339 | DAIKIN | FTXS60KVMA | R410A | 0
WALL MOUNTED SPLIT SYSTEM | 7500400488 | PANASONIC | CU28DBE6 | R410A | 0
CASSETTE SPLIT SYSTEM | 09A0102309 | CARRIER | 38YLO18 | R22 | 2
WALL MOUNTED SPLIT SYSTEM | E011101 | DAIKIN | RXS60KVMA | R410A | 2
WALL MOUNTED SPLIT SYSTEM | E01066 | DAIKIN | FTXS35KVMA | R410A | 2
WALL MOUNTED SPLIT SYSTEM | E010963 | DAIKIN | FTXS35KVMA | R410A | 2
CASSETTE SPLIT SYSTEM | 7534614036 | CARRIER | CU-E24GKR | R410A | 2
WALL MOUNTED SPLIT SYSTEM | E011073 | DAIKIN | FTXS60KVMA | R410A | 2
WALL MOUNTED SPLIT SYSTEM | E010504 | DAIKIN | RXS60KVMA | R410A | 2
WALL MOUNTED SPLIT SYSTEM | NA | PANASONIC | RXS60BVMA | R410A | 2
CASSETTE SPLIT SYSTEM | E001263 | DAIKIN | RKS50FVMA | R410A | 2
CASSETTE SPLIT SYSTEM | 385100602 | DAIKIN | CSF28DB4E5 | R410A | 0
WALL MOUNTED SPLIT SYSTEM | E010671 | DAIKIN | RXS60KVMA | R410A | 2
DUCTED SPLIT SYSTEM | 7500400488 | PARKER | CU28DBE6 | R410A | 2
WALL MOUNTED SPLIT SYSTEM | E010244 | DAIKIN | FTXS35KVMA | R410A | 2
WALL MOUNTED SPLIT SYSTEM | E010245 | DAIKIN | FTXS35KVMA | R410A | 0
DUCTED SPLIT SYSTEM | 7500400488 | PARKER | CU28DBE6 | R410A | 2
DUCTED SPLIT SYSTEM | 7500400488 | PANASONIC | CU28DBE6 | R410A | 2
CASSETTE SPLIT SYSTEM | 10A0130905 | CARRIER | 40GKXO18A-703-40 | R22 | 3
DUCTED SPLIT SYSTEM | 616194 | APAC | SOO7OHR7AL | R22 | 2.65
DUCTED SPLIT SYSTEM | 286201 | APAC | SOO7IHR7AL | R22 | 3
DUCTED SPLIT SYSTEM | 287137 | APAC | SOO7OHR7AL | R22 | 3
PACKAGED AIR CONDITIONING UNIT | 853289 | AQUA | PO30AHR9AA | R22 | 3
PACKAGED AIR CONDITIONING UNIT | 853291 | APAC | PO30 | R22 | 3
PACKAGED AIR CONDITIONING UNIT | 853290 | AQUA | PO30AHR9AA | R22 | 3
PACKAGED AIR CONDITIONING UNIT | 853292 | APAC | PO30AHR9AA | R22 | 6
PACKAGED AIR CONDITIONING UNIT | 853294 | APAC | PO30AHR9AA | R22 | 3
PACKAGED AIR CONDITIONING UNIT | 853293 | APAC | PO30AHR9AA | R22 | 3
PACKAGED AIR CONDITIONING UNIT | 853290 | APAC | PO30AHR9AA | R22 | 6
WALL MOUNTED SPLIT SYSTEM | NA | MITSUBISHI | NA | R410A | 3
WALL MOUNTED SPLIT SYSTEM | NA | MITSUBISHI | MSC-GA35VB | R410A | 3
PACKAGED AIR CONDITIONING UNIT | 194885 | APAC | PO14AHR9AD | R22 | 4
PACKAGED AIR CONDITIONING UNIT | 999768 | APAC | PO36AHR9AE | R22 | 4
PACKAGED AIR CONDITIONING UNIT | 749397 | TEMPERZONE | OPA100RKT | R22 | 4
DUCTED SPLIT SYSTEM | NA | APAC | SO23IHR9AD | R22 | 0
DUCTED SPLIT SYSTEM | 854812 | APAC | SO18OHR9AN | R22 | 5
DUCTED SPLIT SYSTEM | 660030 | APAC | SO15OHR9AN | R22 | 5
DUCTED SPLIT SYSTEM | 855181 | APAC | SO18IHR7AN | R22 | 0
PACKAGED AIR CONDITIONING UNIT | NA | APAC | PO16AHR9AD | R22 | 5
PACKAGED AIR CONDITIONING UNIT | 197337 | APAC | PO16AHR9AD | R22 | 5
DUCTED SPLIT SYSTEM | 19411B | APAC | SO22OHR9AL | R22 | 6
DUCTED SPLIT SYSTEM | 360103 | APAC | SO18OHR9AL | R22 | 8
PACKAGED AIR CONDITIONING UNIT | 195381 | APAC | PO46AHR9AD | R22 | 6
DUCTED SPLIT SYSTEM | 194110 | APAC | SO22OHR9AL | R22 | 6
DUCTED SPLIT SYSTEM | 194119 | APAC | SO22OHR9AL | R22 | 6
DUCTED SPLIT SYSTEM | 350103 | APAC | SO22OHR9AL | R22 | 6
DUCTED SPLIT SYSTEM | 194117 | APAC | SO22OHR9AL | R22 | 6
DUCTED SPLIT SYSTEM | 654578 | APAC | SO21OHR9AN | R22 | 7
DUCTED SPLIT SYSTEM | 647703 | APAC | SO21OHR9AN | R22 | 7
DUCTED SPLIT SYSTEM | 654579 | APAC | SO21OHR9AN | R22 | 7
PACKAGED AIR CONDITIONING UNIT | 123541 | TEMPERZONE | OPA 550RKTB01 | R410A | 10.3
PACKAGED AIR CONDITIONING UNIT | NA | FRIGOPOL | S17HP | R22 | 7
DUCTED SPLIT SYSTEM | 287766 | APAC | SO17OHR9AD | R22 | 7
DUCTED SPLIT SYSTEM | 287760 | APAC | SO16OVR9AD | R22 | 7
DUCTED SPLIT SYSTEM | 287108 | APAC | SO19OVR9AD | R22 | 7
DUCTED SPLIT SYSTEM | 287109 | APAC | SO19OVR7A | R22 | 7
PACKAGED AIR CONDITIONING UNIT | 4295W83840 | APAC | S37HPBH 02 | R22 | 8
WALL MOUNTED SPLIT SYSTEM | 80 18804 T | PANASONIC | MSZ-GB35A | R410A | 0
WALL MOUNTED SPLIT SYSTEM | 8016394 | MITSUBISHI | MUZGB35VA | R410A | 9
PACKAGED AIR CONDITIONING UNIT | 195378 | APAC | PO36AHR9AD | R22 | 10
PACKAGED AIR CONDITIONING UNIT | 195379 | APAC | PO46AHR9AD | R22 | 10
PACKAGED AIR CONDITIONING UNIT | 196955 | APAC | PO36AHR9AD | R22 | 10
PACKAGED AIR CONDITIONING UNIT | 200226 | APAC | PO36AHR9AD | R22 | 10
PACKAGED AIR CONDITIONING UNIT | 200225 | APAC | PO36AHR9AD | R22 | 10
PACKAGED AIR CONDITIONING UNIT | 620198 | APAC | PO16AHR9AD | R22 | 10
PACKAGED AIR CONDITIONING UNIT | 549059 | APAC | PO42AHR9AD | R22 | 10
PACKAGED AIR CONDITIONING UNIT | 644111 | APAC | PO42AHR9AD | R22 | 10
PACKAGED AIR CONDITIONING UNIT | 4499W136732 | APAC | PO36AHR9AA | R22 | 10
PACKAGED AIR CONDITIONING UNIT | NA | APAC | PO64AHR9AD | R22 | 11
PACKAGED AIR CONDITIONING UNIT | 195179 | APAC | PO75AHR9AD | R22 | 11
PACKAGED AIR CONDITIONING UNIT | 4297W107698 | APAC | S65 HPBH-02 | R22 | 11
PACKAGED AIR CONDITIONING UNIT | 195382 | APAC | PO46AHR9AD | R22 | 12
PACKAGED AIR CONDITIONING UNIT | NA | APAC | PO64AHR9AD | R22 | 12
PACKAGED AIR CONDITIONING UNIT | 194027 | APAC | PO75AHR9AD | R22 | 12
PACKAGED AIR CONDITIONING UNIT | NA | APAC | PO85AHR9AD | R22 | 12
PACKAGED AIR CONDITIONING UNIT | 195384 | APAC | PO55AHR9AD | R22 | 12
PACKAGED AIR CONDITIONING UNIT | 198245 | APAC | PO46AHR9AD | R22 | 12
PACKAGED AIR CONDITIONING UNIT | 200322 | APAC | PO55AHR9AE | R22 | 12
PACKAGED AIR CONDITIONING UNIT | NA | APAC | PO64AHR9AD | R22 | 12
PACKAGED AIR CONDITIONING UNIT | 200323 | APAC | PO55AHR9AE | R22 | 12
PACKAGED AIR CONDITIONING UNIT | 200280 | APAC | PO75AHR9AD | R22 | 12
PACKAGED AIR CONDITIONING UNIT | 200321 | APAC | PO46AHR9AD | R22 | 12
PACKAGED AIR CONDITIONING UNIT | 200233 | APAC | PO46AHR9AD | R22 | 12
PACKAGED AIR CONDITIONING UNIT | 203699 | APAC | PO55AHR9AD | R22 | 12
PACKAGED AIR CONDITIONING UNIT | 203698 | APAC | PO55AHR9AD | R22 | 12
PACKAGED AIR CONDITIONING UNIT | NA | FRIGOPOL | S25HP | R22 | 12
PACKAGED AIR CONDITIONING UNIT | NA | FRIGOPOL | S25HP | R22 | 12
PACKAGED AIR CONDITIONING UNIT | 195383 | APAC | PO46AHR9AD | R22 | 12
PACKAGED AIR CONDITIONING UNIT | 200249 | APAC | PO75AHR9AD | R22 | 12
PACKAGED AIR CONDITIONING UNIT | 200295 | APAC | PO96AHR9AD | R22 | 12
PACKAGED AIR CONDITIONING UNIT | 200246 | APAC | PO64AHR9AD | R22 | 12
PACKAGED AIR CONDITIONING UNIT | 646410 | APAC | PO55AHR9AE | R22 | 12.4
PACKAGED AIR CONDITIONING UNIT | NA | APAC | PO42AHR9AD | R22 | 12
PACKAGED AIR CONDITIONING UNIT | 200247 | APAC | PO64AHR9AD | R22 | 13
PACKAGED AIR CONDITIONING UNIT | 200240 | APAC | PO85AHR9AD | R22 | 13
PACKAGED AIR CONDITIONING UNIT | 549107 | APAC | PO64AHR9AD | R22 | 13
PACKAGED AIR CONDITIONING UNIT | NA | APAC | S65 HPBH-02 | R22 | 13
PACKAGED AIR CONDITIONING UNIT | 616263 | APAC | PO64AHR9AD | R22 | 13
PACKAGED AIR CONDITIONING UNIT | 616231 | APAC | PO75AHR9AD | R22 | 13
PACKAGED AIR CONDITIONING UNIT | NA | APAC | PO36AHR9AD | R22 | 13
PACKAGED AIR CONDITIONING UNIT | 644323 | APAC | PO64AHR9AD | R22 | 13
PACKAGED AIR CONDITIONING UNIT | 549109 | APAC | PO75AHR9AD | R22 | 13
PACKAGED AIR CONDITIONING UNIT | 644124 | APAC | PO64AHR9AD | R22 | 13
PACKAGED AIR CONDITIONING UNIT | 612259 | APAC | PO75AHR9AD | R22 | 13
PACKAGED AIR CONDITIONING UNIT | NA | APAC | PO64AHR9AD | R22 | 13
PACKAGED AIR CONDITIONING UNIT | 203700 | APAC | PO55AHR9AD | R22 | 13
PACKAGED AIR CONDITIONING UNIT | 195385 | APAC | PO55AHR9AE | R22 | 13
PACKAGED AIR CONDITIONING UNIT | 200287 | APAC | PO75AHR9AD | R22 | 15
PACKAGED AIR CONDITIONING UNIT | 200248 | APAC | PO75AHR9AD | R22 | 15
PACKAGED AIR CONDITIONING UNIT | 545074 | APAC | PO75AHR9AD | R22 | 15
PACKAGED AIR CONDITIONING UNIT | NA | APAC | PO75AHR9AD | R22 | 15
PACKAGED AIR CONDITIONING UNIT | NA | APAC | PO75AHR9AD | R22 | 15
PACKAGED AIR CONDITIONING UNIT | 545025 | APAC | PO75AHR9AD | R22 | 15
PACKAGED AIR CONDITIONING UNIT | 546076 | APAC | PO75AHR9AD | R22 | 15
PACKAGED AIR CONDITIONING UNIT | 544153 | APAC | PO75AHR9AD | R22 | 15
PACKAGED AIR CONDITIONING UNIT | 203686 | APAC | PO75AHR9AD | R22 | 15
PACKAGED AIR CONDITIONING UNIT | 194633 | APAC | PO85AHR9AD | R22 | 20
PACKAGED AIR CONDITIONING UNIT | 196019 | APAC | PO85AHR9AD | R22 | 20
PACKAGED AIR CONDITIONING UNIT | 194280 | APAC | PO85AHR9AD | R22 | 21
PACKAGED AIR CONDITIONING UNIT | NA | APAC | PO85AHR9AD | R22 | 21
PACKAGED AIR CONDITIONING UNIT | 200219 | APAC | PO85AHR9AD | R22 | 21
PACKAGED AIR CONDITIONING UNIT | 200241 | APAC | PO85AHR9AD | R22 | 21
PACKAGED AIR CONDITIONING UNIT | NA | APAC | PO85AHR9AD | R22 | 21
PACKAGED AIR CONDITIONING UNIT | 620533 | APAC | PO85AHR9AD | R22 | 21
PACKAGED AIR CONDITIONING UNIT | 200252 | APAC | PO85AHR9AD | R22 | 21
PACKAGED AIR CONDITIONING UNIT | NA | APAC | P1106AHR9AA | R22 | 26
PACKAGED AIR CONDITIONING UNIT | 110000 | APAC | P110RAA829165 | R22 | 26
PACKAGED AIR CONDITIONING UNIT | 648111 | APAC | P150AHR9AA | R22 | 32
CHILLER - WATER COOLED | EH 5029 | POWER PAX | PPW650-3.22142-210.1 | R134A | 305
SMOKE EXHAUST FAN | NA | FEDERAL | SS125-8 23 | NA | 0
FAN COIL UNIT - DUCTED | K19064Y | MUNTERS | FS020HCM | NA | 0
FAN COIL UNIT - DUCTED | NA | NULL | IMD 170-41 | NA | 0
FAN COIL UNIT - DUCTED | K19064X | MUNTERS | FS035HCS | NA | 0
SWITCHBOARD MECHANICAL | NA | REGENT | NA | NA | 0
SWITCHBOARD MECHANICAL | NA | REGENT | NA | NA | 0
SWITCHBOARD MECHANICAL | NA | REGENT | NA | NA | 0
SWITCHBOARD MECHANICAL | NA | REGENT | NA | NA | 0
BOILER - GAS FIRED | 2208891 | HPM | SR1000 | NA | 0
BOILER - GAS FIRED | 2208893 | HPM | SR800 | NA | 0
BOILER - GAS FIRED | 2208892 | HPM | SR1000 | NA | 0
BOILER - GAS FIRED | 2208894 | HPM | SR1000 | NA | 0
FAN COIL UNIT - DUCTED | K23705B1 | MUNTERS | F5080FHM | NA | 0
FAN COIL UNIT - DUCTED | 72309 | THERMAL EQUP CO | IJD 950 | NA | 0
VARIABLE SPEED DRIVE | 1072000949 | ABB | ACH550-02-289A-4 | NA | 0
VARIABLE SPEED DRIVE | 1072000950 | ABB | ACH-550-02-289A-4 | NA | 0
VARIABLE SPEED DRIVE | 3064900089 | ABB | ACH550-01-157A-4+B055 | NA | 0
VARIABLE SPEED DRIVE | 3070200877 | ABB | ACH550-01-157A-4+B055 | NA | 0
VARIABLE SPEED DRIVE | 4941004001 | STIEBEL | BA3402-E12E54 | NA | 0
FAN COIL UNIT - DUCTED | 94263 | THERMAL EQUP CO | IMD280-41 | NA | 0
AIR HANDLING UNIT | 42637 | MUNTERS | MLH14BHBR41 | NA | 0
FAN COIL UNIT - DUCTED | K19046L1 | MUNTERS | FS035HCS | NA | 0
FAN COIL UNIT - DUCTED | K19971C1 | MUNTERS | FS035HCS | NA | 0
SWITCHBOARD MECHANICAL | NA | REGENT | NA | NA | 0
VARIABLE SPEED DRIVE | 10012454 | ASEA | NXS01055A2H0SSSA1A2000000 | NA | 0
FAN COIL UNIT - DUCTED | K19971A | MUNTERS | FS035HCS | NA | 0
FAN COIL UNIT - DUCTED | K19064N | MUNTERS | FS040HCS | NA | 0
FAN COIL UNIT - DUCTED | K19064M | MUNTERS | FS040HCS | NA | 0
FAN COIL UNIT - DUCTED | C0 : 15754 | MUNTERS | FS050HCS | NA | 0
FAN COIL UNIT - DUCTED | NA | MUNTERS | NA | NA | 0
FAN COIL UNIT - DUCTED | K19064H | MUNTERS | FS 035HCS | NA | 0
FAN COIL UNIT - DUCTED | 42638 | MUNTERS | MLH14BHBR61N | NA | 0
SWITCHBOARD MECHANICAL | NA | REGENT | NA | NA | 0
FAN COIL UNIT - DUCTED | NA | MUNTERS | NA | NA | 0
FAN COIL UNIT - DUCTED | NA | MUNTERS | NA | NA | 0
FAN COIL UNIT - DUCTED | K19046W1 | MUNTERS | FSO35HCS | NA | 0
FAN COIL UNIT - DUCTED | 68728 | THERMAL EQUP CO | IMD 550-41 | NA | 0
FAN COIL UNIT - DUCTED | NA | MUNTERS | NA | NA | 0
FAN COIL UNIT - DUCTED | K19046H1 | MUNTERS | FSO27HCS | NA | 0
FAN COIL UNIT - DUCTED | NA | MUNTERS | NA | NA | 0
AIR CURTAIN | NA | ASEA | NA | NA | 0
AIR CURTAIN | NA | ASEA | NA | NA | 0
SWITCHBOARD MECHANICAL |  | NULL |  | NA | 0
EXPANSION TANK (CLOSED LOOPS) | Z516952 | ASEA | AAVRE01R11FP1 | NA | 0
CASSETTE SPLIT SYSTEM | NA | ASEA | NA | NA | 0
FAN COIL UNIT - NON DUCTED | NA | ASEA | NA | NA | 0
FAN COIL UNIT - NON DUCTED | NA | ASEA | NA | NA | 0
FAN COIL UNIT - DUCTED | NA | NULL | IMD 550-41 | NA | 0
FAN COIL UNIT - DUCTED | K19064W | MUNTERS | FS035HCS | NA | 0
FAN COIL UNIT - DUCTED | 72311 | NULL | IJD 950 | NA | 0
FAN COIL UNIT - DUCTED | 002404UU | MUNTERS | MLU18BHBR61P5 | NA | 0
FAN COIL UNIT - DUCTED | 70335 | NULL | IJD 620 | NA | 0
FAN COIL UNIT - DUCTED | K23707E1 | MUNTERS | FS050HCS | NA | 0
FAN COIL UNIT - DUCTED | 009393MV | MUNTERS | MLH18BHBR61P5 | NA | 0
FAN COIL UNIT - DUCTED | NA | MUNTERS | NA | NA | 0
FAN COIL UNIT - DUCTED | NA | MUNTERS | NA | NA | 0
FAN COIL UNIT - DUCTED | K22721-K | MUNTERS | FS027HCS | NA | 0
FAN COIL UNIT - DUCTED | NA | MUNTERS | NA | NA | 0
FAN COIL UNIT - DUCTED | CO: 15529 | MUNTERS | FS050HCS | NA | 0
DUCTED SPLIT SYSTEM | 721242 | TEMPERZONE | ISD 430KBH | R410A | 0
DUCTED SPLIT SYSTEM | NOT SHOWN | TEMPERZONE | ISD 230K | NA | 0
DUCTED SPLIT SYSTEM | PAINTED LABEL | TEMPERZONE | PAINTED LABEL | NA | 0
VARIABLE SPEED DRIVE | 3142303175 | ABB | ACH550-01-038A-4+B055 | NA | 0
DUCTED SPLIT SYSTEM | NA | TEMPERZONE | ISD 630KBH | R410A | 0
FAN COIL UNIT - DUCTED | K22761A | MUNTERS | FS060HCS | NA | 0
FAN COIL UNIT - DUCTED | NA | MUNTERS | NA | NA | 0
FAN COIL UNIT - DUCTED | K19004U | MUNTERS | FS035HCS | NA | 0
FAN COIL UNIT - DUCTED | K19064R | MUNTERS | FS027HCS | NA | 0
FAN COIL UNIT - DUCTED | NA | MUNTERS | NA | NA | 0
CASSETTE SPLIT SYSTEM | R000222 | GREGORY | AUTAA45LCLU | NA | 0
CASSETTE SPLIT SYSTEM | 303672 | MODULEX | CZ-06KPU01P | NA | 0
CASSETTE SPLIT SYSTEM | 303641 | MODULEX | CZ-06KPU01P | NA | 0
CASSETTE SPLIT SYSTEM | R000180 | GREGORY | AUTAA45LCLU | NA | 0
CASSETTE SPLIT SYSTEM | R000101 | GREGORY | AUTAA45LCLU | NA | 0
CASSETTE SPLIT SYSTEM | 303673 | MODULEX | CZ-06KPU01P | NA | 0
CASSETTE SPLIT SYSTEM | 914300607EK | MODULEX | FDT140VD | NA | 0
CASSETTE SPLIT SYSTEM | NA | MODULEX | NA | NA | 0
FAN COIL UNIT - DUCTED | K19064 G | MUNTERS | FSO35HCS | NA | 0
FAN COIL UNIT - DUCTED | K19064R | MUNTERS | FS027HCS | NA | 0
FAN COIL UNIT - DUCTED | K19064 P | MUNTERS | FSO35HCS | NA | 0
FAN COIL UNIT - DUCTED | NA | MUNTERS | NA | NA | 0
FAN COIL UNIT - DUCTED | 42637 | MUNTERS | MLH14BHBR41N | NA | 0
SWITCHBOARD MECHANICAL | NA | NULL | NA | NA | 0
FAN COIL UNIT - DUCTED | K19064Z | MUNTERS | FS027HCS | NA | 0
FAN COIL UNIT - DUCTED | K19064AA | MUNTERS | FS035HCS | NA | 0
FAN COIL UNIT - DUCTED | K19064BB | MUNTERS | FS027HCS | NA | 0
FAN COIL UNIT - DUCTED | 31617 | MUNTERS | MLH06R41N | NA | 0
FAN COIL UNIT - DUCTED | NA | MUNTERS | NA | NA | 0
FAN COIL UNIT - DUCTED | K19064A1 | MUNTERS | FS040HCS | NA | 0
FAN COIL UNIT - DUCTED | NA | MUNTERS | NA | NA | 0
FAN COIL UNIT - DUCTED | 71601 | THERMAL EQUP CO | IJD950 | NA | 0
FAN COIL UNIT - DUCTED | 28009 | MUNTERS | MLH 14 | NA | 0
FAN COIL UNIT - DUCTED | K19046M1 | MUNTERS | FS035HCS | NA | 0
FAN COIL UNIT - DUCTED | NA | MUNTERS | NA | NA | 0
FAN COIL UNIT - DUCTED | NA | MUNTERS | NA | NA | 0
FAN COIL UNIT - DUCTED | NA | MUNTERS | NA | NA | 0
FAN COIL UNIT - DUCTED | K19971B1 | MUNTERS | FS020HCM | NA | 0
FAN COIL UNIT - DUCTED | NA | MUNTERS | NA | NA | 0
FAN COIL UNIT - DUCTED | NA | NULL | IMD420-41 | NA | 0
FAN COIL UNIT - DUCTED | K23707HI | MUNTERS | FS040HCS | NA | 0
FAN COIL UNIT - DUCTED | NA | MUNTERS | NA | NA | 0
FAN COIL UNIT - DUCTED | NA | CARRIER APAC | NA | NA | 0
FAN COIL UNIT - DUCTED | K23707C1 | MUNTERS | FS035HCS | NA | 0
FAN COIL UNIT - DUCTED | NA | MUNTERS | NA | NA | 0
FAN COIL UNIT - DUCTED | K20482L1 | MUNTERS | FS035HCS | NA | 0
FAN COIL UNIT - DUCTED | K23707D1 | MUNTERS | FS027HCS | NA | 0
FAN COIL UNIT - DUCTED | K23707B1 | MUNTERS | FS050HCS | NA | 0
FAN COIL UNIT - DUCTED | K19971J1 | MUNTERS | FS035HCS | NA | 0
FAN COIL UNIT - DUCTED | K19064F | MULLER | FS027HCS | NA | 0
FAN COIL UNIT - DUCTED | NA | MUNTERS | NA | NA | 0
FAN COIL UNIT - DUCTED | K19064E | MULLER | FS035HCS | NA | 0
FAN COIL UNIT - DUCTED | NA | MULLER | NA | NA | 0
FAN COIL UNIT - DUCTED | NA | MULLER | NA | NA | 0
FAN COIL UNIT - DUCTED | NA | MULLER | NA | NA | 0
FAN COIL UNIT - DUCTED | K23705C1 | MULLER | FS060HCS | NA | 0
FAN COIL UNIT - DUCTED | NA | MULLER | NA | NA | 0
FAN COIL UNIT - DUCTED | NA | MULLER | NA | NA | 0
VARIABLE SPEED DRIVE | TS8726 | SIEMENS | SED2302KR | NA | 0
VARIABLE SPEED DRIVE | 020017G | DANFOSS | 131B5664 | NA | 0
KITCHEN EXHAUST FAN |  | FANTECH |  | NULL | NULL
VARIABLE SPEED DRIVE |  | DANFOSS |  | NA | 0
VARIABLE SPEED DRIVE |  | DANFOSS |  | NA | 0
CONDENSER WATER PUMP | 823586 | CUSTOM-BUILT | SGA-130L-4 | NA | 0
FAN COIL UNIT - NON DUCTED |  | CARRIER | 40APB040THF | NA | 0
FAN COIL UNIT - NON DUCTED |  | CARRIER | 40APB040THF | NA | 0
FAN COIL UNIT - NON DUCTED |  | CARRIER | 40APB060THF | NA | 0
VARIABLE SPEED DRIVE |  | DANFOSS |  | NA | 0
SWITCHBOARD MECHANICAL |  | DANFOSS |  | NA | 0
FAN COIL UNIT - NON DUCTED |  | CARRIER | 40APB040THF | NA | 0
FAN COIL UNIT - NON DUCTED |  | CARRIER | 40APB060THF | NA | 0
FAN COIL UNIT - NON DUCTED |  | CARRIER | 40APB040THF | NA | 0
FAN COIL UNIT - NON DUCTED |  | CARRIER | 40APB040THF | NA | 0
FAN COIL UNIT - NON DUCTED |  | CARRIER | 40APB060THF | NA | 0
FAN COIL UNIT - NON DUCTED |  | CARRIER | 40APB060THF | NA | 0
FAN COIL UNIT - NON DUCTED |  | CARRIER | 40APB060THF | NA | 0
FAN COIL UNIT - NON DUCTED |  | CARRIER | 40APB060THF | NA | 0
FAN COIL UNIT - NON DUCTED |  | CARRIER | 40APB060THF | NA | 0
FAN COIL UNIT - NON DUCTED |  | CARRIER | 40APB060THF | NA | 0
FAN COIL UNIT - NON DUCTED |  | CARRIER | 40APB060THF | NA | 0
FAN COIL UNIT - NON DUCTED |  | CARRIER | 40APB060THF | NA | 0
FAN COIL UNIT - NON DUCTED |  | CARRIER | 40APB060THF | NA | 0
FAN COIL UNIT - NON DUCTED |  | CARRIER | 40APB060THF | NA | 0
FAN COIL UNIT - NON DUCTED |  | CARRIER | 40APB060THF | NA | 0
FAN COIL UNIT - NON DUCTED |  | CARRIER | 40APB040THF | NA | 0
FAN COIL UNIT - NON DUCTED |  | CARRIER | 40APB060THF | NA | 0
FAN COIL UNIT - NON DUCTED |  | CARRIER | 40APB060THF | NA | 0
FAN COIL UNIT - NON DUCTED |  | CARRIER | 40APB040 | NA | 0
FAN COIL UNIT - NON DUCTED |  | CARRIER |  | NA | 0
FAN COIL UNIT - NON DUCTED |  | CARRIER | 40APB060THF | NA | 0
FAN COIL UNIT - NON DUCTED |  | CARRIER | 40APB040THF | NA | 0
FAN COIL UNIT - NON DUCTED |  | CARRIER | 40APB040THF | NA | 0
FAN COIL UNIT - NON DUCTED |  | CARRIER | 40APB060THF | NA | 0
FAN COIL UNIT - NON DUCTED |  | CARRIER | 40APB040THF | NA | 0
FAN COIL UNIT - NON DUCTED |  | CARRIER | 40APB060THF | NA | 0
FAN COIL UNIT - NON DUCTED |  | CARRIER | 40APB060THF | NA | 0
FAN COIL UNIT - NON DUCTED |  | CARRIER | 40APB060THF | NA | 0
SWITCHBOARD MECHANICAL |  | NULL |  | NA | 0
SWITCHBOARD MECHANICAL |  | NULL |  | NA | 0
CAR PARK EXHAUST FAN |  | AIR DESIGN |  | NA | 0
CAR PARK EXHAUST FAN |  | AIR DESIGN |  | NA | 0
DUCTED SPLIT SYSTEM | UNKNOWN | DAIKIN | UNKNOWN | CHILLED WATER | 0
FAN COIL UNIT - DUCTED | NO ACCESS | DIRECTAIRE VENT | NO ACCESS | NA | 0
FAN COIL UNIT - DUCTED | NO ACCESS | DIRECTAIRE VENT | NO ACCESS | NA | 0
PACKAGED AIR CONDITIONING UNIT | UNKNOWN | BONAIRE | UNKNOWN | NA | 0
PACKAGED AIR CONDITIONING UNIT | NIL | BONAIRE | SWC 12 | NA | 0
PACKAGED AIR CONDITIONING UNIT | UNKNOWN | BONAIRE | UNKNOWN | NA | 0
PACKAGED AIR CONDITIONING UNIT | UNKNOWN | BONAIRE | UNKNOWN | NA | 0
KITCHEN EXHAUST HOOD | NIL | NULL | NIL | NULL | NULL
AIR CURTAIN | NIL | NULL | AD 200 | NULL | NULL
AIR CURTAIN | NIL | NULL | AD 200 | NULL | NULL
AIR CURTAIN | NIL | NULL | AD 200 | NULL | NULL
AIR FAN - EXHAUST | UNKNOWN | FANTECH | UNKNOWN | NULL | NULL
AIR FAN - EXHAUST | ILLEGIBLE | FANTECH | UNKNOWN | NULL | NULL
DUCTED SPLIT SYSTEM | 180281 | APAC | S0090HR 9AL | R22 | 2.9
DUCTED SPLIT SYSTEM | 28U01387 | MITSUBISHI | PUHZ-RP100VKA2 | R410A | 5.5
DUCTED SPLIT SYSTEM | 32567 | TEMPERZONE | OSA 250R | R22 | 7
DUCTED SPLIT SYSTEM | 32566 | TEMPERZONE | OSA 250R | R22 | 7
KITCHEN EXHAUST FAN | UNKNOWN | CYCLO FANS | UNKNOWN | NULL | NULL
CONDENSER WATER PUMP |  | ALCAIR | 1378103 | NULL | NULL
AIR FAN - EXHAUST | UNREADABLE | FANTECH | UNREADABLE | NULL | NULL
AIR FAN - SUPPLY | NIL | CYCLO FANS | AA246-37H | NULL | NULL
EVAPORATIVE COOLER | C09050075 | ELECTROLUX | RPC 450D | NULL | NULL
FAN COIL UNIT - DUCTED | NO ACCESS | DIRECTAIRE VENT | NO ACCESS | NA | 0
FAN COIL UNIT - DUCTED | 3334 | DIRECTAIRE VENT | CC 1000 | NA | 0
FAN COIL UNIT - DUCTED | 619 | DIRECTAIRE VENT | CC 2600 | NA | 0
PACKAGED AIR CONDITIONING UNIT | 184085 | AQUA | P042 AHR 9AD | NA | 0
PACKAGED AIR CONDITIONING UNIT | 20442104 00021 | MONARCH | MRT 200AR-FXAA | NA | 0
PACKAGED AIR CONDITIONING UNIT | 26066 | ALFA LAVAL | HCPK 36RT | NA | 0
PACKAGED AIR CONDITIONING UNIT | 382184 | ACTRON | PCG 400U-0100 | R410A | 15.25
PACKAGED AIR CONDITIONING UNIT | 381769 | ACTRON | PKY960T-3Q1-LFFT | R410A | 3.3
PACKAGED AIR CONDITIONING UNIT | 380749 | ACTRON | PKY620T-6Q1-LFFT | R410A | 19.9
CONDENSER WATER PUMP |  | ALCAIR | 1378103 | NULL | NULL
COOLING TOWER | M746 | AQUARIUS | MSS-035A | NULL | NULL
COOLING TOWER | M746 | AQUARIUS | MSS 035A | NULL | NULL
VARIABLE SPEED DRIVE | 3094702999 | ABB | ACH550-01-05A4-4+B055 | NULL | NULL
VARIABLE SPEED DRIVE | 3094703455 | ABB | ACH 550-01-5A4-4+B055 | NULL | NULL
SWITCHBOARD MECHANICAL |  | NULL |  | NULL | NULL
AIR FAN - OUTSIDE | 1004100054 | FASCO | 48S3151-11 | NULL | NULL
TOILET EXHAUST FAN | NIL | FANTECH | NIL | NULL | NULL
TOILET EXHAUST FAN | NIL | FEDERAL | NIL | NULL | NULL
AIR FAN - EXHAUST | NIL | FEDERAL | NIL | NULL | NULL
KITCHEN EXHAUST FAN | 2024-09-04 | CYCLO FANS | V38-376-3P | NULL | NULL
KITCHEN EXHAUST FAN | 2024-09-04 | CYCLO FANS | V61-226-3P | NULL | NULL
AIR FAN - EXHAUST | UNREADABLE | FEDERAL | UNREADABLE | NULL | NULL
KITCHEN EXHAUST FAN | 471697 | FANTECH | PCD 564 DD | NULL | NULL
AIR FAN - SUPPLY | 26112002-24682 | FIASCO MOTOR | ES560-084 | NULL | NULL
KITCHEN EXHAUST FAN |  | SINKO |  | NULL | NULL
CAR PARK EXHAUST FAN | 410423 | FANTECH | AP1004GA6/23 | NULL | NULL
VARIABLE SPEED DRIVE | 3101803769 | ABB | ACH550-01-015A-4+B055 | NULL | NULL
SWITCHBOARD MECHANICAL |  | NULL |  | NULL | NULL
AIR FAN - EXHAUST | 410422 | FEDERAL | RVE0804CA12/27 | NULL | NULL
SWITCHBOARD MECHANICAL |  | NULL |  | NULL | NULL
SMOKE EXHAUST FAN | 632 | HISON | AXIAL FLOW FAM | NULL | NULL
SMOKE EXHAUST FAN | 632 | NULL | AXIAL FLOW FAN | NULL | NULL
SMOKE EXHAUST FAN | 632 | NULL | AXIAL FLOW FAN | NULL | NULL
SMOKE EXHAUST FAN | 632 | NULL | AXIAL FLOW FAN | NULL | NULL
SMOKE EXHAUST FAN | 632 | NULL | AXIAL FLOW FAN | NULL | NULL
SMOKE EXHAUST FAN | 632 | NULL | AXIAL FLOW FAN | NULL | NULL
SMOKE EXHAUST FAN | 632 | NULL | AXIAL FLOW FAN | NULL | NULL
SMOKE EXHAUST FAN | 632 | NULL | AXIAL FLOW FAN | NULL | NULL
SMOKE EXHAUST FAN | A01686 | NULL | AXIAL FLOW FAN | NULL | NULL
SMOKE EXHAUST FAN | A01414 | NULL | AXIAL FLOW | NULL | NULL
SMOKE EXHAUST FAN | A01506 | NULL | AXIAL FLOW | NULL | NULL
CAR PARK EXHAUST FAN | 410422 | FANTECH | RVE0804CA12/25 | NULL | NULL
VARIABLE SPEED DRIVE | UNKNOWN | ABB | ACH 550-01-5A4-4+B055 | NULL | NULL
SWITCHBOARD MECHANICAL |  | NULL |  | NULL | NULL
HEATING HOT WATER PUMP | N/A | NULL | 80-26M | NULL | NULL
HEATING HOT WATER PUMP | N/A | NULL | 80-26M | NULL | NULL
CONDENSER WATER PUMP | N/A | NULL | 50-32M | NULL | NULL
CHILLED WATER PUMP | N/A | NULL | 50-26 | NULL | NULL
BOILER - GAS FIRED | 824 | NULL | 800 | NA | 0
PACKAGED AIR CONDITIONING UNIT | NIL | BONAIRE | NIL | NA | 0
KITCHEN EXHAUST FAN | NIL | NULL | NIL | NULL | NULL
PACKAGED AIR CONDITIONING UNIT | NIL | THERMAL EQUP CO | HWP 225 CEKTN | NA | 0
PACKAGED AIR CONDITIONING UNIT | NIL | THERMAL EQUP CO | HWP 235CE | NA | 0
DUCTED SPLIT SYSTEM | 24U00047 | MITSUBISHI | PUHZ RP125YKA2 | R410A | 5.5
KITCHEN EXHAUST HOOD | NIL | NULL | NIL | NULL | NULL
SWITCHBOARD MECHANICAL |  | NULL |  | NULL | NULL
SWITCHBOARD MECHANICAL |  | ELSTEEL |  | NULL | NULL
AIR CURTAIN | NIL | NULL | TD 200 | NULL | NULL
HEAT EXCHANGER - WATER TO WAT | 9811130791 | ALFA LAVAL | 10-BFM | NULL | NULL
COOLING TOWER |  | MULLER | KCB 56 B2 | NULL | NULL
COOLING TOWER | N 7431 | AQUA COOL TOWER | MSS 041A | NULL | NULL
CONDENSER WATER PUMP | 4679 | NULL | 65-16 | NULL | NULL
GAS DUCT HEATER | D 4998 | AIRA | DU 12 | NA | 0
GAS DUCT HEATER | D 5009 | AIRA | DU 10 | NULL | NULL
GAS DUCT HEATER | D5011 | AIRA | SD26 | NULL | NULL
GAS DUCT HEATER | NIL | NULL | CELLMEC NO MODEL | NA | 0
GAS DUCT HEATER | NIL | NULL | CELLMEC NO MODEL | NA | 0
DUCTED SPLIT SYSTEM | 170945 | APAC | S011OHR9AL | R22 | 4
KITCHEN EXHAUST FAN | UNKNOWN | FANTECH | UNKNOWN | NULL | NULL
CHILLER - WATER COOLED | 85 31716 | LUKE | 10100 521 | R22 | 0
DUCTED SPLIT SYSTEM | 25P00306 | MITSUBISHI | SUZ-KA71VA3 | R410A | 2
NON DUCTED SPLIT SYSTEM | 734139579 | PANASONIC | CU-A24BKP5 | R22 | 2
WALL MOUNTED SPLIT SYSTEM | 330800919 | PANASONIC | CS-A73KR | R22 | 2
PACKAGED AIR CONDITIONING UNIT | 181251 | APAC | P017AHR9AD | R22 | 4
DUCTED SPLIT SYSTEM | 181331 | APAC | S014OHR9AL | R22 | 4
DUCTED SPLIT SYSTEM | 200457 | APAC | SO110OHR9AM | R22 | 4
PACKAGED AIR CONDITIONING UNIT | NIL | BONAIRE | SWC 6 | R22 | 4
PACKAGED AIR CONDITIONING UNIT | NIL | BONAIRE | MARIN-AIRE SWC6 | R22 | 4
DUCTED SPLIT SYSTEM | 194054 | APAC | S011OHR9AL | R22 | 4
PACKAGED AIR CONDITIONING UNIT | NIL | BONAIRE | NIL | R22 | 5
PACKAGED AIR CONDITIONING UNIT | NIL | BONAIRE | MARIN AIRE | R22 | 5
PACKAGED AIR CONDITIONING UNIT | NIL | THERMAL EQUP CO | HWP120CE | R22 | 5
PACKAGED AIR CONDITIONING UNIT | NIL | THERMAL EQUP CO | HWP117CETKN | R410A | 5
PACKAGED AIR CONDITIONING UNIT | NIL | THERMAL EQUP CO | HWP 225 CETKN | R410A | 5
PACKAGED AIR CONDITIONING UNIT | NIL | BONAIRE | NIL | R22 | 5
PACKAGED AIR CONDITIONING UNIT | NIL | THERMAL EQUP CO | HWP 120 CETKN | R410A | 5
PACKAGED AIR CONDITIONING UNIT | 17252 | BONAIRE | SWC 1-17 | R22 | 5
PACKAGED AIR CONDITIONING UNIT | NIL | THERMAL EQUP CO | HWP | R22 | 5
PACKAGED AIR CONDITIONING UNIT | NIL | THERMAL EQUP CO | HWP96 CEKSN | R410A | 5
PACKAGED AIR CONDITIONING UNIT | NIL | BONAIRE | SWC 10 | R22 | 5
PACKAGED AIR CONDITIONING UNIT | NIL | BONAIRE | SWC | R22 | 5
PACKAGED AIR CONDITIONING UNIT | NIL | THERMAL EQUP CO | HWP 117 CEKTN | R410A | 5
WALL MOUNTED SPLIT SYSTEM | 334503058 | PANASONIC | CSA-182KR | R22 | 5
DUCTED SPLIT SYSTEM | 159617 | NULL | SRA13C-0300 | R22 | 5
FAN COIL UNIT - DUCTED | NO ACCESS | DIRECTAIRE VENT | NO ACESS | R22 | 5
PACKAGED AIR CONDITIONING UNIT | NIL | THERMAL EQUP CO | HWP 235CE | R22 | 5
PACKAGED AIR CONDITIONING UNIT |  | THERMAL EQUP CO | HWP120CE | R22 | 5
PACKAGED AIR CONDITIONING UNIT | NIL | THERMAL EQUP CO | HWP 139CEKTN | R410A | 5
PACKAGED AIR CONDITIONING UNIT | NIL | BONAIRE | SWCH 23 | R22 | 5
PACKAGED AIR CONDITIONING UNIT | NIL | BONAIRE | SWCH 23 | R22 | 5
PACKAGED AIR CONDITIONING UNIT | NIL | BONAIRE | NIL | R22 | 5
PACKAGED AIR CONDITIONING UNIT |  | THERMAL EQUP CO | HWP 190CETKN | R410A | 5
PACKAGED AIR CONDITIONING UNIT | NIL | THERMAL EQUP CO | HWP 175CE | R22 | 5
PACKAGED AIR CONDITIONING UNIT | NIL | THERMAL EQUP CO | HWP 96CEKSN | R410A | 5
PACKAGED AIR CONDITIONING UNIT | NIL | BONAIRE | NIL | R22 | 5
DUCTED SPLIT SYSTEM | 61180 | TEMPERZONE | OSA 250R | R22 | 6
DUCTED SPLIT SYSTEM | 32565 | TEMPERZONE | OSA 250R | R22 | 6
DUCTED SPLIT SYSTEM | 19U00458 | MODULEX | PUHZ-RP140YKA | R410A | 6
DUCTED SPLIT SYSTEM | 27U00164 | MITSUBISHI | PUHZ-RP125YKA2 | R410A | 5.5
DUCTED SPLIT SYSTEM | 6.2e+33 | MITSUBISHI | PUH5YK | R22 | 6
PACKAGED AIR CONDITIONING UNIT | 180739 | APAC | P032AHR9AA | R22 | 7
DUCTED SPLIT SYSTEM | 1795G00008 | CARRIER | 38AQS008-903 | R22 | 0.7
DUCTED SPLIT SYSTEM | 1795G00005 | CARRIER | 38AQ5008-903 | R22 | 7
DUCTED SPLIT SYSTEM | 267882 | ACTRON | SRA-160C 0200 | R410A | 7
DUCTED SPLIT SYSTEM | 265711 | ACTRON | SRA 190C | R410A | 7
PACKAGED AIR CONDITIONING UNIT | 180499 | APAC | P032AHR9AA | R22 | 7
PACKAGED AIR CONDITIONING UNIT | 184080 | AQUA | P032 AHR 9AA | R22 | 7
PACKAGED AIR CONDITIONING UNIT | 182823 | APAC | P032AHR9AA | R22 | 7
PACKAGED AIR CONDITIONING UNIT | 182824 | APAC | P032AHR9AA | R22 | 7
PACKAGED AIR CONDITIONING UNIT | 180498 | APAC | P032AHR9AA | R22 | 7
PACKAGED AIR CONDITIONING UNIT | 180497 | APAC | P032AHR9AA | R22 | 7
DUCTED SPLIT SYSTEM | 398111 | NULL | SRD173C-0100 | R410A | 8
PACKAGED AIR CONDITIONING UNIT | 182208 | APAC | P026AHR9AA | R22 | 10
PACKAGED AIR CONDITIONING UNIT | 382183 | ACTRON | PCA260U-0300 | R410A | 10
PACKAGED AIR CONDITIONING UNIT | 2044479400029 | MONARCH | MRT 200AR-FXAF | R22 | 11
PACKAGED AIR CONDITIONING UNIT | 187128 | AQUA | P046 AHR 9AD | R22 | 13
PACKAGED AIR CONDITIONING UNIT | 184086 | AQUA | P046 AHR 9AD | R22 | 14
PACKAGED AIR CONDITIONING UNIT | 72110 | THERMAL EQUP CO | OPA 500 RB | R22 | 14
PACKAGED AIR CONDITIONING UNIT | 73030 | THERMAL EQUP CO | OPA 500 R | R22 | 14
PACKAGED AIR CONDITIONING UNIT | 71031 | THERMAL EQUP CO | OPA 550 RB | R22 | 15
PACKAGED AIR CONDITIONING UNIT | 71257 | TEMPERZONE | OPA 440 RKTBGH | R410A | 20
PACKAGED AIR CONDITIONING UNIT | 185446 | AQUA | P085 AHR 9AD | R22 | 21
PACKAGED AIR CONDITIONING UNIT | NIL | BONAIRE | NIL | R22 | 55
PACKAGED AIR CONDITIONING UNIT | WD235DA | TEMPERZONE | ABZERT123 | R22 | 8
EVAPORATIVE COOLER | 909014 | BONAIRE | 3070015 | NULL | NULL
AIR FAN - EXHAUST | 42227 | HURLCON | V38-376-SP4 | NULL | NULL
AIR FAN - EXHAUST | 170079 | FIASCO MOTOR | VDC 450-6E | NULL | NULL
EVAPORATIVE COOLER | NA | BONAIR | NA | NULL | NULL
TOILET EXHAUST FAN | 368382 | FANTECH | TCE406 | NULL | NULL
AIR FAN - OUTSIDE | 180473 | FANS DIRECT | FEF 5004DC | NULL | NULL
AIR FAN - EXHAUST | 380893 | FANTECH | AP0564BA14H28 | NULL | NULL
AIR FAN - EXHAUST | 8838.5 | DIRECTAIRE VENT | 5882 UBE | NULL | NULL
KITCHEN EXHAUST FAN | 349891 | FEDERAL | CE506GL | NULL | NULL
AIR FAN - EXHAUST | 203767B | FANS DIRECT | VDC 310-6E | NULL | NULL
BOILER - GAS ATMOSPHERIC | FTA2001 | AIRA | FTA200 | NULL | NULL
REFRIGERATION COMPRESSORS | 1070300171 | BITZER | CSH6561- 60 - 45P | R134A | 100
REFRIGERATION COMPRESSORS | 1070300169 | BITZER | CSH65161-60-45P | R134A | 100
AIR FAN - SUPPLY | 10639 HLJ | MONARCH | 6309-2Z | NA | 0
AIR FAN - SUPPLY | 10521 HJJ | MONARCH | 6309-2Z | NA | 0
REFRIGERATION COMPRESSORS | 1066600529 | BITZER | CSH8551-110-45P | R22 | 100
COOLING TOWER | E444 | AQUACOOLER | MEC80 | NULL | NULL
AIR FAN - SUPPLY | C284 | CROMPTON PARKINSON | 4C28.B73 | NA | 0
BOILER - GAS ATMOSPHERIC | B74434007 | BELMO | POWER HT 1.850 | NULL | NULL
AIR FAN - SUPPLY | 10066 IFJ | MONARCH | 6311 7211 | NA | 0
AIR FAN - SUPPLY | N1046315 TD | MONARCH | 6208-2Z | NA | 0
BOILER - GAS ATMOSPHERIC | FTA1502 | AIRA | FTA150 | NULL | NULL
AIR FAN - SUPPLY | 1703-108117 | TECHTOP | 180L-4 | NULL | NULL
AIR HANDLING UNIT | 4802 | NULL | AEROVENT. BCL-710 | NULL | NULL
BOILER - GAS ATMOSPHERIC | FTA2202 | AIRA | FTA220 | NULL | NULL
REFRIGERATION COMPRESSORS | 1072900869 | BITZER | CSH7551-70Y-45P | R134A | 100
REFRIGERATION COMPRESSORS | 1074600689 | BITZER | CSH7591-90Y-45P | R134A | 100
AIR HANDLING UNIT | 4801 | AEROVENT | AEROVENT | NULL | NULL
AIR HANDLING UNIT | 4800 | NULL | AEROVENT. DWD1BCL | NULL | NULL
BOILER - GAS FIRED | FTA1501 | AIRA | FTA150 | NULL | NULL
AIR FAN - SUPPLY | 10070 | MONARCH | AS1359 | R134A | 0
DUCTED SPLIT SYSTEM | 298123 | APAC | S064IHR9BA | R407C | 0
DUCTED SPLIT SYSTEM | 298135 | APAC | S055IHR9BF | R407C | 0
DUCTED SPLIT SYSTEM | 298127 | APAC | S040IHR9BE | R407C | 0
DUCTED SPLIT SYSTEM | UNKNOWN | APAC | S040IHR9BE | R407C | 0
DUCTED SPLIT SYSTEM | 298124 | APAC | S064IHR9BA | R407C | 0
DUCTED SPLIT SYSTEM | 298131 | APAC | S055IHR9BF | R407C | 0
DUCTED SPLIT SYSTEM | 208132 | APAC | S055IHR9BF | R407C | 0
AIR FAN - EXHAUST | 364617 | FANTECH | CD356V | NULL | NULL
TOILET EXHAUST FAN | 385697 | FANTECH | TCE356 | NULL | NULL
TOILET EXHAUST FAN | 361893 | FANTECH | TCE456 | NULL | NULL
TOILET EXHAUST FAN | 370571 | FANTECH | RV4 | NULL | NULL
AIR FAN - EXHAUST | UNKNOWN | FANTECH | UNKNOWN | NULL | NULL
AIR FAN - EXHAUST | UNKNOWN | FANTECH | UNKNOWN | NULL | NULL
TOILET EXHAUST FAN | 361893 | FANTECH | TCE456 | NULL | NULL
AIR FAN - EXHAUST | 370571 | FANTECH | RV4 | NULL | NULL
AIR FAN - EXHAUST | 361892 | FANTECH | CD636V | NULL | NULL
AIR FAN - EXHAUST | UNABLE TO OBTAIN | FANTECH | CD636V | NULL | NULL
AIR FAN - EXHAUST | UNKNOWN | FANTECH | UNKNOWN | NULL | NULL
AIR FAN - EXHAUST | 366938 | FANTECH | CE192V | NULL | NULL
AIR FAN - EXHAUST | UNKNOWN | FANTECH | UNKNOWN | NULL | NULL
TOILET EXHAUST FAN | 366274 | FANTECH | CE284V | NULL | NULL
TOILET EXHAUST FAN | 364419 | FANTECH | CD356V | NULL | NULL
AIR FAN - EXHAUST | 382165 | FANTECH | CHD506 | NULL | NULL
AIR FAN - EXHAUST | 382165 | FANTECH | CHD506 | NULL | NULL
AIR FAN - EXHAUST | 366938 | FANTECH | CE192V | NULL | NULL
AIR FAN - EXHAUST | 366938 | FANTECH | CE192V | NULL | NULL
AIR FAN - EXHAUST | NA | FANTECH | MV202E | NULL | NULL
TOILET EXHAUST FAN | 361893 | FANTECH | TCE456 | NULL | NULL
AIR FAN - EXHAUST | 308644 | FANTECH | CE508V | NULL | NULL
TOILET EXHAUST FAN | 342667 | FANTECH | TCD566 | NULL | NULL
AIR COOLED SPLIT SYSTEM | 16132002001 | BUFFALO | LDV505 B E | NA | 0
DX CONDENSING UNIT | 16132002001 | BUFFALO | LDV505 B E | R134A | 0
DX CONDENSING UNIT | 16132001001 | BUFFALO | LDV409 B E | R134A | 0
AIR FAN - EXHAUST | 355712 | FEDERAL | M0127837C | NULL | NULL
DX CONDENSING UNIT | 16053901001 | BUFFALO | LDV547B E | R134A | 0
DX CONDENSING UNIT | 16532401001 | BUFFALO | LDV227B E | R134A | 0
DX CONDENSING UNIT | 16532301001 | BUFFALO | LDV505B E | R134A | 0
DX CONDENSING UNIT | 16532301002 | BUFFALO | LDV505B E | NA | 0
DX CONDENSING UNIT | 16532402001 | BUFFALO | LDV505B E | R134A | 0
DX CONDENSING UNIT | 16532501001 | BUFFALO | LDV378B E | R134A | 0
AIR FAN - RETURN | NULL | FIASCO MOTOR | RVE1256CA626 | NULL | NULL
PACKAGED AIR CONDITIONING UNIT | 2134628052 | AIRWELL | HA110RC CAC CTRL | R22 | 5
PACKAGED AIR CONDITIONING UNIT | 761967 | TEMPERZONE | OPA294RKTBH | R410A | 0
PACKAGED AIR CONDITIONING UNIT | 3994W66290 | APAC | S32 HPBH | R22 | 20
PACKAGED AIR CONDITIONING UNIT | 65535 | APAC | PO75AHR9BD | R407C | 15
PACKAGED AIR CONDITIONING UNIT | 130294 | TEMPERZONE | OPA705RKTBG01-PZ | R410A | 20
DUCTED SPLIT SYSTEM | 706473 | TEMPERZONE | OSA 110RKS | R410A | 4
DUCTED SPLIT SYSTEM | 705730 | TEMPERZONE | OSA 200RKTH | R410A | 5
DUCTED SPLIT SYSTEM | 702874 | TEMPERZONE | OAS 200RKTH | R410A | 5
AIR FAN - SUPPLY | 10483 | MONARCH | 6309-2Z | NA | 0
SMOKE SPILL FAN | 361890 | FANTECH | RSS0714AA1028 | NULL | NULL
SMOKE SPILL FAN | 361890 | FANTECH | RSS0714AA1028 | NULL | NULL
SMOKE SPILL FAN | 361890 | FANTECH | MO132015 | NULL | NULL
SMOKE SPILL FAN | 361890 | FANTECH | RSS0714AA1028 | NULL | NULL
SMOKE SPILL FAN | 164647 | FANS DIRECT | LE11DC10A-4HKF | NULL | NULL
SMOKE SPILL FAN | 164408 | FANS DIRECT | LE15TE27A-6QKF | NULL | NULL
SMOKE SPILL FAN | 164647 | FANS DIRECT | LE11DC10A-4HKF | NULL | NULL
SMOKE SPILL FAN | 164647 | FANS DIRECT | LE11DC10A-4HKF | NULL | NULL
SMOKE SPILL FAN | 164606 | FASCO | LE12TE21A-6KKF | NULL | NULL
SMOKE SPILL FAN | 164647 | FASCO | LE11DC10A-4HKF | NULL | NULL
SMOKE SPILL FAN | UNKOWN | FASCO | LE14TD18A-4QKF | NULL | NULL
AIR FAN - OUTSIDE | 3173607713 | ABB | ACH550-01-015A-4-B055 | NULL | NULL
AIR FAN - EXHAUST | 164605 | FIASCO MOTOR | LE12TD18A-4MKF | NULL | NULL
SMOKE SPILL FAN | 164603 | FASCO | LE11DC10A-4HKF | NULL | NULL
SMOKE SPILL FAN | 164604 | FANS DIRECT | LE11TF24A-8GKF | NULL | NULL
SMOKE SPILL FAN | 7990813 | FANTECH | M0452885B | NULL | NULL
SMOKE SPILL FAN | 799079 | FANTECH | M0452885B | NULL | NULL
SMOKE SPILL FAN | 799081 | FANTECH | M0452885B | NULL | NULL
SMOKE SPILL FAN | 799081 | FANTECH | M0452885B | NULL | NULL
SMOKE SPILL FAN | 30683 | NULL | 1200SSE | NULL | NULL
SWITCHBOARD MECHANICAL | NULL | UNKNOWN | NULL | NULL | NULL
SWITCHBOARD MECHANICAL | NULL | UNKNOWN | NULL | NULL | NULL
SWITCHBOARD MECHANICAL | NULL | NULL | NULL | NULL | NULL
SWITCHBOARD MECHANICAL | NULL | NULL | NULL | NULL | NULL
SWITCHBOARD MECHANICAL | NULL | NULL | NULL | NULL | NULL
REFRIGERATION COMPRESSORS | 1082700533 | BITZER | CSH7593-90Y-45P | R134A | 100
SWITCHBOARD MECHANICAL | NULL | UNKNOWN | NULL | NULL | NULL
REFRIGERATION COMPRESSORS | 1074601077 | BITZER | CSH7571-70Y-45P | R134A | 80
BOILER - GAS FIRED | FTA2201 | AIRA | FTA220 | NULL | NULL
CASSETTE SPLIT SYSTEM | E002578 | DAIKIN | RZAC125CV1 | R32 | 3
CASSETTE SPLIT SYSTEM | 201219-E05 | PANASONIC | CU-5CHV11NP | R22 | 0
AIR FAN - EXHAUST | 361875 | FANTECH | AD7162V | NULL | NULL
DX CONDENSING UNIT | 16532501002 | BUFFALO | LDV378B E | R134A | 0
DX CONDENSING UNIT | 16532502001 | BUFFALO | LDV568 E | R134A | 0
AIR FAN - EXHAUST | 342585. 2 | FEDERAL | TCD506 | NULL | NULL
DX CONDENSING UNIT | 16532601001 | BUFFALO | LDV568B E | R134A | 0
PACKAGED AIR CONDITIONING UNIT | UNKNOWN | APAC | UNKNOWN | R22 | 20
PACKAGED AIR CONDITIONING UNIT | UNKNOWN | APAC | UNKNOWN | NA | 0
PACKAGED AIR CONDITIONING UNIT | NA | APAC | NA | NA | 0
PACKAGED AIR CONDITIONING UNIT | 298143 | APAC | PO55AHR9BF | R407C | 12
PACKAGED AIR CONDITIONING UNIT | 301020 | APAC | PO55AHR9BF | R407C | 12
PACKAGED AIR CONDITIONING UNIT | 301017 | APAC | PO55AHR9BF | R407C | 12
PACKAGED AIR CONDITIONING UNIT | 298142 | APAC | PO55AHR9BF | R407C | 12
PACKAGED AIR CONDITIONING UNIT | 301018 | APAC | P055AHR9BE | R407C | 12
PACKAGED AIR CONDITIONING UNIT | 301016 | APAC | PO55AHR9BF | R407C | 12
PACKAGED AIR CONDITIONING UNIT | 718405 | TEMPERZONE | OPA280RKTH | R410A | 8
PACKAGED AIR CONDITIONING UNIT | 85687 | TEMPERZONE | OPA530RKTBH | R410A | 15
PACKAGED AIR CONDITIONING UNIT | 94574 | TEMPERZONE | OPA960RKTBH | R410A | 20
TOILET EXHAUST FAN | NULL | FANTECH | NULL | NULL | NULL
DUCTED SPLIT SYSTEM | 3897W106816 | APAC | S16 HP CBH-05 | R22 | 5
PACKAGED AIR CONDITIONING UNIT | 2994W66325 | APAC | S37 HPBH | R22 | 10
AIR FAN - EXHAUST | NULL | FANTECH | NULL | NULL | NULL
SMOKE EXHAUST FAN | PN.245742A | PACIFIC HVAC | LE16WW17A-6QFF | NULL | NULL
SMOKE EXHAUST FAN | PN.245742D | PACIFIC HVAC | LE16WW17A-6QFF | NULL | NULL
SMOKE SPILL FAN | 164604 | FANS DIRECT | LE11TF24A-8GKF | NULL | NULL
PACKAGED AIR CONDITIONING UNIT | 298509 | APAC | PO30AHR9BF | R407C | 8
SMOKE EXHAUST FAN | PN245742E | PACIFIC HVAC | LE16WW17A-6QFF | NULL | NULL
PACKAGED AIR CONDITIONING UNIT | 298148 | APAC | PO30AHR9BF | R407C | 8
TOILET EXHAUST FAN | ? | FANTECH | ? | NULL | NULL
WALL MOUNTED SPLIT SYSTEM | 21328005201310009WDC0101 | NULL | WMV-24QDOG | R410A | 0
SMOKE SPILL FAN | PN.245742B | PACIFIC HVAC | LE16WW17A-6QFF | NULL | NULL
DX CONDENSING UNIT | 6532601001 | BUFFALO | DV568 E | R134A | 0
PACKAGED AIR CONDITIONING UNIT | 167847 | APAC | PO96AHR9AD | R22 | 10
PACKAGED AIR CONDITIONING UNIT | 167846 | APAC | PO96AHR9AD | R22 | 21
PACKAGED AIR CONDITIONING UNIT | 167849 | APAC | PO96AHR9AD | R22 | 30
PACKAGED AIR CONDITIONING UNIT | 167848 | APAC | PO96AHR9AD | R22 | 21
PACKAGED AIR CONDITIONING UNIT | 167850 | APAC | PO96AHR9AD | R22 | 30
PACKAGED AIR CONDITIONING UNIT | 167826 | APAC | PO26AHR9AA | R22 | 6
TOILET EXHAUST FAN | 17285 | DIRECTAIRE VENT | 5872 | NULL | NULL
SMOKE SPILL FAN | 799081 | FANTECH | M0452885B | NULL | NULL
SMOKE SPILL FAN | 306810 | FANTECH | M042 | NULL | NULL
SMOKE SPILL FAN | 7990794 | FANTECH | M045288B | NULL | NULL
SMOKE SPILL FAN | 799079 | FANTECH | M0452885B | NULL | NULL
SMOKE SPILL FAN | 799079 | FANTECH | M0452885B | NULL | NULL
PACKAGED AIR CONDITIONING UNIT | 91759 | TEMPERZONE | OPA850RKTBH | R410A | 20
TOILET EXHAUST FAN | 015T29.3 | DIRECTAIRE VENT | 5880 | NULL | NULL
TOILET EXHAUST FAN | 177529 | FANS DIRECT | TVDC 355-4E | NULL | NULL
DUCTED SPLIT SYSTEM | 741840 | TEMPERZONE | OSA 140RKT | R410A | 4
PACKAGED AIR CONDITIONING UNIT | 955454 | TEMPERZONE | OPA294RKTBH | R410A | 5
PACKAGED AIR CONDITIONING UNIT | 956825 | TEMPERZONE | OPA294RKTBH | R410A | 5
PACKAGED AIR CONDITIONING UNIT | 951951 | TEMPERZONE | OPA294RKTBH | R410A | 5
TOILET EXHAUST FAN | ? | FANTECH | ? | NULL | NULL
PACKAGED AIR CONDITIONING UNIT | 301026 | APAC | PO30AHR9BF | R22 | 8
PACKAGED AIR CONDITIONING UNIT | 3398W119392 | APAC | PO26AHR9AA | R22 | 5
WALL MOUNTED SPLIT SYSTEM | 748129 | TEMPERZONE | OSA83RKS | R410A | 2
PACKAGED AIR CONDITIONING UNIT | 65538 | APAC | PO75AHR9BD | R407C | 15
PACKAGED AIR CONDITIONING UNIT | 301021 | APAC | PO55AHR9BF | R407C | 12
PACKAGED AIR CONDITIONING UNIT | 65209 | APAC | PO36AHR9BF | R407C | 10
AIR FAN - EXHAUST | 180473B | FANS DIRECT | FEF 5004DC | NULL | NULL
AIR FAN - EXHAUST | 380894 | FANTECH | AP0312AA5HT16 | NULL | NULL
SWITCHBOARD MECHANICAL | NULL | NULL | NULL | NULL | NULL
AIR FAN - EXHAUST | 11514 | WOODS | 500 | NULL | NULL
SMOKE EXHAUST FAN | PN.245742C | PACIFIC HVAC | LE16WW17A-6QFF | NULL | NULL
AIR FAN - EXHAUST | 90301 | FANTECH | GE192V | NULL | NULL
NON DUCTED SPLIT SYSTEM | 806P0101 | TOSHIBA | RAV-SM562AT-E | R410A | 1
NON DUCTED SPLIT SYSTEM | 801M0098 | TOSHIBA | RAV-SM562AT-E | R410A | 1
NON DUCTED SPLIT SYSTEM | 806P0104 | TOSHIBA | RAV-SM562AT-E | R410A | 1
NON DUCTED SPLIT SYSTEM | UNKNOWN | FUJITSU | AOTR18LCC | R410A | 2
NON DUCTED SPLIT SYSTEM | UNKNOWN | FUJITSU | AOTR18LCC | R410A | 2
NON DUCTED SPLIT SYSTEM | E001615 | DAIKIN | RXD60BVMA | R22 | 2
CASSETTE SPLIT SYSTEM | 95P 00471 | MITSUBISHI | SUZ-KA71VA | R410A | 2
DUCTED SPLIT SYSTEM | E033566 | DAIKIN | RXS50FAVMA | R410A | 2
DUCTED SPLIT SYSTEM | 12700136 | TOSHIBA | RAS-24SAV2-A | R410A | 3
NON DUCTED SPLIT SYSTEM | E001738 | DAIKIN | RXS90KVMA | R410A | 3
PACKAGED AIR CONDITIONING UNIT | 674487 | TEMPERZONE | OPA 155RKT | R410A | 3
NON DUCTED SPLIT SYSTEM | UNKNOWN | DAIKIN | RZP71DV1 | R407C | 4
PACKAGED AIR CONDITIONING UNIT | 748144 | ACTRON | PCG153U | R407C | 4
PACKAGED AIR CONDITIONING UNIT | 16206 | ACTRON | PCG153U | R410A | 4
PACKAGED AIR CONDITIONING UNIT | 617329 | TEMPERZONE | OPA 150R | R22 | 4
PACKAGED AIR CONDITIONING UNIT | 707685 | TEMPERZONE | OPA 155RKT | R410A | 4
PACKAGED AIR CONDITIONING UNIT | 707692 | TEMPERZONE | OPA 155RKT | R410A | 4
PACKAGED AIR CONDITIONING UNIT | 734317 | TEMPERZONE | OPA 100RKT | R410A | 4
PACKAGED AIR CONDITIONING UNIT | 15730 | APAC | P015AHR9BE | R407C | 4
PACKAGED AIR CONDITIONING UNIT | 742285 | TEMPERZONE | OPA 100RKT | R410A | 4
PACKAGED AIR CONDITIONING UNIT | 710039 | TEMPERZONE | OPA 155RKT | R410A | 4
PACKAGED AIR CONDITIONING UNIT | 650370 | TEMPERZONE | OPA155RKTA!0! | R410A | 4
PACKAGED AIR CONDITIONING UNIT | 794544 | TEMPERZONE | OPA 155RKT | R410A | 4
PACKAGED AIR CONDITIONING UNIT | 923391 | TEMPERZONE | OPA201RKTYGH | R410A | 6.3
PACKAGED AIR CONDITIONING UNIT | 2594W66356 | APAC | S14 HPBH | R22 | 4
PACKAGED AIR CONDITIONING UNIT | 298137 | APAC | PO15AHR9BF | R407C | 4
PACKAGED AIR CONDITIONING UNIT | 301031 | APAC | PO30AHR9BF | R407C | 8
DUCTED SPLIT SYSTEM | E005984 | DAIKIN | RZQ125KV4A | R410A | 4
PACKAGED AIR CONDITIONING UNIT | 301028 | APAC | PO30AHR9BF | R407C | 4
PACKAGED AIR CONDITIONING UNIT | 298147 | APAC | PO30AHR9BF | R407C | 4
PACKAGED AIR CONDITIONING UNIT | 301024 | APAC | PO21AHR9BF | R407C | 4
PACKAGED AIR CONDITIONING UNIT | 301014 | APAC | PO36AHR9BF | R407C | 4
PACKAGED AIR CONDITIONING UNIT | DH5912 | EMAIL | RM121H | R22 | 5
PACKAGED AIR CONDITIONING UNIT | 416836 | APAC | H2501 | R22 | 5
PACKAGED AIR CONDITIONING UNIT | 759864 | TEMPERZONE | OPA 161RKTYH | R410A | 5
PACKAGED AIR CONDITIONING UNIT | 759871 | TEMPERZONE | OPA 161RKTYH | R410A | 5
PACKAGED AIR CONDITIONING UNIT | 759869 | TEMPERZONE | OPA 161RKTYH | R410A | 5
PACKAGED AIR CONDITIONING UNIT | 602712 | TEMPERZONE | OPA 180R | R22 | 5
PACKAGED AIR CONDITIONING UNIT | 855209 | APAC | P019AHR9AD | R22 | 5
PACKAGED AIR CONDITIONING UNIT | 759867 | TEMPERZONE | OPA 161RKTYH | R410A | 5
PACKAGED AIR CONDITIONING UNIT | 759866 | TEMPERZONE | OPA 161RKTYH | R410A | 5
PACKAGED AIR CONDITIONING UNIT | 163365 | APAC | P019AHR9AD | R22 | 5
PACKAGED AIR CONDITIONING UNIT | DC5685 | EMAIL | RM231H | R22 | 5
PACKAGED AIR CONDITIONING UNIT | 2594W66357 | APAC | S18 HPBH | R22 | 5
PACKAGED AIR CONDITIONING UNIT | 2594W66355 | APAC | S16 HPBH | R22 | 5
PACKAGED AIR CONDITIONING UNIT | ME30825 | EMAIL | R15H | R22 | 5
PACKAGED AIR CONDITIONING UNIT | 701012 | TEMPERZONE | OPA 225RKTH | R410A | 6
AIR HANDLING UNIT | A84K2395 | TRANE | 35LPH | NA | 0
AIR FAN - EXHAUST | NA | FEDERAL | na | NULL | NULL
AIR HANDLING UNIT | 84K2397 | TRANE | 8MPH | NA | 0
AIR FAN - EXHAUST | 387223 | FEDERAL | CD566V | NULL | NULL
BOILER - GAS ATMOSPHERIC | 2008 08 1000 | RAYPAK | BO 147 | NULL | NULL
BOILER - GAS ATMOSPHERIC |  | S&P |  | NULL | NULL
AIR FAN - EXHAUST | NA | FEDERAL | MV132E | NULL | NULL
AIR HANDLING UNIT | CR653 AHU5 | ASEA | ASH 12500 FM | NA | 0
AIR FAN - EXHAUST | NA | ASEA | UNKNOWN | NULL | NULL
AIR FAN - EXHAUST | NA | ASEA | UNKNOWN | NULL | NULL
AIR HANDLING UNIT | NULL | ASEA | ASH125000FM | NA | 0
AIR HANDLING UNIT |  | ASEA | ASH125000FM | NA | 0
AIR HANDLING UNIT | CR830 AHU 4 | ASEA | ASH 5500 FM | NA | 0
AIR HANDLING UNIT | CR830 AHU 3 | ASEA | ASH 5500 FM | NA | 0
AIR HANDLING UNIT | 0 | PUMP ENGINEERS | UNKNOWN | NA | 0
CASSETTE SPLIT SYSTEM |  | LIEBERT | UU24WD | NA | 0
CASSETTE SPLIT SYSTEM | NOT SIGHTED | LIEBERT | UU24WD | R410A | 2
AIR HANDLING UNIT | NULL | PUMP ENGINEERS | DBAH 400 | NA | 0
AIR HANDLING UNIT | NULL | PUMP ENGINEERS | DBAH800 | NA | 0
AIR HANDLING UNIT | 0 | PUMP ENGINEERS | DBAH300 | NA | 0
AIR HANDLING UNIT | 0 | PUMP ENGINEERS | DBAH1000 | NA | 0
AIR FAN - EXHAUST | NA | FEDERAL | CE284D | NULL | NULL
AIR HANDLING UNIT | NULL | PUMP ENGINEERS | UNKNOWN | NA | 0
AIR FAN - EXHAUST | NA | FEDERAL | CD711V | NULL | NULL
AIR FAN - EXHAUST | NA | ASEA | UNKNOWN | NULL | NULL
AIR FAN - EXHAUST | NA | ASEA | UNKNOWN | NULL | NULL
AIR HANDLING UNIT | NULL | ASEA | COLAIR, ASH8000FM | NA | 0
AIR FAN - EXHAUST | NA | FEDERAL | CD404D | NULL | NULL
AIR HANDLING UNIT | 1MO414-2277 | TRITEC ELECT | CLCP 050 | NA | 0
AIR FAN - RETURN | NULL | ASEA | MUA 1250-80 | NULL | NULL
KITCHEN EXHAUST FAN | NA | ASEA | UNKNOWN | NULL | NULL
AIR FAN - EXHAUST | NA | ASEA | UNKNOWN | NULL | NULL
AIR HANDLING UNIT | 1MO414-02276 | TRITEC ELECT | CLCP 050 | NA | 0
AIR HANDLING UNIT | NULL | ASEA | COLAIR. ASH 5500 FM | NA | 0
KITCHEN EXHAUST FAN | NA | ASEA | UNKNOWN | NULL | NULL
KITCHEN EXHAUST FAN | NA | FEDERAL | UNKNOWN | NULL | NULL
KITCHEN EXHAUST FAN | NA | ASEA | UNKNOWN | NULL | NULL
AIR FAN - EXHAUST | NA | ASEA | UNKNOWN | NULL | NULL
AIR HANDLING UNIT | 1M0414-02278 | TRITEC ELECT | CLCP-050 | NA | 0
AIR HANDLING UNIT | NA | TRITEC ELECT | UNKNOWN | NA | 0
AIR HANDLING UNIT | NA | COLAIR | COLAIR , ASH 8000 FM | R134A | 0
AIR FAN - EXHAUST | NA | FEDERAL | UNKNOWN | NULL | NULL
AIR HANDLING UNIT | 1499 | CLIPSAL | ASH 110 | NA | 0
SWITCHBOARD MECHANICAL |  | ASEA |  | NULL | NULL
CHILLER - AIR COOLED | FE 5066 | POWER PAX | PPC 422-2.4-6.1 | R134A | 150
AIR HANDLING UNIT | CR544 | ASEA | ASH 12500FM | NA | 0
KITCHEN EXHAUST FAN | NA | ASEA | MR 500.40 | NULL | NULL
AIR HANDLING UNIT | NULL | PUMP ENGINEERS | DBAH 200 | NA | 0
AIR HANDLING UNIT | NULL | PUMP ENGINEERS | DBAH400 | NA | 0
DUCTED SPLIT SYSTEM | 170974 | APAC | SO140VR9AD | R22 | 8
AIR HANDLING UNIT | NULL | PUMP ENGINEERS | UNABLE TOO READ | NA | 0
AIR HANDLING UNIT | 13240 | PUMP ENGINEERS | DBAH700 | NA | 0
AIR HANDLING UNIT | NULL | PUMP ENGINEERS | UNABLE TOO READ | NA | 0
SWITCHBOARD MECHANICAL | NULL | ASEA | NULL | NULL | NULL
FIRE DAMPER | NULL | ASEA | NULL | NULL | NULL
FIRE DAMPER |  | ASEA | NA | NA | 0
FIRE DAMPER | NULL | ASEA | NULL | NULL | NULL
FIRE DAMPER | NULL | ASEA | NULL | NULL | NULL
SWITCHBOARD MECHANICAL | NULL | ASEA | NULL | NULL | NULL
SWITCHBOARD MECHANICAL | NULL | ASEA | NULL | NULL | NULL
SWITCHBOARD MECHANICAL | NULL | ASEA | NULL | NULL | NULL
SWITCHBOARD MECHANICAL | NULL | ASEA | NULL | NULL | NULL
SWITCHBOARD MECHANICAL | NULL | ASEA | NULL | NULL | NULL
SWITCHBOARD MECHANICAL | NULL | ASEA | NULL | NULL | NULL
SWITCHBOARD MECHANICAL | NULL | ASEA | NULL | NULL | NULL
SWITCHBOARD MECHANICAL | NULL | ASEA | NULL | NULL | NULL
SWITCHBOARD MECHANICAL | NULL | ASEA | NULL | NULL | NULL
AIR FAN - EXHAUST | NA | ASEA | na | NULL | NULL
CAR PARK EXHAUST FAN | 697 | DUNN AIR | FCL1400.6.25 | NULL | NULL
SMOKE EXHAUST FAN | NA | ASEA | Other | NULL | NULL
SMOKE EXHAUST FAN | NA | ASEA | Other | NULL | NULL
KITCHEN EXHAUST FAN | 424716 | FEDERAL | CHD634 | NULL | NULL
SMOKE EXHAUST FAN | NA | ASEA | Other | NULL | NULL
AIR FAN - RETURN | 380206 | FEDERAL | Other | NULL | NULL
AIR FAN - RETURN | 380207 | FEDERAL | NULL | NULL | NULL
SWITCHBOARD MECHANICAL | NULL | ASEA | NULL | NULL | NULL
VARIABLE SPEED DRIVE | 0 | ABB | 35KW | NULL | NULL
CAR PARK EXHAUST FAN | NA | FEDERAL | Other | NULL | NULL
AIR HANDLING UNIT | 13276 | PUMP ENGINEERS | DBAH800 | NA | 0
AIR HANDLING UNIT | NOT VISIBLE | COLAIR | ASH5500FM | NA | 0
AIR HANDLING UNIT | CR830 AHU1 | ASEA | ASH5500FM | NA | 0
SMOKE EXHAUST FAN | NA | FEDERAL | UNABLE TOO READ | NULL | NULL
KITCHEN EXHAUST FAN | 506454 | FEDERAL | CHD716 | NULL | NULL
SMOKE EXHAUST FAN | NULL | FEDERAL | UNKNOWN | NULL | NULL
SMOKE EXHAUST FAN | NULL | FEDERAL | UNKNOWN | NULL | NULL
SMOKE EXHAUST FAN | NA | ASEA | UNKNOWN | NULL | NULL
SMOKE EXHAUST FAN | NA | ASEA | UNKNOWN | NULL | NULL
SMOKE EXHAUST FAN | NA | ASEA | UNKNOWN | NULL | NULL
SMOKE EXHAUST FAN | NA | ASEA | UNKNOWN | NULL | NULL
SMOKE EXHAUST FAN | NA | ASEA | UNKNOWN | NULL | NULL
SMOKE EXHAUST FAN | NA | FEDERAL | UNKNOWN | NULL | NULL
VARIABLE SPEED DRIVE | NULL | ASEA | 37 KW | NULL | NULL
AIR FAN - EXHAUST | NA | FEDERAL | UNKNOWN | NULL | NULL
SMOKE EXHAUST FAN | NULL | ASEA | UNKNOWN | NULL | NULL
SMOKE EXHAUST FAN | 0 | FEDERAL | SS1256CA-12H076 | NULL | NULL
SWITCHBOARD MECHANICAL | NULL | ASEA | NULL | NULL | NULL
SWITCHBOARD MECHANICAL | NULL | ASEA | NULL | NULL | NULL
AIR FAN - RETURN | NA | FEDERAL | RVE0634AP1028 | NULL | NULL
AIR FAN - RETURN | NA | FEDERAL | UNKNOWN | NULL | NULL
SMOKE EXHAUST FAN | NA | ASEA | AR31256VH | NULL | NULL
SMOKE EXHAUST FAN | NA | ASEA | DRAUGHT FORCE, AR3964VH | NULL | NULL
SWITCHBOARD MECHANICAL | NULL | ASEA | NULL | NULL | NULL
SMOKE EXHAUST FAN | NULL | FEDERAL | SS1256CA12H110 | NULL | NULL
SMOKE EXHAUST FAN | NA | FEDERAL | Other | NULL | NULL
SMOKE EXHAUST FAN | NA | ASEA | ITS A DRAUGHT FORCE FAN, ARO1256VH | NULL | NULL
SMOKE EXHAUST FAN | NA | ASEA | DRAUGHT FORCE, AR31256VH | NULL | NULL
SMOKE EXHAUST FAN | NA | ASEA | DRAUGHT FORCE, AR31256VH | NULL | NULL
SMOKE EXHAUST FAN | NA | ASEA | DRAUGHT FROCE, AR31256VH | NULL | NULL
SMOKE EXHAUST FAN | NA | ASEA | DRAUGHT FORCE, AR3964VH | NULL | NULL
SMOKE EXHAUST FAN | NULL | FEDERAL | RSS10048CA925 | NULL | NULL
SMOKE EXHAUST FAN | NA | ASEA | UNKNOWN | NULL | NULL
SMOKE EXHAUST FAN | NA | FEDERAL | UNKNOWN | NULL | NULL
AIR FAN - RETURN | NA | HEAT STRIP | UNKNOWN | NULL | NULL
SMOKE EXHAUST FAN | NA | FEDERAL | UNKNOWN | NULL | NULL
AIR FAN - RETURN | SO25995 | ACSON | MUA630-4D | NULL | NULL
VARIABLE SPEED DRIVE | NULL | ASEA | NULL | NULL | NULL
SMOKE EXHAUST FAN | NA | HEAT STRIP | UNKNOWN | NULL | NULL
SMOKE EXHAUST FAN | NA | HEAT STRIP | UNKNOWN | NULL | NULL
SMOKE EXHAUST FAN | NA | HEAT STRIP | UNKNOWN | NULL | NULL
SMOKE EXHAUST FAN | NA | HEAT STRIP | UNKNOWN | NULL | NULL
SMOKE EXHAUST FAN | NA | HEAT STRIP | UNKNOWN | NULL | NULL
SMOKE EXHAUST FAN | NA | HEAT STRIP | UNKNOWN | NULL | NULL
SMOKE EXHAUST FAN | NA | HEAT STRIP | UNKNOWN | NULL | NULL
SMOKE EXHAUST FAN | NA | DUNN AIR | VD63DB25-4EFF | NULL | NULL
SMOKE EXHAUST FAN | 0 | ASEA | UNKNOWN | NULL | NULL
SWITCHBOARD MECHANICAL | NULL | ASEA | NULL | NULL | NULL
SWITCHBOARD MECHANICAL | NULL | ASEA | NULL | NULL | NULL
SMOKE EXHAUST FAN | NULL | FEDERAL | AQPO63-10-26 | NULL | NULL
BOILER - GAS FIRED | 687788 | ASEA | GTE518 | NA | 0
BOILER - GAS FIRED | 687788 | DE DIETRICH | GTE 518 | NULL | NULL
BOILER - GAS FIRED | 460942 | ASEA | 55W860-13 | NULL | NULL
CONDENSER WATER PUMP | NA | ASEA | V45910PP | NULL | NULL
CHILLED WATER PUMP | NA | ALCAIR | 2MS | NULL | NULL
CONDENSER WATER PUMP | 21134 | ASEA | BGL | NA | 0
CHILLED WATER PUMP | NOT VISIBLE | ASEA | BGL | NULL | NULL
CHILLED WATER PUMP | NA | ASEA | BGL | NA | 0
VARIABLE SPEED DRIVE | 3074400282 | ASEA | 30KW | NA | 0
CONDENSER WATER PUMP | 21134 | ASEA | BGL | NULL | NULL
CONDENSER WATER PUMP | NA | ALCAIR | AXOC-1 | NA | 0
CONDENSER WATER PUMP | NA | ALCAIR | 2LS | NULL | NULL
CHILLED WATER PUMP | NA | ALCAIR | 2MS | NA | 0
CHILLED WATER PUMP | NA | ASEA | BGL | NULL | NULL
CHILLED WATER PUMP | NA | ASEA | BGL | NULL | NULL
CHILLED WATER PUMP | NA | ALCAIR | NA | NA | 0
VARIABLE SPEED DRIVE | 3074102528 | ASEA | 30 KW | NA | 0
VARIABLE SPEED DRIVE | 3074301017 | ASEA | 30KW | NA | 0
VARIABLE SPEED DRIVE | 3074400282 | ASEA | 30KW | NULL | NULL
CONDENSER WATER PUMP | NA | ALCAIR | AXOC-1 | NULL | NULL
VARIABLE SPEED DRIVE | 3074301017 | ASEA | 30KW | NULL | NULL
CONDENSER WATER PUMP | NA | ALCAIR | 2LS | NULL | NULL
VARIABLE SPEED DRIVE | 3074102528 | ASEA | 30 KW | NULL | NULL
CHILLED WATER PUMP | NA | ALCAIR | NA | NULL | NULL
CHILLED WATER PUMP | NA | ASEA | BGL | NA | 0
CHILLED WATER PUMP | NA | ASEA | BGL | NULL | NULL
CHILLED WATER PUMP | NA | ASEA | BGL | NULL | NULL
CHILLED WATER PUMP | NA | ALCAIR | A-10C | NULL | NULL
FUEL OIL PUMP | CVY801YV | ASEA | NA | NULL | NULL
FUEL OIL PUMP | CVY571REV | ASEA | NA | NULL | NULL
FIRE DAMPER |  | ASEA | NA | NA | 0
FIRE DAMPER |  | ASEA |  | NULL | NULL
SWITCHBOARD MECHANICAL | NULL | ASEA | NULL | NULL | NULL
SWITCHBOARD MECHANICAL | NULL | ASEA | NULL | NULL | NULL
SWITCHBOARD MECHANICAL | NULL | ASEA | NULL | NULL | NULL
SWITCHBOARD MECHANICAL | NULL | ASEA | NULL | NULL | NULL
AIR FAN - OUTSIDE | NA | FEDERAL | AP0804CA6B03017 | NULL | NULL
SWITCHBOARD MECHANICAL | NULL | ASEA | NULL | NULL | NULL
SWITCHBOARD MECHANICAL | NULL | ASEA | NULL | NULL | NULL
SMOKE EXHAUST FAN | 130708 | FEDERAL | RSS0714A10FO3 | NULL | NULL
PACKAGED AIR CONDITIONING UNIT | FA2071 | ENGLISH ELECT | RM7524 | NA | 0
AIR FAN - EXHAUST | 396952 | FEDERAL | CE316D | NULL | NULL
EXPANSION TANK (CLOSED LOOPS) | NULL | NHP | NULL | NULL | NULL
CHILLED WATER PUMP | M23142-6 | BLAICO | 125X80-315 | NULL | NULL
CHILLED WATER PUMP | M23142-4 | BLAICO | 125X80-315 | NULL | NULL
CHILLED WATER PUMP | M23142-5 | BLAICO | 125X80-315 | NULL | NULL
SWITCHBOARD MECHANICAL | NULL | ASEA | NULL | NULL | NULL
DOSING POT (CLOSED LOOPS) | NA | ASEA | Other | NULL | NULL
AIR FAN - EXHAUST | NA | FEDERAL | na | NULL | NULL
SWITCHBOARD MECHANICAL | NULL | ASEA | NULL | NULL | NULL
VARIABLE SPEED DRIVE | VOOOOQ427520 | ASEA | VACON100-3L-0005-4-HVAC+IP54 | NA | 0
VARIABLE SPEED DRIVE | VOOOOQ427520 | ASEA | VACON100-3L-0005-4-HVAC+IP54 | NA | 0
VARIABLE SPEED DRIVE | VOOOOQ427520 | ASEA | VACON100-3L-0005-4-HVAC+IP54 | NULL | NULL
EXPANSION TANK (CLOSED LOOPS) | NA | NHP | Other | NULL | NULL
DOSING POT (CLOSED LOOPS) | NA | ASEA | Other | NULL | NULL
AUTO REFILL UNIT - CLOSED LOOP | 7331 | NHP | ARU2-303 | NULL | NULL
SWITCHBOARD MECHANICAL | NULL | ASEA | NULL | NULL | NULL
HEATING HOT WATER PUMP | NULL | HADEN | CR1-2 A A A E- HQQE | NULL | NULL
SMOKE EXHAUST FAN | NULL | FEDERAL | UNKNOWN | NULL | NULL
SWITCHBOARD MECHANICAL | NULL | ASEA | NULL | NULL | NULL
AIR FAN - EXHAUST | NA | FEDERAL | UNKNOWN | NULL | NULL
TOILET EXHAUST FAN | 0 | FEDERAL | UNKNOWN | NULL | NULL
EXPANSION TANK (CLOSED LOOPS) | 0 | ASEA | 0 | NULL | NULL
EXPANSION TANK (CLOSED LOOPS) | NULL | ASEA | NULL | NULL | NULL
DOSING POT (CLOSED LOOPS) | N/A | OTHER | HYDROCHEM 15L | NULL | NULL
BOILER - GAS ATMOSPHERIC | 20080610003483 | S&P | B3804NCM | NULL | NULL
HEATING HOT WATER PUMP | M23142-2 | BLAICO | 100X65-315 | NULL | NULL
KITCHEN EXHAUST FAN | NA | FEDERAL | CHD354-6 | NULL | NULL
KITCHEN EXHAUST FAN | NA | FEDERAL | MO137495 | NULL | NULL
KITCHEN EXHAUST FAN | NA | FEDERAL | CHD354-6 | NULL | NULL
AIR FAN - SUPPLY | NA | FEDERAL | PCD636ER | NULL | NULL
AIR FAN - EXHAUST | NA | FEDERAL | MV3545 | NULL | NULL
KITCHEN EXHAUST FAN | NA | FEDERAL | MO137495 | NULL | NULL
AIR FAN - SUPPLY | NA | FEDERAL | PCD566ER | NULL | NULL
KITCHEN EXHAUST FAN | NA | FEDERAL | TCE 356 | NULL | NULL
KITCHEN EXHAUST FAN | NA | FEDERAL | CHD506-8 | NULL | NULL
KITCHEN EXHAUST FAN | NA | FEDERAL | CHD104-6 | NULL | NULL
KITCHEN EXHAUST FAN | NA | FEDERAL | CHD636-8 | NULL | NULL
VARIABLE SPEED DRIVE | NA | DANFOSS | VLT 6000 | NULL | NULL
VARIABLE SPEED DRIVE | NA | DANFOSS | VLT 6000 | NULL | NULL
VARIABLE SPEED DRIVE | NA | DANFOSS | VLT 6000 | NULL | NULL
COOLING TOWER | 0 | BARREL FAN | RCT 2726 | NULL | NULL
COOLING TOWER | 0 | BARREL FAN | RCT2726 | NULL | NULL
COOLING TOWER | 0 | BARREL FAN | RCT 2726 | NULL | NULL
COOLING TOWER | 0 | BARREL FAN | RCT 2726 | NULL | NULL
DOSING POT (CLOSED LOOPS) | NULL | ASEA | HYDRO CHEM | NULL | NULL
AIR FAN - RETURN | NA | ASEA | DRAUGHT FORCE, A3966 | NULL | NULL
SWITCHBOARD MECHANICAL | NULL | ASEA | NULL | NULL | NULL
AIR FAN - SUPPLY | NA | ASEA | A31256 | NULL | NULL
SWITCHBOARD MECHANICAL | NULL | ASEA | NULL | NULL | NULL
SWITCHBOARD MECHANICAL | NULL | ASEA | NULL | NULL | NULL
SWITCHBOARD MECHANICAL | NULL | ASEA | NULL | NULL | NULL
VARIABLE SPEED DRIVE | NULL | ASEA | VFD 015EL43A | NULL | NULL
ELECTRIC DUCT HEATER | NULL | TRITEC ELECT | NULL | NULL | NULL
VARIABLE SPEED DRIVE | NULL | ASEA | NULL | NULL | NULL
AIR FAN - EXHAUST | NA | ASEA | UNKNOWN | NULL | NULL
STAND ALONE CONTROLS - ELEC | NULL | CARRIER | EDV | NULL | NULL
ELECTRIC DUCT HEATER | 1M0414-02276 | TRITEC ELECT | CLCP 050 | NULL | NULL
VARIABLE SPEED DRIVE | NULL | ASEA | VLT , 11 KW | NULL | NULL
STAND ALONE CONTROLS - ELEC | NULL | CARRIER | NULL | NULL | NULL
VARIABLE SPEED DRIVE | NULL | ASEA | UNKNOWN | NULL | NULL
KITCHEN EXHAUST FAN | NULL | FEDERAL | CHD 636 | NULL | NULL
KITCHEN EXHAUST FAN | NA | FEDERAL | CHD636 | NULL | NULL
ELECTRIC DUCT HEATER | 1M0414-02278 | TRITEC ELECT | CLCP -050 | NULL | NULL
VARIABLE SPEED DRIVE | NA | ASEA | VLT 5.5KE | NULL | NULL
AIR FAN - RETURN | NA | ASEA | NA | NULL | NULL
STAND ALONE CONTROLS - ELEC | NULL | CARRIER | EDV | NULL | NULL
VARIABLE SPEED DRIVE |  | ASEA | VLT 11KW | NA | 0
VARIABLE SPEED DRIVE | NULL | ASEA | VLT 11KW | NULL | NULL
AIR FAN - RETURN | NA | ASEA | UNKNOWN | NULL | NULL
DOSING POT (CLOSED LOOPS) | NA | ASEA | Other | NULL | NULL
AUTO REFILL UNIT - CLOSED LOOP | 6601 | AUTOHEAT | ARU2-303HY | NULL | NULL
BOILER - GAS ATMOSPHERIC | 306 | AIRA | HH 1010-ON102 | NULL | NULL
HEATING HOT WATER PUMP | NA | HARDLAND | Other | NULL | NULL
EXPANSION TANK (CLOSED LOOPS) | NULL | NHP | UNKNOWN | NULL | NULL
STAND ALONE CONTROLS - ELEC | NULL | CARRIER | ADV | NULL | NULL
AIR HANDLING UNIT | NULL | ASEA | COLAIR, ASH 12500 FM | NA | 0
STAND ALONE CONTROLS - ELEC | NULL | CARRIER | EDV | NULL | NULL
VARIABLE SPEED DRIVE | NA | DANFOSS | UNKNOWN | NULL | NULL
VARIABLE SPEED DRIVE | 0 | DANFOSS | UNKNOWN | NULL | NULL
EXPANSION TANK (CLOSED LOOPS) | NA | NHP | UNKNOWN | NULL | NULL
CHILLED WATER PUMP | NA | ASEA | SW BAKER, RB50-160 | NULL | NULL
CHILLED WATER PUMP | NA | ASEA | SW BAKER, BB 50-160 | NULL | NULL
AUTO REFILL UNIT - CLOSED LOOP | 7767 | AUTOHEAT | ARU2-303 | NULL | NULL
BOILER - GAS ATMOSPHERIC | 20090910006754 | S&P | B0538 NCMHWT | NULL | NULL
AUTO REFILL UNIT - CLOSED LOOP | 7760 | AUTOHEAT | AUR2-303 | NULL | NULL
HEATING HOT WATER PUMP | 8S8051042309320012 | HADEN | A96516978P10947 | NULL | NULL
DOSING POT (CLOSED LOOPS) | NA | ASEA | Other | NULL | NULL
CHILLED WATER STORAGE TANK | NULL | ASEA | 1000 LITER | NULL | NULL
DOSING POT (CLOSED LOOPS) | NA | ASEA | Other | NULL | NULL
AIR FAN - EXHAUST | NA | FEDERAL | UNKNOWN | NULL | NULL
AIR FAN - EXHAUST | NA | FEDERAL | CD354V | NULL | NULL
CAR PARK EXHAUST FAN | NA | ASEA | Other | NULL | NULL
EXPANSION TANK (CLOSED LOOPS) | 0 | NHP | 0 | NULL | NULL
HEATING HOT WATER PUMP | ? | GRUNFOSS | ? | NULL | NULL
BOILER - GAS ATMOSPHERIC | 3015 | ASEA | HH 600. ON 102 | NULL | NULL
BACKFLOW PREVENTION DEVICE RPZ | NA | NHP | ARU2 303HY | NULL | NULL
AIR FAN - EXHAUST | NA | FEDERAL | UNKNOWN | NULL | NULL
WALL MOUNTED SPLIT SYSTEM | NA | MITSUBISHI | SRC60ZHX-S | R410A | 0
STAND ALONE CONTROLS - ELEC | 0 | CARRIER | CAREL | NULL | NULL
VARIABLE SPEED DRIVE | NA | DANFOSS | VLT 6000 | NULL | NULL
DOSING POT (CLOSED LOOPS) | NA | ASEA | Other | NULL | NULL
KITCHEN EXHAUST FAN | NA | FEDERAL | UNKNOWN | NULL | NULL
CASSETTE SPLIT SYSTEM |  | LIEBERT | UT24W | R410A | 2
CASSETTE SPLIT SYSTEM | 0 | LG | UT24W | R410A | 2
CASSETTE SPLIT SYSTEM | 0 | LIEBERT | UT24W | R410A | 2
CASSETTE SPLIT SYSTEM | 0 | LIEBERT | UU24WD (AUUW246D1) | R410A | 2
PACKAGED AIR CONDITIONING UNIT | NULL | TEMPERZONE | OPA 155RKT | R410A | 3
PACKAGED AIR CONDITIONING UNIT | SB 52227 | AIRTEMP | RT3118 | R22 | 4
PACKAGED AIR CONDITIONING UNIT | 811580 | TEMPERZONE | OPA 116RKTYH | R410A | 4
PACKAGED AIR CONDITIONING UNIT | 648836 | TEMPERZONE | OPA 178 RKT | R410A | 4
PACKAGED AIR CONDITIONING UNIT | - | APAC | UNKNOWN | R22 | 10
PACKAGED AIR CONDITIONING UNIT | 2295W81641 | APAC | S51 HP BH | R22 | 6
PACKAGED AIR CONDITIONING UNIT | TBA | TECO RAC | S24 | R22 | 7
PACKAGED AIR CONDITIONING UNIT | NULL | TEMPERZONE | OPA 270RKTH | R410A | 7
PACKAGED AIR CONDITIONING UNIT | - | APAC | UNKNOWN | R22 | 10
PACKAGED AIR CONDITIONING UNIT | 12476 | OTHER | PIONEER, PP-35-LA | R22 | 10
PACKAGED AIR CONDITIONING UNIT | 170873 | APAC | P042AHR9AD | R22 | 10
PACKAGED AIR CONDITIONING UNIT | 170867 | APAC | PO36AHR9AD | R22 | 10
PACKAGED AIR CONDITIONING UNIT | TBA | APAC | S37 HPBH | R22 | 12
PACKAGED AIR CONDITIONING UNIT | 4198W121984 | APAC | PO46AHR9AA | R22 | 13
PACKAGED AIR CONDITIONING UNIT | 170885 | APAC | PO75AHRAD | R22 | 16
PACKAGED AIR CONDITIONING UNIT | 170884 | APAC | PO75 AHR9 AD | R22 | 16
PACKAGED AIR CONDITIONING UNIT | 859276 | APAC | PO 75 AHR9BD | R407C | 17
PACKAGED AIR CONDITIONING UNIT | - | HITACHI | - | R22 | 30
PACKAGED AIR CONDITIONING UNIT | 2497W102773 | APAC | S113 HPBH | R22 | 34
PACKAGED AIR CONDITIONING UNIT | 2395H81647 | APAC | S95 HPBH-03 | R22 | 36
PACKAGED AIR CONDITIONING UNIT | 2395W81650 | APAC | S95 HPBH 03 | R22 | 36
PACKAGED AIR CONDITIONING UNIT | 2395W811975 | APAC | S95HPBH-03 | R22 | 36
PACKAGED AIR CONDITIONING UNIT | 2395W81652 | APAC | S95HPBH-03 | R22 | 36
PACKAGED AIR CONDITIONING UNIT | 2395W81645 | APAC | S95HPBH | R22 | 36
PACKAGED AIR CONDITIONING UNIT | 2395W81646 | APAC | S95HPBH | R22 | 36
PACKAGED AIR CONDITIONING UNIT | 2395W81653 | APAC | S113HPBH | R22 | 36
PACKAGED AIR CONDITIONING UNIT | 180814 | APAC | APAC WORN LABEL | R22 | 36
PACKAGED AIR CONDITIONING UNIT | - | APAC | - | R22 | 25
CONDENSER UNIT | NA | TRANE | ERAUL800E72EXXDCAX2XXXBXXA7XXXXXXXXXXX2X | R407C | 90
CONDENSER UNIT | NA | TRANE | ERAUL800E72EXXDCAX2 | R407C | 90
CONDENSER UNIT | 0 | TRITEC ELECT | ERAUL800E72EXXDCAX2 | R407C | 90
PACKAGED AIR CONDITIONING UNIT | G16886 | EMAIL | RM40C | R22 | 10
CHILLER - AIR COOLED | 32000449 | CLIMAVENETA | TECS-FSLS0301 | R134A | 130
PACKAGED AIR CONDITIONING UNIT | NA | TEMPERZONE | OPA 850RKTBH | R410A | 20
PACKAGED AIR CONDITIONING UNIT | 98364 | TEMPERZONE | OPA850RKTBH | R410A | 196
CHILLER - AIR COOLED | U09B02987 | TRITEC ELECT | RTAC 155D RUOH | R134A | 190
CHILLER - AIR COOLED | U09B02988 | TRITEC ELECT | RTAC 155D RUOH NAGN H1TY 1DDL NAOF N11N | R134A | 200
CHILLER - AIR COOLED | FE 5067 | POWER PAX | PPC 500-2.4-6.1 | R134A | 140
CHILLER - WATER COOLED | W08110303 | MCQUAY | WSC100MBB71GE3612 | R134A | 733
VARIABLE SPEED DRIVE | 165897A-49482-MM | ASEA | 89L4160-MM2203 | NULL | NULL
CHILLER - WATER COOLED | W08110304 | MCQUAY | WSC100MBB71GE3612C | R134A | 733
CHILLER - WATER COOLED | 57H81063-00 | MCQUAY | PEH100-ABBB | R134A | 600
SMOKE EXHAUST FAN |  | HEAT STRIP | UNKNOWN | NA | 0
AIR HANDLING UNIT | AHU 1 | CARRIER APAC | ASH 156 | NA | 0
AIR FAN - EXHAUST |  | FEDERAL | UNKNOWN | NA | 0
AIR FAN - EXHAUST |  | FEDERAL | UNKNOWN | NA | 0
SMOKE EXHAUST FAN |  | HEAT STRIP | UNKNOWN | NA | 0
HEATING HOT WATER PUMP | 67494 | HADEN | 2RMFA43C | NA | 0
DOSING POT (CLOSED LOOPS) |  | ASEA |  | NA | 0
BREAK TANK |  | ASEA | HYDROHEAT | NA | 0
BOILER - GAS ATMOSPHERIC | 200709100001763 | RAYPAK | B0350NCM | NULL | NULL
DOSING POT (CLOSED LOOPS) |  | ASEA |  | NA | 0
BOILER - GAS ATMOSPHERIC | 20080410002951 | S&P | B0670NM | NULL | NULL
CONDENSER UNIT | 148823 | APAC | S9542-002377 | R22 | 0
EXPANSION TANK (CLOSED LOOPS) |  | NHP |  | NA | 0
HEATING HOT WATER PUMP |  | HADEN | 96401837 | NA | 0
SWITCHBOARD MECHANICAL |  | ASEA |  | NA | 0
CONDENSER UNIT | 148824 | APAC | S9542-305152 | R22 | 22
PACKAGED AIR CONDITIONING UNIT | 2700W145624 | APAC | PO19AHR9AD | R22 | 5
PACKAGED AIR CONDITIONING UNIT |  | TEMPERZONE | OPA920RB | R22 | 11
AIR HANDLING UNIT |  | CARRIER | 39GAH1319THF | NA | 0
AIR HANDLING UNIT |  | CARRIER | 39GAH1018BHF | NA | 0
AIR HANDLING UNIT | # | CARRIER | 39GAH1319BHF | NA | 0
AIR HANDLING UNIT | # | CARRIER | 39GAH1725BHF | NA | 0
AIR HANDLING UNIT | # | CARRIER | 39GAH1422BHF | NA | 0
AIR HANDLING UNIT | # | CARRIER | 39GAH2230BHF | NA | 0
AIR HANDLING UNIT |  | CARRIER | 39GAH0914BHF | NA | 0
AIR HANDLING UNIT |  | CARRIER | 39GAH1319UBF | NA | 0
AIR HANDLING UNIT |  | CARRIER | 39GAH1319BHF | NA | 0
AIR HANDLING UNIT | # | AIR DESIGN | 7132-072804 | NA | 0
FAN COIL UNIT - DUCTED |  | CARRIER | 40APB060THF | NA | 0
FAN COIL UNIT - DUCTED |  | CARRIER | 40APB040THF | NA | 0
FAN COIL UNIT - NON DUCTED |  | CARRIER | 40APB040THF | NA | 0
FAN COIL UNIT - NON DUCTED |  | CARRIER | 40APB040THF | NA | 0
FAN COIL UNIT - NON DUCTED |  | CARRIER | 40APB040THF | NA | 0
FAN COIL UNIT - NON DUCTED |  | CARRIER | 40APB060THF | NA | 0
FAN COIL UNIT - NON DUCTED |  | CARRIER | 40APB060 THF | NA | 0
FAN COIL UNIT - NON DUCTED |  | CARRIER | 40APB040THF | NA | 0
FAN COIL UNIT - NON DUCTED |  | CARRIER | 40APB060THF | NA | 0
FAN COIL UNIT - NON DUCTED |  | CARRIER | 40APB040THF | NA | 0
FAN COIL UNIT - NON DUCTED |  | CARRIER | 40APB060THF | NA | 0
VARIABLE SPEED DRIVE | 026410G421 | DANFOSS |  | NA | 0
VARIABLE SPEED DRIVE | 026410G421 | DANFOSS |  | NA | 0
VARIABLE SPEED DRIVE | 026410G421 | DANFOSS |  | NA | 0
AIR HANDLING UNIT |  | CARRIER | 39GAH1724 | NA | 0
AIR HANDLING UNIT |  | CARRIER | 39GAH1522 | NA | 0
AIR HANDLING UNIT |  | CARRIER | 39GAH1522 | NA | 0
AIR HANDLING UNIT |  | CARRIER | 39GAH1725 | NA | 0
SWITCHBOARD MECHANICAL |  | NULL |  | NA | 0
SWITCHBOARD MECHANICAL |  | NULL |  | NA | 0
SWITCHBOARD MECHANICAL |  | NULL |  | NA | 0
SWITCHBOARD MECHANICAL |  | NULL |  | NA | 0
SWITCHBOARD MECHANICAL |  | NULL |  | NA | 0
SWITCHBOARD MECHANICAL |  | NULL |  | NA | 0
SWITCHBOARD MECHANICAL |  | NULL |  | NA | 0
SWITCHBOARD MECHANICAL |  | NULL |  | NA | 0
SWITCHBOARD MECHANICAL |  | NULL |  | NA | 0
SWITCHBOARD MECHANICAL |  | NULL |  | NA | 0
SWITCHBOARD MECHANICAL |  | NULL |  | NA | 0
SWITCHBOARD MECHANICAL |  | NULL |  | NA | 0
FAN COIL UNIT - DUCTED |  | CARRIER | 40APB040THF | NA | 0
FAN COIL UNIT - DUCTED |  | CARRIER | 40APB080THF | NA | 0
FAN COIL UNIT - DUCTED |  | CARRIER | 40APB080THF | NA | 0
FAN COIL UNIT - DUCTED |  | CARRIER | 40APB080THF | NA | 0
FAN COIL UNIT - DUCTED |  | CARRIER | 40APB040THF | NA | 0
AIR FAN - EXHAUST |  | AIR DESIGN | APO5 | NA | 0
SMOKE SPILL FAN | 4 | FANTECH | APS1004GASF110 | NA | 0
SMOKE EXHAUST FAN |  | FANTECH |  | NA | 0
SMOKE EXHAUST FAN |  | FANTECH |  | NA | 0
FAN COIL UNIT - NON DUCTED |  | CARRIER | 40APB060THF | NA | 0
FAN COIL UNIT - NON DUCTED |  | CARRIER | 40APB040THF | NA | 0
FAN COIL UNIT - NON DUCTED |  | CARRIER | 40APB040THF | NA | 0
FAN COIL UNIT - NON DUCTED |  | CARRIER | 40APB040THF | NA | 0
FAN COIL UNIT - NON DUCTED |  | CARRIER | 40APB040THF | NA | 0
FAN COIL UNIT - NON DUCTED |  | CARRIER | 40APB060THF | NA | 0
FAN COIL UNIT - DUCTED |  | CARRIER | 40APB040THF | NA | 0
FAN COIL UNIT - DUCTED |  | CARRIER | 40APB060THF | NA | 0
FAN COIL UNIT - DUCTED |  | CARRIER | 40APB080THF | NA | 0
FAN COIL UNIT - DUCTED |  | CARRIER | 40APB060THF | NA | 0
FAN COIL UNIT - DUCTED |  | CARRIER | 40APB080THF | NA | 0
FAN COIL UNIT - DUCTED |  | CARRIER | 40APB060THF | NA | 0
FAN COIL UNIT - DUCTED |  | CARRIER | 40APB060THF | NA | 0
VARIABLE SPEED DRIVE | 010602G380 | DANFOSS |  | NA | 0
VARIABLE SPEED DRIVE |  | DANFOSS |  | NA | 0
VARIABLE SPEED DRIVE | 026210G421 | DANFOSS | 131B9889 | NA | 0
VARIABLE SPEED DRIVE | 031715G421 | DANFOSS |  | NA | 0
VARIABLE SPEED DRIVE | 031715G421 | DANFOSS |  | NA | 0
VARIABLE SPEED DRIVE | 026915G371 | DANFOSS | 131B4250 | NA | 0
VARIABLE SPEED DRIVE | 032310G421 | DANFOSS |  | NA | 0
VARIABLE SPEED DRIVE |  | DANFOSS |  | NA | 0
COOLING TOWER | R3314 | EVAPCO | LRTF8-122 | NULL | NULL
VARIABLE SPEED DRIVE |  | DANFOSS |  | NA | 0
COOLING TOWER | R3314 | EVAPCO | LRTF8-122 | NA | 0
COOLING TOWER | R3314 | EVAPCO | LRTF8-122 | NULL | NULL
VARIABLE SPEED DRIVE |  | DANFOSS |  | NA | 0
VARIABLE SPEED DRIVE |  | DANFOSS |  | NA | 0
VARIABLE SPEED DRIVE |  | DANFOSS |  | NA | 0
COOLING TOWER | R3314 | EVAPCO | LRTF8-122 | NULL | NULL
VARIABLE SPEED DRIVE |  | DANFOSS |  | NA | 0
CONDENSER WATER PUMP | 822814 | CUSTOM-BUILT | SGA-16OL-4 | NA | 0
CHILLER - WATER COOLED | EF 5020 | POWER PAX | PPW.1350.5.28141-400.24141-480 | R134A | 0
CHILLED WATER PUMP | 822395 | CUSTOM-BUILT | SGA200L-4 | NA | 0
CHILLER - WATER COOLED | SLAM-81842 | YORK | YKEEESQ65EIGS | R134A | 0
VARIABLE SPEED DRIVE | T-V11562 | SIEMENS | SED2-30 | NA | 0
CHILLED WATER PUMP | 821737 | CUSTOM-BUILT | SGA200L-4 | NULL | NULL
VARIABLE SPEED DRIVE | T-UD2762 | SIEMENS | SED2-30 | NA | 0
AIR CIRCUIT BREAKER | S98877 | ABB | M847677 | NULL | NULL
CHILLED BEAMS - PASSIVE | A | NULL | FRENGER | NA | 0
CHILLED BEAMS - PASSIVE | A | NULL | FRENGER | NA | 0
CHILLED BEAMS - PASSIVE | A | NULL | FRENGER | NA | 0
AIR COMPRESSOR | S36383 | NULL | M1233 | NULL | NULL
0 - NOT SET | I6 | ACTROL | I5 | NA | 0
CHILLED BEAMS - PASSIVE | A | NULL | FRENGER | NA | 0
CHILLED BEAMS - PASSIVE | A | NULL | FRENGER | NA | 0
CHILLED BEAMS - PASSIVE | A | NULL | FRENGER | NA | 0
CHILLED BEAMS - PASSIVE | A | NULL | FRENGER | NA | 0
CHILLED BEAMS - PASSIVE | A | NULL | FRENGER | NA | 0
AIR DRYER (REFRIG) | O6 | ACTROL | O5 | R134A | 5
AIR FAN - CEILING | P12 | ACTROL | P11 | R134A | 4
AIR DRYER (REFRIG) | Z5 | ACTROL | Z4 | R134A | 4
AIR FAN - CEILING | X5 | ACTROL | X4 | R123 | 4
AIR FAN - CEILING | X5 | ACTROL | X4 | R123 | 4
AIR FAN - CEILING | X5 | ACTROL | X4 | R123 | 4
AIR FAN - CEILING | X5 | ACTROL | X4 | R123 | 4
AIR CURTAIN | V6 | ACTROL | V5 | R134A | 5
AIR DRYER (REFRIG) | M5 | ACTROL | M4 | NULL | NULL
AIR COOLED SPLIT SYSTEM | SERIAL | ACSON | MODEL | R407C | 4
PACKAGED AIR CONDITIONING UNIT | 919839 | TEMPERZONE | OPA116RKSY | R410A | 3.4
CONDENSER UNIT | NA | CARRIER | 38AE502063 | R22 | 0
PACKAGED AIR CONDITIONING UNIT | 0991W28352 | APAC | S16 HP/BH | R22 | 5
AIR HANDLING UNIT | NA | CARRIER | NA | R22 | 0
DUCTED SPLIT SYSTEM | N/A | TEMPERZONE | IMD280 | OTHER | 500
CHILLED WATER UNIT | - | TRANE | CHILLED WATER IN CEILING DUCTED UNIT | NA | 0
PACKAGED AIR CONDITIONING UNIT | 177062 | APAC | P064AHR9AD | R22 | 13
PACKAGED AIR CONDITIONING UNIT | 150306 | APAC | PO32ARA002942 | R22 | 6.7
TOILET EXHAUST FAN | NA | FANTECH | AP0404APS | NULL | NULL
TOILET EXHAUST FAN | NA | AEROFOIL | NA | NULL | NULL
CHILLED BEAMS - PASSIVE | A | NULL | FRENGER | NA | 0
CHILLED BEAMS - PASSIVE | A | NULL | FRENGER | NA | 0
CHILLED BEAMS - PASSIVE | A | NULL | FRENGER | NA | 0
CHILLED BEAMS - PASSIVE | A | NULL | FRENGER | NA | 0
CHILLED BEAMS - PASSIVE | A | NULL | FRENGER | NA | 0
CHILLED BEAMS - PASSIVE | A | NULL | FRENGER | NA | 0
CHILLED BEAMS - PASSIVE | A | NULL | FRENGER | NA | 0
CHILLED BEAMS - PASSIVE | A | NULL | FRENGER | NA | 0
CHILLED BEAMS - PASSIVE | A | NULL | FRENGER | NA | 0
CHILLED BEAMS - PASSIVE | A | NULL | FRENGER | NA | 0
CHILLED BEAMS - PASSIVE | A | NULL | FRENGER | NA | 0
CHILLED BEAMS - PASSIVE | A | NULL | FRENGER | NA | 0
CHILLED BEAMS - PASSIVE | A | NULL | FRENGER | NA | 0
CHILLED BEAMS - PASSIVE | A | NULL | FRENGER | NA | 0
CHILLED BEAMS - PASSIVE | A | NULL | FRENGER | NA | 0
CHILLED BEAMS - PASSIVE | A | NULL | FRENGER | NA | 0
AIR FAN - CEILING | Y7 | ACSON | Y6 | R134A | 5
AIR FAN - CEILING | Y5 | ACSON | Y6 | R134A | 3
AIR FAN - CEILING | G | ACSON | Y6 | R134A | 4
AIR FAN - CEILING | TT | ACSON | Y6 | R134A | 5
AIR FAN - CEILING | GG | ACSON | Y6 | R134A | 6
AIR FAN - CEILING | Y8 | ACSON | Y6 | R134A | 2
AIR FAN - CEILING |  | ACSON |  | NULL | NULL
AIR FAN - EXHAUST | NA | S&P | EDM-300 | NA | 0
AIR FAN - EXHAUST | NA | S&P | EDM-300 | NA | 0
AIR FAN - EXHAUST | NA | S&P | EDM-300 | NULL | NULL
AIR FAN - EXHAUST | NA | S&P | EDM-300 | NA | 0
AIR FAN - EXHAUST | NA | S&P | EDM-300 | NULL | NULL
BOILING WATER UNIT | 2015021175083 | NULL | 5000AU0H2ZN1C | NA | 0
AIR FAN - EXHAUST | NA | S&P | EDM-300 | NA | 0
AIR FAN - EXHAUST | NA | S&P | EDM-300 | NA | 0
BOILING WATER UNIT | 35657 | NULL | TT40 | NULL | NULL
AIR FAN - EXHAUST | UNKNOWN | NULL | UNKNOWN | NA | 0
PACKAGED AIR CONDITIONING UNIT | 150301 | APAC | P014AHR9DA | R22 | 4
PACKAGED AIR CONDITIONING UNIT | 838187 | TEMPERZONE | OPA161RKTYH | R410A | 4.65
PACKAGED AIR CONDITIONING UNIT | 836429 | TEMPERZONE | OPA161RKTYH | R410A | 4.65
AIR FAN - EXHAUST | NA | S&P | EDM-300 | NA | 0
DRINKING FOUNTAINS (REFRIG) | 2012042440058 | ZIP CHILLMASTER | 61038-CMBCFF140 | NULL | NULL
UNDER CEILING SPLIT SYSTEM | 4901157 | DAIKIN | RY71LUV1 | R22 | 2.8
PACKAGED AIR CONDITIONING UNIT | 1018584 | TEMPERZONE | OPA161RKTYH | R410A | 4.65
WALL MOUNTED SPLIT SYSTEM | 3271 | HITACHI | RAC-25YHA1 | R410A | 1
WALL MOUNTED SPLIT SYSTEM | 4099 | HITACHI | RAC-35YHA1 | R410A | 1
WALL MOUNTED SPLIT SYSTEM | 3308 | HITACHI | RAC-25YHA1 | R410A | 1
SAFETY SHOWERS | UNKNOWN | NULL | UNKNOWN | NULL | NULL
WALL MOUNTED SPLIT SYSTEM | 3641 | HITACHI | RAS-25YHA1 | R410A | 0
EYEWASH STATIONS | UNKNOWN | ENWARE | EL570 | NULL | NULL
SAFETY SHOWERS | UNKNOWN | ENWARE | EW1050 | NULL | NULL
WALL MOUNTED SPLIT SYSTEM | 3980 | HITACHI | RAS-35YHA1 | R410A | 0
CASSETTE SPLIT SYSTEM | 570303649BE | MHI | DXC24ZMA-S | R410A | 1.8
EYEWASH STATIONS | UNKNOWN | ENWARE | EL570 | NULL | NULL
SAFETY SHOWERS | UNKNOWN | ENWARE | EW1080 | NULL | NULL
WALL MOUNTED SPLIT SYSTEM | 3621 | HITACHI | RAS-25YHA1 | R410A | 0
UNDER CEILING SPLIT SYSTEM | 4900475 | DAIKIN | FHY71BVE | R22 | 0
WALL MOUNTED SPLIT SYSTEM | 4325 | HITACHI | RAC-35YHA1 | R410A | 1
WALL MOUNTED SPLIT SYSTEM | 3630 | HITACHI | RAC-25YHA1 | R410A | 1
WALL MOUNTED SPLIT SYSTEM | 3986 | HITACHI | RAS-35YHA1 | R410A | 0
PACKAGED AIR CONDITIONING UNIT | 656162 | TEMPERZONE | OPA225RKTH | R410A | 5.2
WALL MOUNTED SPLIT SYSTEM | 3276 | HITACHI | RAS-25YHA1 | R410A | 0
FAN COIL UNIT - DUCTED | - | MULLER | - | NA | 0
CHILLER - CENTRIFUGAL | 50611K0329 | YORK | YKFRFTQ65CHGS | R134A | 980
CHILLER - CENTRIFUGAL |  | YORK |  | R134A | 980
CHILLED WATER PUMP | A70982W160 | REGENT PUMPS | 0125L-264-T41A | NULL | NULL
CASSETTE SPLIT SYSTEM | 4903931 | DAIKIN | RY50GAV1A | R22 | 2
CASSETTE SPLIT SYSTEM | UNKNOWN | DAIKIN | RXD50JVEA | R22 | 1.5
CONDENSER WATER PUMP | 15DEZ10 1010196107 | REGENT PUMPS | WEG - M30 W 22 | NULL | NULL
CASSETTE SPLIT SYSTEM | UNKNOWN | DAIKIN | RXS50EVA | R410A | 2.5
CASSETTE SPLIT SYSTEM | 4905421 | DAIKIN | RY50GAV1A | R22 | 2
CASSETTE SPLIT SYSTEM | UNKNOWN | PANASONIC | CU-E35GKR | R410A | 1.5
COOLING TOWER | 10J0548 | BALTIMORE | BALTICARE - RCT2363 | NULL | NULL
CASSETTE SPLIT SYSTEM | UNKNOWN | SHARP | UNKNOWN | R22 | 2
PACKAGED AIR CONDITIONING UNIT | 619118 | TEMPERZONE | OPA101R | R22 | 2.15
EVAPORATIVE COOLER | 1505 | BREEZEAIR | EF180S-GAC 085920 | NA | 0
0 - NOT SET | 793866 | NULL | MULTI CYCLONE 50 | NULL | NULL
FILTER PUMP | 793866 | NULL | MULTI CYCLONE 50 | NULL | NULL
WALL MOUNTED SPLIT SYSTEM | T043781 | FUJITSU | AOTR30LCT | R410A | 2.5
PACKAGED AIR CONDITIONING UNIT | NA | FRIGOPOL | S14 | R22 | 5
WALL MOUNTED SPLIT SYSTEM | 4326 | HITACHI | RAC-35YHA1 | R410A | 1
WALL MOUNTED SPLIT SYSTEM | 4326 | HITACHI | RAC-35YHA1 | R410A | 1
KITCHEN EXHAUST FAN | 8310438 | NULL | POWER MAX | NULL | NULL
EYEWASH STATIONS | UNKNOWN | ENWARE | EL570 | NULL | NULL
EYEWASH STATIONS | UNKNOWN | ENWARE | EL570 | NULL | NULL
EYEWASH STATIONS | UNKNOWN | ENWARE | EL570 | NULL | NULL
EYEWASH STATIONS | UNKNOWN | ENWARE | EL570 | NULL | NULL
CHILLED WATER UNIT | - | MULLER | - | NA | 0
FAN COIL UNIT - DUCTED | 530847 | CLINT | UTW274 | CHILLED & HEATING WATER | 0
FAN COIL UNIT - DUCTED | NOT VISIBLE | CLINT | UTW274 | CHILLED & HEATING WATER | 0
FAN COIL UNIT - DUCTED | NOT LISTED ON EXTERIOR | CLINT | UTW274 | CHILLED & HEATING WATER | 0
FAN COIL UNIT - DUCTED | 9632 | PARAGON | DBCC1600 | CHILLED WATER | 0
FAN COIL UNIT - DUCTED | SN NOT LISTED. | COLAIR | ASHD 500Q | CHILLED & HEATING WATER | 0
FAN COIL UNIT - DUCTED | NOT LISTED ON LABEL | COLAIR | ASHD 300Q | CHILLED & HEATING WATER | 0
FAN COIL UNIT - DUCTED | NOT VISIBLE | COLAIR | NOT VISIBLE | CHILLED & HEATING WATER | 0
FAN COIL UNIT - DUCTED | NOT LISTED ON LABEL | COLAIR | ASHD(SERIES) | CHILLED & HEATING WATER | 0
FAN COIL UNIT - DUCTED | N/A | COOLAIR | HSHDC300Q | NA | 0
EYEWASH STATIONS | UNKNOWN | ENWARE | EL570 | NULL | NULL
PACKAGED AIR CONDITIONING UNIT | 485793W49618 | SUNDOWNER | S9 | R22 | 3.2
PACKAGED AIR CONDITIONING UNIT | 738423 | TEMPERZONE | OPA170RKTH | R410A | 5.1
PACKAGED AIR CONDITIONING UNIT | 619126 | TEMPERZONE | OPA101R | R22 | 2.15
CHILLED BEAMS - PASSIVE | A | NULL | FRENGER | NA | 0
CHILLED BEAMS - PASSIVE | A | NULL | FRENGER | NA | 0
CHILLED BEAMS - PASSIVE | A | NULL | FRENGER | NA | 0
CHILLED BEAMS - PASSIVE | A | NULL | FRENGER | NA | 0
CHILLED BEAMS - PASSIVE | A | NULL | FRENGER | NA | 0
CHILLED BEAMS - PASSIVE | A | NULL | FRENGER | NA | 0
CHILLED BEAMS - PASSIVE | A | NULL | FRENGER | NA | 0
CHILLED BEAMS - PASSIVE | A | NULL | FRENGER | NA | 0
CHILLED BEAMS - PASSIVE | A | NULL | FRENGER | NA | 0
CHILLED BEAMS - PASSIVE | A | NULL | FRENGER | NA | 0
CHILLED BEAMS - PASSIVE | A | NULL | FRENGER | NA | 0
CHILLED BEAMS - PASSIVE | A | NULL | FRENGER | NA | 0
CHILLED BEAMS - PASSIVE | A | NULL | FRENGER | NA | 0
FAN COIL UNIT - DUCTED | NOT LISTED ON EXTERIOR | COLAIR | ASHD 500Q | CHILLED & HEATING WATER | 0
FAN COIL UNIT - DUCTED | NO ACCESS TO LABEL. | COLAIR | TOO HIGH | CHILLED & HEATING WATER | 0
FAN COIL UNIT - DUCTED | N/A | COLAIR | ASHD 1000Q | CHILLED & HEATING WATER | 0
FAN COIL UNIT - DUCTED | L933 | MULLER | SCB 081 | NA | 0
FAN COIL UNIT - DUCTED | NOT LISTED ON EXTERIOR | COLAIR | ASHDC 1000Q | CHILLED & HEATING WATER | 0
FAN COIL UNIT - DUCTED | NOT LISTED ON LABEL | COLAIR | ASHD300Q | CHILLED & HEATING WATER | 0
AIR FAN - EXHAUST | 379701 | FANTECH | CD566V | NULL | NULL
AIR FAN - EXHAUST | 90555 | FANTECH | CD354D | NULL | NULL
AIR FAN - EXHAUST | LABEL PERISHED. | FANTECH | CD354D | NULL | NULL
AIR FAN - EXHAUST | 3494732 | FANTECH | CD354D | NULL | NULL
AIR FAN - EXHAUST | 373766 | FANTECH | CD354D | NULL | NULL
VARIABLE SPEED DRIVE | 072810G129 | DANFOSS | 131B5656 | NULL | NULL
VARIABLE SPEED DRIVE | 072110G119 | DANFOSS | 131B5656 | NULL | NULL
VARIABLE SPEED DRIVE | 063110G518 | DANFOSS | 131B5656 | NULL | NULL
VARIABLE SPEED DRIVE | 072510G129 | DANFOSS | 131B5656 | NULL | NULL
VARIABLE SPEED DRIVE | 071610G119 | DANFOSS | 131B5656 | NULL | NULL
CHILLED WATER PUMP | 85D17417 | GRUNDFOS | MG132SC2-38FF265-D1 | NULL | NULL
VARIABLE SPEED DRIVE | 3142701527 | ABB | ACH550-01-012A-4+B055 | NULL | NULL
FAN COIL UNIT - NON DUCTED | CUSTOM UNIT | SINKO | CUSTOM UNIT | NA | 0
PACKAGED AIR CONDITIONING UNIT | 63856 | TEMPERZONE | #OPA 920RB - 103A | R407C | 15
UPS | N/A | OTHER | N/A | NA | 0
LIGHTNING PROTECTION | N/A | ERITECH | LIGHTNING EVENT COUNTER | NULL | NULL
LIGHTING CONTROLS | NA | ERITECH | LIGHTNING EVENT COUNTER | NULL | NULL
FAN COIL UNIT - NON DUCTED | CUSTOM UNIT | SINKO | CUSTOM UNIT | NA | 0
SWITCHBOARD DISTRIBUTION |  | NHP |  | NULL | NULL
LIGHTING CONTROLS | 190, 191, 192 | DALI | LDALI-ME204 | NULL | NULL
CHILLED WATER PUMP | 85D17417 | GRUNDFOS | MG132SC2-38FF265-D1 | NULL | NULL
VARIABLE SPEED DRIVE | 91495372 | VACON | NXS00125A2H1SSSA1A | NULL | NULL
VARIABLE SPEED DRIVE | 91023401 | VACON | NXL00315C5H1SSS0000 | NULL | NULL
CHILLED WATER PUMP | 10038 IAJ & M22831-5 | MONARCH | 3PHASE INDUCTION MTR | NULL | NULL
BMS | N/A | NULL | N/A | NULL | NULL
SWITCHBOARD MECHANICAL |  | NULL |  | NULL | NULL
AIR HANDLING UNIT | 11747 | PARAGON | DBAH600 | CHILLED & HEATING WATER | 0
PACKAGED AIR CONDITIONING UNIT | 63855 | TEMPERZONE | OPA 920RB - 103B | R407C | 15
VARIABLE SPEED DRIVE | 91099541 | VACON | NXL00095C5H1SSS0000 | NULL | NULL
VARIABLE SPEED DRIVE | 91176415 | VACON | NXS00095A5H1SSSA1A2 | NULL | NULL
HEATING HOT WATER PUMP | 85D15413 | GRUNDFOS | 112MC2-28FT130-D1 | NULL | NULL
UPS | N/A | OTHER | N/A | NA | 0
AIR FAN - EXHAUST | NO LABELS AFFIXED. | FANTECH | NOT LISTED ON EXTERIOR | NULL | NULL
FAN COIL UNIT - DUCTED | CR873-FCU-93006A | COLAIR | ASHDC1500 | CHILLED & HEATING WATER | 0
VARIABLE SPEED DRIVE | NOT VISIBLE ON EXTERIOR | DANFOSS | NOT-ACCESSIBLE | NULL | NULL
FAN COIL UNIT - DUCTED | NOT LISTED ON EXTERIOR | COLAIR | ASHDC1500 | CHILLED & HEATING WATER | 0
VARIABLE SPEED DRIVE | NOT VISIBLE ON EXTERIOR | DANFOSS | ASHDC 1000 | NULL | NULL
FAN COIL UNIT - DUCTED | NOT LISTED ON EXTERIOR | COLAIR | ASHDC1500 | CHILLED & HEATING WATER | 0
VARIABLE SPEED DRIVE | N/A | DANFOSS | NOT-ACCESSIBLE | NULL | NULL
FAN COIL UNIT - DUCTED | NOT LISTED ON EXTERIOR | COLAIR | ASHDC1500 | CHILLED & HEATING WATER | 0
VARIABLE SPEED DRIVE | NOT LISTED ON EXTERIOR. | DANFOSS | VLT SERIES | NULL | NULL
FAN COIL UNIT - DUCTED | NOT LISTED ON EXTERIOR | COLAIR | ASHDC1500 | CHILLED & HEATING WATER | 0
VARIABLE SPEED DRIVE | N/A | DANFOSS | NOT-ACCESSIBLE | NULL | NULL
FAN COIL UNIT - DUCTED | NOT LISTED ON EXTERIOR | COLAIR | ASHDC1500 | CHILLED & HEATING WATER | 0
VARIABLE SPEED DRIVE | NOT VISIBLE. | DANFOSS | NOT VISIBLE | NULL | NULL
FAN COIL UNIT - DUCTED | NOT LISTED.ON LABEL | COLAIR | ASHDC1500 | CHILLED & HEATING WATER | 0
VARIABLE SPEED DRIVE | N/A | DANFOSS | NOT-ACCESSIBLE | NULL | NULL
FAN COIL UNIT - DUCTED | N/A | COOLAIR | ASHDC1500 | NA | 0
VARIABLE SPEED DRIVE | N/A | DANFOSS | NOT-ACCESSIBLE | NULL | NULL
FAN COIL UNIT - NON DUCTED | NOT LISTED ON EXTERIOR | SINKO | CUSTOM | CHILLED WATER | 0
UPS | N/A | OTHER | N/A | NA | 0
FAN COIL UNIT - DUCTED | NOT LISTED ON EXTERIOR | COLAIR | ASHDC 500 | CHILLED & HEATING WATER | 0
VARIABLE SPEED DRIVE | N/A | DANFOSS | NOT-ACCESSIBLE | NULL | NULL
FAN COIL UNIT - DUCTED | NOT LISTED ON EXTERIOR | COLAIR | ASHDC 500 | CHILLED & HEATING WATER | 0
VARIABLE SPEED DRIVE | NOT ACCESSIBLE | DANFOSS | NOT ACCESSIBLE(TOO HIGH) | NULL | NULL
VARIABLE SPEED DRIVE | NOT ACCESSIBLE | DANFOSS | NOT-ACCESSIBLE | NULL | NULL
FAN COIL UNIT - DUCTED | NOT LISTED ON EXTERIOR | COLAIR | ASHDC 700 | CHILLED & HEATING WATER | 0
FAN COIL UNIT - DUCTED | NOT LISTED ON EXTERIOR | COLAIR | ASHDC 1000 | CHILLED & HEATING WATER | 0
VARIABLE SPEED DRIVE | N/A | DANFOSS | NOT-ACCESSIBLE | NULL | NULL
FAN COIL UNIT - DUCTED | NOT LISTED ON EXTERIOR. | COLAIR | ASHDC 500 | CHILLED & HEATING WATER | 0
PACKAGED AIR CONDITIONING UNIT | 63837 | TEMPERZONE | OPA 920RB 103C | R407C | 15
VARIABLE SPEED DRIVE | N/A | DANFOSS | NOT-ACCESSIBLE | NULL | NULL
FAN COIL UNIT - DUCTED | NOT LISTED ON EXTERIOR | COLAIR | ASHDC 1500 | CHILLED & HEATING WATER | 0
VARIABLE SPEED DRIVE | N/A | DANFOSS | NOT-ACCESSIBLE | NULL | NULL
FAN COIL UNIT - DUCTED | NOT LISTED ON EXTERIOR. | COLAIR | ASHDC 700 | CHILLED & HEATING WATER | 0
PACKAGED AIR CONDITIONING UNIT | 63891 | TEMPERZONE | OPA 920RB - 103D | R407C | 15
PACKAGED AIR CONDITIONING UNIT | 63893 | TEMPERZONE | OPA 920RB - 103E | R407C | 15
PACKAGED AIR CONDITIONING UNIT | 63857 | TEMPERZONE | OPA 920RB GO1C | R407C | 15
PACKAGED AIR CONDITIONING UNIT | 63836 | TEMPERZONE | OPA 920RB - GO1D | R407C | 15
PACKAGED AIR CONDITIONING UNIT | 62441 | TEMPERZONE | #BD 1250R PAC - 101 | R407C | 15
PACKAGED AIR CONDITIONING UNIT | 62361 | TEMPERZONE | #BD 1600R PAC GO3 | R407C | 15
PACKAGED AIR CONDITIONING UNIT | 62361 | TEMPERZONE | #BD 1600R PAC GO3 | R407C | 15
AIR FAN - EXHAUST | NOT LISTED ON EXTERIOR. | FANTECH | LABEL UNREACHABLE | NULL | NULL
PACKAGED AIR CONDITIONING UNIT | 63336 | TEMPERZONE | #BD1600R PAC 102 | R407C | 15
AIR COOLED SPLIT SYSTEM | 63193 | TEMPERZONE | #SCR 1600R GO4 | R407C | 15
FAN COIL UNIT - NON DUCTED | N/A | SINKO | N/A | CHILLED & HEATING WATER | 0
AIR COOLED SPLIT SYSTEM | 63342 | TEMPERZONE | DSER 1600Q GO4 | R407C | 0
UPS BATTERY | 3400104100 | SCHNEIDER | MGE GALAXY 5000 | NA | 0
FUME EXTRACTION SYSTEM | NA | NULL | FADED LABEL | NULL | NULL
FUME EXTRACTION SYSTEM | NA | NULL | NA | NULL | NULL
FUME EXTRACTION SYSTEM | 48 | NULL | NA | NULL | NULL
FUME EXTRACTION SYSTEM | 47 | NULL | FADED LABEL | NULL | NULL
FUME EXTRACTION SYSTEM | 490 | NULL | FADED LABEL | NULL | NULL
FUME EXTRACTION SYSTEM | 4718 | NULL | VSB 30 | NULL | NULL
FUME EXTRACTION SYSTEM | 34 | NULL | FADED LABEL | NULL | NULL
FUME EXTRACTION SYSTEM | 33 | NULL | WORN LABEL | NULL | NULL
CHILLED BEAMS - ACTIVE | NO ACCESS TO LABEL | FRENGER | NO ACCESS TO LABEL | NULL | NULL
AIR FAN - EXHAUST | NA | FANTECH | NA | NULL | NULL
AIR FAN - EXHAUST | NA | FANTECH | NA | NULL | NULL
AIR FAN - EXHAUST | NA | FANTECH | NA | NULL | NULL
AIR FAN - EXHAUST | NA | FANTECH | TBA | NULL | NULL
CHILLED BEAMS - ACTIVE | NOT VISIBLE | FRENGER | NOT VISIBLE | NULL | NULL
AIR FAN - EXHAUST | NA | FANTECH | NA | NULL | NULL
AIR FAN - EXHAUST | NA | FANTECH | NA | NULL | NULL
CHILLED BEAMS - ACTIVE | NOT VISIBLE | FRENGER | NOT VISIBLE | NULL | NULL
FUME EXTRACTION SYSTEM | 40 | NULL | WORN LABEL | NULL | NULL
FUME EXTRACTION SYSTEM | 35 | NULL | NA | NULL | NULL
CHILLED BEAMS - ACTIVE | NOT VISIBLE | FRENGER | NOT VISIBLE | NULL | NULL
CHILLED BEAMS - ACTIVE | NOT VISIBLE | FRENGER | NOT VISIBLE | NULL | NULL
FUME EXTRACTION SYSTEM | 30 | NULL | NA | NULL | NULL
CHILLED BEAMS - ACTIVE | NOT VISIBLE | FRENGER | NOT VISIBLE | NULL | NULL
CHILLED BEAMS - ACTIVE | NOT VISIBLE | FRANGER | NOT VISIBLE | NULL | NULL
FUME EXTRACTION SYSTEM | 29 | NULL | NA | NULL | NULL
FUME EXTRACTION SYSTEM | 56 | NULL | NA | NULL | NULL
FUME EXTRACTION SYSTEM | 57 | NULL | NA | NULL | NULL
FUME EXTRACTION SYSTEM | 31 | NULL | NA | NULL | NULL
PACKAGED AIR CONDITIONING UNIT | 122078 | TEMPERZONE | OPA116RKTYH | R410A | 3.4
FUME EXTRACTION SYSTEM | 32 | NULL | NA | NULL | NULL
FUME EXTRACTION SYSTEM | 36 | NULL | NA | NULL | NULL
FUME EXTRACTION SYSTEM | 37 | NULL | NA | NULL | NULL
FUME EXTRACTION SYSTEM | 38 | NULL | NA | NULL | NULL
FUME EXTRACTION SYSTEM | 39 | NULL | NA | NULL | NULL
AIR FAN - EXHAUST | NA | FANTECH | NA | NULL | NULL
AIR FAN - EXHAUST | 30213 | CFM FANS | MCV-355-4E | NULL | NULL
PACKAGED AIR CONDITIONING UNIT | 16405 | APAC | S14 | R22 | 3.9
PACKAGED AIR CONDITIONING UNIT | 24-3721181 | NULL | MOD 24 RC | R22 | 0
CHILLED BEAMS - ACTIVE | NOT VISIBLE | FRANGER | NOT VISIBLE | NULL | NULL
CHILLED BEAMS - ACTIVE | NOT VISIBLE | FRENGER | NOT VISIBLE | NULL | NULL
CHILLED BEAMS - ACTIVE | NOT VISIBLE | FRENGER | NOT VISIBLE | NULL | NULL
CHILLED BEAMS - ACTIVE | NOT VISIBLE | FRENGER | NOT VISIBLE | NULL | NULL
CHILLED BEAMS - ACTIVE | NOT VISIBLE | FRENGER | NOT VISIBLE | NULL | NULL
CHILLED BEAMS - ACTIVE | NOT VISIBLE | FRENGER | NOT VISIBLE | NULL | NULL
CHILLED BEAMS - ACTIVE | NOT VISIBLE | FRENGER | NOT VISIBLE | NULL | NULL
CHILLED BEAMS - ACTIVE | NOT VISIBLE | FRENGER | NOT VISIBLE | NULL | NULL
SWITCHBOARD MECHANICAL |  | OTHER |  | NULL | NULL
BMS | NA | NULL | NA | NULL | NULL
BMS | NA | SIEMENS | BMS -003-01-01 | NULL | NULL
PACKAGED AIR CONDITIONING UNIT | 486493W5060 | APAC | S65 | R22 | 10.8
SWITCHBOARD MECHANICAL | NULL | FREDON | NULL | NULL | NULL
VARIABLE SPEED DRIVE | NA | NULL | NO ACCESS TO LABEL | NULL | NULL
VARIABLE SPEED DRIVE | NA | NULL | NA | NULL | NULL
VARIABLE SPEED DRIVE | NA | NULL | NOT VISIBLE | NULL | NULL
VARIABLE SPEED DRIVE | NOT VISIBLE ON EXTERIOR | TOSHIBA | VF-S11 | NULL | NULL
VARIABLE SPEED DRIVE | NA | TOSHIBA | NA | NULL | NULL
SWITCHBOARD DISTRIBUTION |  | NHP |  | NULL | NULL
SWITCHBOARD DISTRIBUTION |  | NULL |  | NULL | NULL
SWITCHBOARD DISTRIBUTION |  | NHP |  | NULL | NULL
CHILLED BEAMS - ACTIVE | NOT VISIBLE | FRENGER | NOT VISIBLE | NULL | NULL
CHILLED BEAMS - ACTIVE | NOT VISIBLE | FRENGER | NOT VISIBLE | NULL | NULL
CHILLED BEAMS - ACTIVE | NOT VISIBLE | FRENGER | NOT VISIBLE | NULL | NULL
CHILLED BEAMS - ACTIVE | NOT VISIBLE | FRENGER | NOT VISIBLE | NULL | NULL
CHILLED WATER UNIT | - | TRANE | - | NA | 0
CASSETTE SPLIT SYSTEM | 51P00038 | MITSUBISHI | SUZA18VR | R410A | 1.8
CASSETTE SPLIT SYSTEM | 51P0004 | MITSUBISHI | SUZA18VR | R410A | 1.8
CASSETTE SPLIT SYSTEM | 37D00368 | MITSUBISHI | PUHZRP3VHA | R410A | 3.5
TOILET EXHAUST FAN | 602540 | FANTECH | CE284D | NULL | NULL
PACKAGED AIR CONDITIONING UNIT | 92436 | TEMPERZONE | OPA465RKT | R410A | 8.8
CASSETTE SPLIT SYSTEM | 751605874 | PANASONIC | CU-W24EKR | R410A | 2.05
CASSETTE SPLIT SYSTEM | 351704044RE | MITSUBISHI | DXC12ZJ-S | R410A | 1.15
CHILLED BEAMS - PASSIVE | A | NULL | FRENGER | NA | 0
CHILLED BEAMS - PASSIVE | A | NULL | FRENGER | NA | 0
CHILLED BEAMS - PASSIVE | A | NULL | FRENGER | NA | 0
CHILLED BEAMS - PASSIVE | A | NULL | FRENGER | NA | 0
CHILLED BEAMS - PASSIVE | A | NULL | FRENGER | NA | 0
CHILLED BEAMS - PASSIVE | A | NULL | FRENGER | NA | 0
CHILLED BEAMS - PASSIVE | A | NULL | FRENGER | NA | 0
CHILLED BEAMS - PASSIVE | A | NULL | FRENGER | NA | 0
CHILLED BEAMS - PASSIVE | A | NULL | FRENGER | NA | 0
EXPANSION TANK (CLOSED LOOPS) | 2536903 | OTHER | AANRE01R01EA1 | NULL | NULL
EXPANSION TANK (CLOSED LOOPS) | 2536907 | OTHER | AANRE01R01EA1 | NULL | NULL
AUTO REFILL UNIT - CLOSED LOOP | NOT LISTED ON EXTERIOR | HYDROHEAT | NOT LISTED ON EXTERIOR | NULL | NULL
AUTO REFILL UNIT - CLOSED LOOP | NOT LISTED ON EXTERIOR | HYDROHEAT | NOT LISTED ON EXTERIOR | NULL | NULL
HEAT EXCHANGER - WATER TO WAT | SN NOT VISIBLE | SONDEX | NO ACCESS TO LABEL | NULL | NULL
HEAT EXCHANGER - WATER TO WAT | 10442 | SONDEX | S4IT10 | NULL | NULL
CHILLED WATER PUMP | 85D05905 | GRUNDFOS | 90SA2-19FT100-D1 | NULL | NULL
FAN COIL UNIT - DUCTED | NOT LISTED ON EXTERIOR | COLAIR | ASHDC 1000Q | CHILLED & HEATING WATER | 0
VARIABLE SPEED DRIVE | NA | VACON | NSX (SERIES) | NULL | NULL
FAN COIL UNIT - DUCTED | NOT LISTED ON EXTERIOR | COLAIR | ASHD300Q | CHILLED & HEATING WATER | 0
CONDENSATE PUMP | 8011807921838 | ASPEN | FP2092 | NULL | NULL
AIR FAN - OUTSIDE | 1990-10-01 | DUCTLINE | E200 | NULL | NULL
SWITCHBOARD DISTRIBUTION | NULL | SCHNEIDER | NULL | NULL | NULL
BOILER - GAS FIRED | 1128 | NULL | 300HNH.50 | NULL | NULL
DUCTED SPLIT SYSTEM | 62286 | TEMPERZONE | OSA 300R-X | R407C | 8
DUCTED SPLIT SYSTEM | 62277 | TEMPERZONE | OSA 410RA | R407C | 8
DUCTED SPLIT SYSTEM | 62293 | TEMPERZONE | OSA 390R-X | R407C | 8
DUCTED SPLIT SYSTEM | 62294 | TEMPERZONE | OSA 390R-X | R407C | 8
DUCTED SPLIT SYSTEM | 62292 | TEMPERZONE | OSA300R-X | R407C | 8
PACKAGED AIR CONDITIONING UNIT | 62670 | TEMPERZONE | BD1250R | R407C | 15
PACKAGED AIR CONDITIONING UNIT | 62674 | TEMPERZONE | BD1400R | R407C | 15
POWER FACTOR CORRECTION | NULL | NULL | NULL | NULL | NULL
BMS | 68888 | NULL | J-6092 | NULL | NULL
BMS | NA | NULL | NA | NULL | NULL
BMS | NA | NULL | NA | NULL | NULL
AIR COMPRESSOR | 37214030447 | SULLAIR | CSA 22V | NULL | NULL
AIR COMPRESSOR | AII 351881 | ATLAS | GA 22 P | NULL | NULL
AIR RECEIVER | PC34244 | CHAMPION | MN NOT LISTED ON EXTERIOR | NULL | NULL
HEATING HOT WATER PUMP | NA | KELLY & LEWIS | A108520 | NULL | NULL
VARIABLE SPEED DRIVE | *3151605133 | ABB | ACH550-01-045A-4+B055 | NULL | NULL
HEATING HOT WATER PUMP | 130212 | SOUTHERN CROSS | F225S04 379A | NULL | NULL
VARIABLE SPEED DRIVE | 31348 | ABB | ACH550-01-072A-4+B055 | NULL | NULL
HEATING HOT WATER PUMP | 2900039131 | AJAX | 210441 | NULL | NULL
PACKAGED AIR CONDITIONING UNIT | 63457 | TEMPERZONE | BD100R | R407C | 15
PACKAGED AIR CONDITIONING UNIT | 63458 | TEMPERZONE | BD1000R | R407C | 15
PACKAGED AIR CONDITIONING UNIT | 63495 | TEMPERZONE | BD1000R | R407C | 15
PACKAGED AIR CONDITIONING UNIT | 63496 | TEMPERZONE | BD1000R | R407C | 15
PACKAGED AIR CONDITIONING UNIT | 63497 | TEMPERZONE | BD1000R | R407C | 15
PACKAGED AIR CONDITIONING UNIT | 63451 | TEMPERZONE | OPA920RB | R407C | 15
PACKAGED AIR CONDITIONING UNIT | 63452 | TEMPERZONE | OPA920RB | R407C | 15
PACKAGED AIR CONDITIONING UNIT | 63450 | TEMPERZONE | OSA920RB | R407C | 15
PACKAGED AIR CONDITIONING UNIT | 63459 | TEMPERZONE | OPA600RB | R407C | 15
WATER FLOW METER | NA | NULL | NA | NA | 0
PACKAGED AIR CONDITIONING UNIT | 63460 | TEMPERZONE | OPA920RB | R407C | 15
PACKAGED AIR CONDITIONING UNIT | 64031 | TEMPERZONE | BD1600R | R407C | 15
PACKAGED AIR CONDITIONING UNIT | 64030 | TEMPERZONE | BD1600R | R407C | 15
PACKAGED AIR CONDITIONING UNIT | 64033 | TEMPERZONE | BD1600R | R407C | 15
AIR FAN - SUPPLY | UNKNOWN | NULL | UNKNOWN | NA | 0
FIRE DAMPER | NA | BULLOCK | NA | NA | 0
FIRE DAMPER | UNKNOWN | BULLOCK | UNKNOWN | NA | 0
FIRE DAMPER | UNKNOWN | BULLOCK | UNKNOWN | NA | 0
AIR FAN - CEILING | FFF | ACSON | Y6 | R134A | 4
AIR FAN - CEILING | FFF1 | ACSON | Y6 | R134A | 5
CHILLED BEAMS - PASSIVE | A | NULL | FRENGER | NA | 0
CHILLED BEAMS - PASSIVE | A | NULL | FRENGER | NA | 0
CHILLED BEAMS - PASSIVE | A | NULL | FRENGER | NA | 0
AIR COMPRESSOR | AII 364545 | ATLAS | GA37 FF | NULL | NULL
FAN COIL UNIT - DUCTED | 101407 | TEMPERZONE | IMD95-Y-4/1 | CHILLED & HEATING WATER | 0
PRESSURE VESSEL | 9724503754 | NULL | 3106 | NULL | NULL
EXPANSION TANK (CLOSED LOOPS) | NA | ATLAS | DD120 | NULL | NULL
FILTERS | NA | ATLAS | NA | NULL | NULL
FILTERS | NA | ATLAS | QD 120 | NULL | NULL
FAN COIL UNIT - DUCTED | 102106 | TEMPERZONE | IMD95-Y-4/1 | NA | 0
PRESSURE CONTROL | NA | NULL | NO | NA | 0
FAN COIL UNIT - DUCTED | 102104 | TEMPERZONE | IMD95-Y-4/1 | CHILLED & HEATING WATER | 0
PACKAGED AIR CONDITIONING UNIT | 64032 | TEMPERZONE | PAC G18B | R407C | 15
PACKAGED AIR CONDITIONING UNIT | 63456 | TEMPERZONE | BD1600R | R407C | 15
FAN COIL UNIT - DUCTED | NA | TEMPERZONE | IMD95-Y-4/1 | CHILLED & HEATING WATER | 0
VACUUM PUMP | 09318KB001 | LEEROY SOMER | LS160L-T | NULL | NULL
PACKAGED AIR CONDITIONING UNIT | 63490 | TEMPERZONE | OPA250R | R407C | 8
FAN COIL UNIT - DUCTED | 101781 | TEMPERZONE | IMD170-Y-4/1 | CHILLED & HEATING WATER | 0
FAN COIL UNIT - DUCTED | NA | TEMPERZONE | IMDL 60Y | CHILLED WATER | 0
DUCTED SPLIT SYSTEM | OUTDOOR - 63192 INDOOR - 63341 | TEMPERZONE | SCR 1600R | R407C | 30
SWITCHBOARD MECHANICAL | NULL | NULL | NULL | NULL | NULL
DUCTED SPLIT SYSTEM | 62274 | TEMPERZONE | OSA 410RA | R407C | 8
DUCTED SPLIT SYSTEM | 62291 | TEMPERZONE | OSA 300R-X | R407C | 8
DUCTED SPLIT SYSTEM | 62289 | TEMPERZONE | OSA 300R-X | R407C | 8
CHILLED WATER PUMP | 8232-1 | AJAX | 210441D MC | NULL | NULL
CHILLED WATER PUMP | 8232-3 | AJAX | 210422D | NULL | NULL
CHILLED WATER PUMP | 8232-2 | AJAX | 210436D | NULL | NULL
DUCTED SPLIT SYSTEM | 62279 | TEMPERZONE | OSA 410RA | R407C | 8
DUCTED SPLIT SYSTEM | 70901 | TEMPERZONE | OSA 300R-X | R407C | 8
HEATING HOT WATER PUMP | 8232-4A | AJAX | 210410D | NULL | NULL
HEATING HOT WATER PUMP | 8232-4B | AJAX | 210410D | NULL | NULL
BOILER - GAS ATMOSPHERIC | AN9912 3021 | RAYPAK | 00-002129B | NULL | NULL
BOILER - GAS ATMOSPHERIC | 20121010022874 | RAYPAK | B1412NCM/ID | NULL | NULL
DUCTED SPLIT SYSTEM | 62256 | TEMPERZONE | OSA 500RB-X | R407C | 8
DUCTED SPLIT SYSTEM | 62257 | TEMPERZONE | OSA 500RB-X | R407C | 8
PRESSURE CONTROL | 5504002 | NULL | J48 | NULL | NULL
PRESSURE CONTROL | NA | NULL | J48 | NA | 0
EXPANSION TANK (CLOSED LOOPS) | 24726 | UNKNOWN | EREL 600 | NULL | NULL
SWITCHBOARD DISTRIBUTION |  | NHP |  | NULL | NULL
CHILLED WATER UNIT | - | MULLER | - | NA | 0
PRESSURE VESSEL | 1711 | NULL | VS300 | NULL | NULL
EXPANSION TANK (CLOSED LOOPS) | 24726 | UNKNOWN | EREL 600 | NULL | NULL
FAN COIL UNIT - DUCTED | 102029 | TEMPERZONE | IMD210-Y-4/1 | CHILLED & HEATING WATER | 0
BACKFLOW PREVENTION DEVICE RPZ | NA | NULL | NA | NULL | NULL
FAN COIL UNIT - DUCTED | N/A | TEMPERZONE | IMDL 90Y | NA | 0
AUTO REFILL UNIT - CLOSED LOOP | 9.7744e+17 | HYDROHEAT | CUSTOM TO SPECS | NULL | NULL
BOILING WATER UNIT | 6663437 | NULL | 904060 | NULL | NULL
BACKFLOW PREVENTION DEVICE RPZ | NA | ZIP HYDROTAP | NA | NULL | NULL
CHILLED WATER UNIT | - | TRANE | - | NA | 0
FAN COIL UNIT - DUCTED | N/A | TEMPERZONE | IMDL 90Y | CHILLED & HEATING WATER | 0
AIR HANDLING UNIT | SN NOT LISTED. | PHOENIX | CUSTOM BUILT UNIT. | CHILLED & HEATING WATER | 0
AIR FAN - EXHAUST | N A | NULL | N A | NULL | NULL
AIR FAN - EXHAUST | N A | NULL | N A | NULL | NULL
SMOKE SPILL FAN | 921 | AXIAL | FLOW FAN 1000/1400 | NULL | NULL
DOMESTIC HW UNIT (GAS) | 4084196 | NULL | 630260NO | NULL | NULL
DOMESTIC HW UNIT (GAS) | 1320415 | NULL | 630260NO | NULL | NULL
DOMESTIC HOT WATER PUMP | 96913096 | GRUNDFOS | UPS20-60N150 | NULL | NULL
AIR DRYER (REFRIG) | LV 0544C | SMC | IDFA8E-23-LR | NULL | NULL
AIR DRYER (REFRIG) | 398550280003 | NULL | DIGIT | NULL | NULL
SWITCHBOARD MECHANICAL | NULL | SCHNEIDER | NULL | NULL | NULL
VARIABLE SPEED DRIVE | 91149526 | NULL | WERFR | NULL | NULL
FAN COIL UNIT - DUCTED | 102107 | TEMPERZONE | IMD95-Y-4/1 | CHILLED & HEATING WATER | 0
CHILLED WATER UNIT | - | TRANE | - | NA | 0
CHILLED WATER UNIT | - | TRANE | - | NA | 0
CHILLED WATER UNIT | - | TRANE | - | NA | 0
AIR HANDLING UNIT | LLHM2760 | YORK | M78H3R911CWHW | CHILLED & HEATING WATER | 0
BOILING WATER UNIT | NA | NULL | NA | NA | 0
EYEWASH STATIONS | NA | NULL | NA | NULL | NULL
DUCTED SPLIT SYSTEM | 62260 | TEMPERZONE | OSA 500RB-X | R407C | 8
DUCTED SPLIT SYSTEM | 62285 | TEMPERZONE | OSA 300R-X | R407C | 8
CIRCULATING PUMP | 1 | GRUNDFOS | A96527900P11505 | NULL | NULL
BOILER - STEAM | NA | NULL | ALFAREL STEAM BOILER | NULL | NULL
MAKE UP TANK | NOT LISTED, DECOMM. | UNKNOWN | NOT LISTED. DECOMM. | NULL | NULL
PRESSURE CONTROL | NA | SIEMENS | SKP70.110B27 | NA | 0
BREAK TANK | NA | NULL | NA | NA | 0
FAN COIL UNIT - DUCTED | 102108 | TEMPERZONE | IMD95-Y-4/1 | CHILLED & HEATING WATER | 0
CIRCULATING PUMP | CHI12-30A-W | GRUNDFOS | C-4F518030 P1 9629 | NULL | NULL
FAN COIL UNIT - DUCTED | 101405 | TEMPERZONE | IMD95-Y-4/1 | CHILLED & HEATING WATER | 0
WATER FILTRATION SYSTEM | NA | NULL | NA | NULL | NULL
WATER FILTRATION SYSTEM | NA | NULL | NA | NULL | NULL
FAN COIL UNIT - DUCTED | 102109 | TEMPERZONE | IMD95-Y-4/1 | CHILLED & HEATING WATER | 0
FIRE DAMPER | NA | UNKNOWN | NA | NA | 0
FIRE DAMPER | UNKNOWN | NULL | UNKNOWN | NA | 0
REVERSE OSMOSIS SYSTEM | NA | NULL | NA | NULL | NULL
FILTERS | 0 | NULL | T911055-000 | NA | 0
AIR RECEIVER |  | POPE |  | NULL | NULL
FIRE DAMPER | NA | UNKNOWN | NA | NA | 0
BREAK TANK | NA | NULL | NA | NA | 0
BUFFER TANK | NOT LISTED. | NULL | ENGEL | NULL | NULL
DE-IONISED WATER PUMP | S895 | NULL | NA | NA | 0
FILTERS | NA | NULL | NA | NA | 0
FILTERS | NA | NULL | NA | NA | 0
AIR HANDLING UNIT | A0307221 | YORK | YSM 40*60 | CHILLED & HEATING WATER | 0
BOILING WATER UNIT | 12033336874-6 | NULL | P146-352TI | NA | 0
CONDENSER WATER PUMP | 2J04693 | WESTERN ELECT | 1D32S-4B | NULL | NULL
CHILLED WATER UNIT | - | MULLER | - | NA | 0
BOILING WATER UNIT | NA | INTEGRA | CCT123 | NA | 0
CHILLED WATER UNIT | - | TRANE | - | NA | 0
EXPANSION TANK (CLOSED LOOPS) | NA | NULL | ERE 100 LITRES | NULL | NULL
VARIABLE SPEED DRIVE | 3161200140 | ABB | NEMA 12 | NULL | NULL
FAN COIL UNIT - DUCTED | - | TRANE | - | NA | 0
FAN COIL UNIT - NON DUCTED |  | TEMPERZONE |  | NULL | NULL
CHILLED WATER UNIT | - | TRANE | - | NA | 0
CHILLED WATER UNIT | - | TRANE | - | NA | 0
DUCTED SPLIT SYSTEM | 62275 | TEMPERZONE | OSA 410RA | R407C | 8
AIR FAN - EXHAUST | 141781 | FANTECH | APO584_______ | NULL | NULL
BACKFLOW PREVENTION DEVICE RPZ | N/A | GRUNDFOS | NULL | NULL | NULL
VARIABLE SPEED DRIVE | S0307031 | ZENER | MSC-3R16 | NULL | NULL
SWITCHBOARD MECHANICAL |  | NULL |  | NULL | NULL
SWITCHBOARD MECHANICAL |  | NULL |  | NULL | NULL
HEAT EXCHANGER - WATER TO WAT | V0304-316 | NULL | GLI3PI | NULL | NULL
BACKFLOW PREVENTION DEVICE RPZ | NA | NULL | NA | NULL | NULL
SUBSTATION | NA | NULL | NA | NA | 0
EXPANSION TANK (CLOSED LOOPS) | E5431955 | NULL | PREN13831 | NULL | NULL
ISOLATOR | NA | NULL | S320EM | NA | 0
CHILLED WATER PUMP | M18368 | BKB GROUP | 65-250 | NULL | NULL
CHILLED WATER PUMP | 19H2009A12 | PUMP ENGINEERS | 100X65-250 | NULL | NULL
FIRE DAMPER | NA | UNKNOWN | NA | NA | 0
SWITCHBOARD MAIN | NULL | NULL | NULL | NULL | NULL
CHILLED WATER PUMP | 03J2006A25 | SOUTHERN CROSS | 100X65-250 | NULL | NULL
VARIABLE SPEED DRIVE | 3063100567 | ABB | ACH550-01-015A-4+B055 | NULL | NULL
BMS | A-2365 | ABB | TYPE 12,4,4X IP65 | NULL | NULL
BMS | MB5720 | NULL | H700500D200 | NULL | NULL
BMS | NA | NULL | NA | NULL | NULL
BMS | 545-117 | SIEMENS | AG 8255 | NULL | NULL
BMS | NA | SIEMENS | NA | NULL | NULL
BREAK TANK | NA | NULL | NA | NA | 0
FAN COIL UNIT - DUCTED | 73786 | MULLER | SR 2000 H | NA | 0
PACKAGED AIR CONDITIONING UNIT | 92349 | TEMPERZONE | OPA700RKTBH | R410A | 13
AIR FAN - EXHAUST | NA | FANTECH | MV304E | NULL | NULL
KITCHEN EXHAUST FAN | 476870 | FANTECH | RVLE1004CA6/20 | NULL | NULL
FAN COIL UNIT - DUCTED | 73785 | MULLER | SR2000 H | CHILLED & HEATING WATER | 0
FAN COIL UNIT - DUCTED | 73788 | MULLER | SR2000 H | NA | 0
FAN COIL UNIT - DUCTED | 73784 | MULLER | SR2000 H | NA | 0
PACKAGED AIR CONDITIONING UNIT | 92529 | TEMPERZONE | OPA700RKTB | R410A | 13
FAN COIL UNIT - DUCTED | 73787 | MULLER | SR2000 H | CHILLED & HEATING WATER | 0
FAN COIL UNIT - DUCTED | E20694 | MULLER | YAF430WL44 | NA | 0
AIR INTAKE DISP PRE-FILTERS | NOT APPLICABLE. | UNKNOWN | CUSTOM BUILT FILTER BANK | NULL | NULL
PACKAGED AIR CONDITIONING UNIT | 91920 | TEMPERZONE | OPA700RKTB | R410A | 13
PACKAGED AIR CONDITIONING UNIT | 92526 | TEMPERZONE | OPA700RKTB | R410A | 13
PACKAGED AIR CONDITIONING UNIT | 92156 | TEMPERZONE | OPA550RKTBH | R410A | 8.9
PACKAGED AIR CONDITIONING UNIT | 92213 | TEMPERZONE | OPA700RKTB | R410A | 13
PACKAGED AIR CONDITIONING UNIT | 92566 | TEMPERZONE | OPA1370RKTM10 | R410A | 8.5
PACKAGED AIR CONDITIONING UNIT | 9336 | FRIGOPOL | S20 | R22 | 6
BACKFLOW PREVENTION DEVICE RPZ | 1162332 | NULL | 975XL | NULL | NULL
BACKFLOW PREVENTION DEVICE RPZ | 1162337 | NULL | 975XL | NULL | NULL
PACKAGED AIR CONDITIONING UNIT | 619119 | TEMPERZONE | OPA101R | R22 | 2.15
SUBSTATION | NA | NULL | NA | NA | 0
FIELD CONTROLLER | NA | NULL | NA | NA | 0
WALL MOUNTED SPLIT SYSTEM | E132879 | FUJITSU | ASTA24LCC | R410A | 1.6
FAN COIL UNIT - DUCTED | 102105 | TEMPERZONE | IMD95-Y-4/1 | CHILLED & HEATING WATER | 0
SWITCHBOARD DISTRIBUTION | NULL | NULL | NULL | NULL | NULL
SWITCHBOARD DISTRIBUTION |  | EATON |  | NULL | NULL
SWITCHBOARD DISTRIBUTION |  | NULL |  | NULL | NULL
CONDENSER WATER PUMP | UNKNOWN | AJAX | V43316 | NULL | NULL
BACKFLOW PREVENTION DEVICE RPZ | 40205A11 | CONBRACO | 111830 | NULL | NULL
SWITCHBOARD DISTRIBUTION |  | NHP |  | NULL | NULL
PACKAGED AIR CONDITIONING UNIT | 488293W55504 | APAC | S9 HP/BH | R22 | 3.2
CHILLED WATER UNIT | - | MULLER | - | NA | 0
PACKAGED AIR CONDITIONING UNIT | 1019756 | TEMPERZONE | OPA186RKTYGH | R410A | 5.2
PACKAGED AIR CONDITIONING UNIT | NA | BRADWAY | SCR400 | R22 | 0
SWITCHBOARD MECHANICAL | NIL | NULL | MSSB | NA | 0
PACKAGED AIR CONDITIONING UNIT | 1399W128339 | APAC | P016AHR9AA | R22 | 5
PACKAGED AIR CONDITIONING UNIT | 1019754 | TEMPERZONE | OPA186RKTYGH | R410A | 5.2
CHILLER - WATER COOLED | N17522 | POWER PAX | WA098.2H07 | R134A | 284
CHILLED WATER UNIT | - | MULLER | - | NA | 0
PACKAGED AIR CONDITIONING UNIT | 4891W36620 | APAC | S16 HP/BH | R22 | 5
CHILLER - WATER COOLED | NI 7523 | POWER PAX | WA098.2HH07 | R134A | 284
CHILLED WATER UNIT | - | MULLER | - | NA | 0
PACKAGED AIR CONDITIONING UNIT | 91920 | TEMPERZONE | OPA700RKTB | R410A | 13
PACKAGED AIR CONDITIONING UNIT | 92526 | TEMPERZONE | OPA700RKTB | R410A | 13
PACKAGED AIR CONDITIONING UNIT | 92156 | TEMPERZONE | OPA550RKTBH | R410A | 10
PACKAGED AIR CONDITIONING UNIT | 92213 | TEMPERZONE | OPA700RKTB | R410A | 13
PACKAGED AIR CONDITIONING UNIT | 92566 | TEMPERZONE | OPA1370RKTM10 | R410A | 10.7
SMOKE SPILL FAN | NA | COOLAIR | NA | NULL | NULL
SMOKE SPILL FAN | NA | COOLAIR | NA | NULL | NULL
SMOKE SPILL FAN | 10847/5-11 | COOLAIR | 1553469 | NULL | NULL
SMOKE SPILL FAN | 10847/6-11 | COOLAIR | 1553469 | NULL | NULL
VARIABLE SPEED DRIVE | SN1011 | NULL | VACON | NA | 0
VARIABLE SPEED DRIVE | SN 1005 | NULL | VACON | NA | 0
MAKE UP TANK | 5460 | NULL | ARU2-30 | NULL | NULL
VARIABLE SPEED DRIVE | 1014 | DANFOSS | VLT 6000 | NA | 0
VARIABLE SPEED DRIVE | 1010 | DANFOSS | VLT 6000 | NA | 0
VARIABLE AIR VOLUME UNITS | N/A | NULL | N/A | NA | 0
VARIABLE SPEED DRIVE | 1007 | NULL | VACON | NA | 0
BACKFLOW PREVENTION DEVICE RPZ | 1164043 | NULL | 950XL | NULL | NULL
VARIABLE SPEED DRIVE | 1008 | NULL | VACON | NA | 0
BACKFLOW PREVENTION DEVICE RPZ | NF696 | NULL | 402090 | NULL | NULL
AIR FAN - EXHAUST | 91544.1 | FANTECH | CD356D | NA | 0
VARIABLE SPEED DRIVE | Z037615G339 | DANFOSS | VLT 131B4061 | NA | 0
CASSETTE SPLIT SYSTEM | 3000183 | DAIKIN | FHYCP100CVE | R22 | 5
BACKFLOW PREVENTION DEVICE RPZ | 1093694 | NULL | 975XL | NULL | NULL
DOMESTIC HW UNIT (GAS) | 512434 | NULL | 62N265 | NULL | NULL
BACKFLOW PREVENTION DEVICE RPZ | 1146014 | NULL | 975XL | NULL | NULL
DUCTED HYDRONIC HEATING COIL | UNKNOWN | UNKNOWN | UNKNOWN | NA | 0
BACKFLOW PREVENTION DEVICE RPZ | NF695 | NULL | 402090 | NULL | NULL
DUCTED HYDRONIC COOLING COIL | UNKNOWN | UNKNOWN | UNKNOWN | NA | 0
DUCTED HYDRONIC HEATING COIL | UNKNOWN | UNKNOWN | UNKNOWN | NA | 0
DOMESTIC HOT WATER PUMP | UNKNOWN | GRUNFOSS | UPS20-60 | NULL | NULL
PACKAGED AIR CONDITIONING UNIT | 42357881 | BRADWAY | MOD 42 RC | R22 | 4.5
DOMESTIC HW UNIT (GAS) | 484673 | NULL | 62N260 | NULL | NULL
BACKFLOW PREVENTION DEVICE RPZ | SN170 | NULL | 40203A1I | NULL | NULL
ISLAND CASE FREEZER | NA | NULL | NA | NA | 0
CASSETTE SPLIT SYSTEM | 2900217 | DAIKIN | RY45EV1A | R22 | 1.9
ICE MACHINE | 2293607 | UNKNOWN | IQ-400 | R404A | 1.5
CHILLED WATER UNIT | - | TRANE | - | NA | 0
DRINKING FOUNTAINS (REFRIG) | NA | NULL | NA | NA | 0
CHILLED WATER UNIT | - | TRANE | - | NA | 0
PACKAGED AIR CONDITIONING UNIT | 0300W138767 | APAC | H0900 S9 HP/BH | R22 | 3
DOMESTIC HOT WATER PUMP | UNKNOWN | GRUNDFOS | 20-45 N 150 | NULL | NULL
GAS DETECTION - CONTROLS | NA | NULL | NA | NULL | NULL
SAFETY SHOWERS | NA | NULL | NA | NA | 0
PACKAGED AIR CONDITIONING UNIT | 163486 | ACTRON | PCA30U-0100 | R22 | 4
SWITCHBOARD DISTRIBUTION |  | NULL |  | NULL | NULL
DUCTED SPLIT SYSTEM | 422952 | SUNDOWNER | S0150HR9AN | R22 | 4.65
SWITCHBOARD DISTRIBUTION |  | NULL |  | NULL | NULL
SWITCHBOARD DISTRIBUTION |  | NULL |  | NULL | NULL
SWITCHBOARD MECHANICAL |  | NULL |  | NULL | NULL
VARIABLE SPEED DRIVE | H80GOE | NULL | VT210S | NULL | NULL
VARIABLE SPEED DRIVE | H35GOE | NULL | VT210S | NULL | NULL
EXTRACTION SYSTEM - SMOKE | 540-019 | NULL | POWER SYSTEM 600 | NULL | NULL
BMS | NA | NULL | NA | NULL | NULL
BMS | NA | NULL | 545-115B | NULL | NULL
AIR HANDLING UNIT | A96E1024 | TRANE | 805 | NA | 0
AIR HANDLING UNIT | A96E1023 | TRANE | 1006 | NA | 0
EXPANSION TANK (CLOSED LOOPS) | NA | NULL | SPTB 58 | NA | 0
CHILLER - AIR COOLED | 74895 | CARRIER | 30GN110-900-03 | OTHER | 92.2
BACKFLOW PREVENTION DEVICE RPZ | 5467 | NULL | ARU2-30 | NULL | NULL
BACKFLOW PREVENTION DEVICE RPZ | RX944 | CONBRACO | 40203A1I | NULL | NULL
EXPANSION TANK (CLOSED LOOPS) | 3875 | NULL | 130-CAL-PRO | NA | 0
HEATING HOT WATER PUMP | 4111501 | NULL | NA | NULL | NULL
BOILING WATER UNIT | NA | NULL | SAS 111NS | NA | 0
BOILING WATER UNIT | NA | NULL | SAS 111NS | NA | 0
BOILER - GAS ATMOSPHERIC | NA | RAYPAK | NA | NA | 0
AIR FAN - EXHAUST | 91543 | FANTECH | CD314V | NA | 0
AIR FAN - EXHAUST | NA | FANTECH | NA | NA | 0
VARIABLE SPEED DRIVE | H35GOE | NULL | VT210S | NULL | NULL
VARIABLE SPEED DRIVE | H55GOE | NULL | VT210S | NULL | NULL
VARIABLE SPEED DRIVE | VFS11 | TOSHIBA | VT210S | NULL | NULL
AIR HANDLING UNIT | A96D0997 | TRANE | 908 | NA | 0
SWITCHBOARD DISTRIBUTION | NULL | NULL | NULL | NULL | NULL
VARIABLE SPEED DRIVE | SN 1017 | DANFOSS | VLT | NA | 0
VARIABLE SPEED DRIVE | H80GOE | NULL | VT210S | NULL | NULL
SWITCHBOARD DISTRIBUTION | NULL | NULL | NULL | NULL | NULL
AIR HANDLING UNIT | A96DO993 | TRANE | 1006 | NA | 0
CHILLED WATER PUMP | NIL | GRUNFOSS | A9688329 | NA | 0
CHILLED WATER PUMP | NIL | GRUNDFOS | A96883322 | NA | 0
CHILLED WATER PUMP | 110196 | NULL | 65-320-8910 | NA | 0
CHILLED WATER PUMP | NIL | GRUNDFOS | A96883297P | NA | 0
CONDENSER WATER PUMP | NIL | GRUNDFOS | A96883297 | NA | 0
CONDENSER WATER PUMP | NIL | AJAX | 65-06 | NA | 0
AIR COMPRESSOR | NIL | ASEA | MA 100 LA | NA | 0
COOLING TOWER | 09JO662 | BAC | RCT2236 | NA | 0
AIR COMPRESSOR | NIL | ASEA | MA 100 LA | NA | 0
COOLING TOWER | 09JO663 | BAC | RCT2236 | NA | 0
DOSING POT (CLOSED LOOPS) | 702067265 | NULL | DIGICHEM | NA | 0
AIR RECEIVER | NA | NULL | NA | NA | 0
CHILLED WATER UNIT | - | TRANE | - | NA | 0
STAIRWELL PRESSURISATION FAN | 197822A | FANS DIRECT | AX80TE18P-TE18P-4HSF | NA | 0
CHILLED WATER UNIT | - | TRANE | - | NA | 0
SMOKE EXHAUST FAN | NA | NULL | NA | NULL | NULL
VARIABLE SPEED DRIVE | V00000111520 | VACON | VACON0100-3L-0009-4-HVAC+IP54 | NA | 0
AIR HANDLING UNIT | 7090 | NULL | CHICAGO 49B | NA | 0
CHILLED WATER UNIT | - | TRANE | - | NA | 0
AIR HANDLING UNIT | 7089 | PHOENIX | 60 B | NA | 0
FAN COIL UNIT - DUCTED | O | TRANE | CHILLED WATER FAN COIL UNIT | OTHER | 0
SWITCHBOARD DISTRIBUTION | NULL | NULL | NULL | NULL | NULL
FAN COIL UNIT - DUCTED | L 239 | MULLER | SCB 121 | NA | 0
FAN COIL UNIT - DUCTED | NA | CARRIER | NA | NA | 0
FAN COIL UNIT - NON DUCTED | L 206B | MULLER | SCB 081 | NA | 0
FAN COIL UNIT - DUCTED | 00304007-FCW-41 | HENDY | NA | NA | 0
FUME CUPBOARD | 49 | SMOOTH FLOW | 96640 | NULL | NULL
SWITCHBOARD DISTRIBUTION | NA | NHP | CST60 | NA | 0
FAN COIL UNIT - NON DUCTED | L 217B | MULLER | SCB 081 | CHILLED & HEATING WATER | 0
DRINKING FOUNTAINS (REFRIG) | NA | NULL | NA | NA | 0
FUME CUPBOARD | NA | SMOOTH FLOW | NA | NULL | NULL
FAN COIL UNIT - NON DUCTED | L 214B | MULLER | SCB 081 | CHILLED & HEATING WATER | 0
EXTRACTOR HOOD | 1884 | UNKNOWN | CUSTOM MADE UNIT | NULL | NULL
DRINKING FOUNTAINS (REFRIG) | NA | NULL | NA | NA | 0
FUME CUPBOARD | NA | LAB SYSTEMS | NA | NULL | NULL
FUME CUPBOARD | NA | LAB SYSTEMS | NA | NULL | NULL
FUME CUPBOARD | 00304005-FCB-27 | LAB SYSTEMS | NA | NULL | NULL
FAN COIL UNIT - DUCTED | N/A | BELIMO | IMDL 130 | NA | 0
FUME CUPBOARD | 00304005-FCB-28 | SMOOTH FLOW | NA | NULL | NULL
FAN COIL UNIT - NON DUCTED | L 206 | MULLER | SCB 121 | NA | 0
FUME CUPBOARD | 43 | LAB SYSTEMS | NA | NULL | NULL
PACKAGED AIR CONDITIONING UNIT | 91920 | TEMPERZONE | OPA700RKTB | R410A | 13
PACKAGED AIR CONDITIONING UNIT | 92526 | TEMPERZONE | OPA700RKTB | R410A | 13
PACKAGED AIR CONDITIONING UNIT | 92156 | TEMPERZONE | OPA550RKTBH | R410A | 8.9
PACKAGED AIR CONDITIONING UNIT | 92213 | TEMPERZONE | OPA700RKTB | R410A | 13
PACKAGED AIR CONDITIONING UNIT | 92566 | TEMPERZONE | OPA1370RKTM10 | R410A | 8.5
SMOKE SPILL FAN | NA | COLAIR | 1553469 | NULL | NULL
SMOKE SPILL FAN | NA | COLAIR | 1553469 | NULL | NULL
SMOKE SPILL FAN | 10847/4-11 | COOLAIR | 1553469 | NULL | NULL
SMOKE SPILL FAN | 10847/6-11 | COOLAIR | 1553469 | NULL | NULL
SMOKE SPILL FAN | 10847/10-11 | COLAIR | 1553469 | NULL | NULL
PACKAGED AIR CONDITIONING UNIT | 42-339-781 | NULL | MOD 42RC | R22 | 3.5
PACKAGED AIR CONDITIONING UNIT | 1016800 | TEMPERZONE | OPA116RKTYH | R410A | 3.4
AIR COOLED SPLIT SYSTEM | T000162 | FUJITSU | AOT18RZDL | R22 | 1.65
PACKAGED AIR CONDITIONING UNIT | 1016796 | TEMPERZONE | OPA116RKTYH | R410A | 3.4
AIR COOLED SPLIT SYSTEM | T000162 | FUJITSU | AOT18PZDL | R410A | 2
AIR FAN - SUPPLY | 1998-04-01 | NULL | CVB300-2E | NULL | NULL
EYEWASH STATIONS | NA | NULL | NA | NULL | NULL
FAN COIL UNIT - DUCTED | N/A | BELIMO | IMDL 130 | NA | 0
FUME CUPBOARD | 34 | LAB SYSTEMS | NA | NULL | NULL
CAR PARK EXHAUST FAN | NA | CMG | NA | NULL | NULL
DOMESTIC WATER & FLUSHER TANKS | 1647 | AMIAD | N/A | NULL | NULL
FUME CUPBOARD | NA | LAB SYSTEMS | NA | NULL | NULL
SWITCHBOARD MECHANICAL | NA | NULL | NA | NA | 0
SWITCHBOARD MECHANICAL | NA | NULL | NA | NA | 0
BMS FIELD CONTROLLER | NA | NULL |  | NULL | NULL
BACKFLOW PREVENTION DEVICE RPZ | R5709 | CONBRACO | 40226A2 | NULL | NULL
AIR HANDLING UNIT | A96BD998 | TRANE | 1006 | NA | 0
AIR HANDLING UNIT | A9600987 | TRANE | 707 | NA | 0
SWITCHBOARD DISTRIBUTION | NA | NULL | NA | NA | 0
FUSED TEE OFF BOX |  | NULL |  | NULL | NULL
SWITCHBOARD DISTRIBUTION | NA | NULL | NA | NA | 0
RESIDUAL CURRENT DEVICE | NA | NULL | NA | NA | 0
FUSED TEE OFF BOX | NA | NULL | NA | NA | 0
SWITCHBOARD DISTRIBUTION | NA | NULL | NA | NA | 0
RESIDUAL CURRENT DEVICE | NA | NULL | NA | NA | 0
FUSED TEE OFF BOX | NA | NULL | NA | NA | 0
SWITCHBOARD DISTRIBUTION | NA | NULL | NA | NA | 0
RESIDUAL CURRENT DEVICE | NA | NULL | NA | NA | 0
FUSED TEE OFF BOX | NA | NULL | NA | NA | 0
SWITCHBOARD DISTRIBUTION | NA | NULL | NA | NA | 0
FUME HOOD | CUSTOM MADE CANOPY. | UNKNOWN | CUSTOM MADE CANOPY. | NULL | NULL
FUSED TEE OFF BOX | NA | NULL | NA | NA | 0
AIR FAN - EXHAUST | NA | NULL | NA | NULL | NULL
AIR FAN - EXHAUST | NA | NULL | NA | NULL | NULL
AIR HANDLING UNIT | 20220 | PARAGON | AHFS1000 | CHILLED & HEATING WATER | 0
FAN COIL UNIT - DUCTED (RFB) | NA | SINKO | ECR 1200 | NA | 0
VARIABLE AIR VOLUME UNITS | UNKOWN | NULL | HSW800 | NULL | NULL
SWITCHBOARD MECHANICAL | NULL | NULL | NULL | NULL | NULL
FAN COIL UNIT - DUCTED | 802982 | TEMPERZONE | IMD 95-4/1 | NULL | NULL
KITCHEN EXHAUST FAN | 8310438 | POWERMAX | NA | NULL | NULL
VARIABLE SPEED DRIVE | NA | VACON | NA | NULL | NULL
HEAT & VENT FAN | M73244 | FANTECH | 27LLSWS1 | NULL | NULL
CALORIFIER (DOMESTIC HW) | 2204 | NULL | 600 GALL | NA | 0
DUCTED HYDRONIC HEATING COIL | UNKNOWN | UNKNOWN | UNKNOWN | NA | 0
CASSETTE SPLIT SYSTEM | E001177 | DAIKIN | RY71LUV1 | R22 | 2.8
CHILLED WATER UNIT | - | TRANE | - | NA | 0
DUCTED HYDRONIC COOLING COIL | UNKNOWN | UNKNOWN | UNKNOWN | NA | 0
CHILLED WATER UNIT | - | TRANE | - | NA | 0
CIRCULATING PUMP | NA | GRUNFOSS | UPT-4012 | NA | 0
DUCTED HYDRONIC COOLING COIL | UNKNOWN | UNKNOWN | UNKNOWN | NA | 0
DUCTED HYDRONIC HEATING COIL | UNKNOWN | UNKNOWN | UNKNOWN | NA | 0
FAN COIL UNIT - DUCTED | 684949 | TEMPERZONE | IMD 135-4/1 | CHILLED & HEATING WATER | 0
DUCTED HYDRONIC COOLING COIL | UNKNOWN | UNKNOWN | UNKNOWN | NA | 0
DUCTED HYDRONIC HEATING COIL | UNKNOWN | UNKNOWN | UNKNOWN | NA | 0
CHILLED WATER UNIT | - | TRANE | - | NA | 0
HEATING HOT WATER PUMP | NA | NULL | K22 ALE2 | NULL | NULL
CONDENSER UNIT | 3005709 | MITSUBISHI | MUZ-GE71VA | R410A | 1.9
DUCTED HYDRONIC COOLING COIL | UNKNOWN | UNKNOWN | UNKNOWN | NA | 0
DUCTED HYDRONIC HEATING COIL | UNKNOWN | UNKNOWN | UNKNOWN | NA | 0
DUCTED HYDRONIC COOLING COIL | UNKNOWN | NULL | UNKNOWN | NA | 0
DUCTED HYDRONIC HEATING COIL | UNKNOWN | NULL | UNKNOWN | NA | 0
DUCTED HYDRONIC COOLING COIL | UNKNOWN | NULL | UNKNOWN | NA | 0
AIR FAN - EXHAUST | 75122 | NULL | 15 AF | NULL | NULL
DUCTED SPLIT SYSTEM | - | NULL | - | NA | 0
0 - NOT SET | UNKBOWN | NULL | UNKNOWN | NA | 0
DUCTED HYDRONIC COOLING COIL | UNKNOWN | NULL | UNKNOWN | NA | 0
CONDENSER UNIT | 3007271 | MITSUBISHI | MUZ-GE71VA | R410A | 1.9
DUCTED HYDRONIC HEATING COIL | UNKNOWN | NULL | UNKNOWN | NA | 0
DUCTED HYDRONIC COOLING COIL | UNKNOWN | NULL | UNKNOWN | NA | 0
CONDENSER UNIT | E002878 | DAIKIN | RY60GAV1A | R22 | 1.75
DUCTED HYDRONIC HEATING COIL | UNKNOWN | NULL | UNKNOWN | NA | 0
VARIABLE AIR VOLUME UNITS | NA | YORK | HSW1200 | NA | 0
DUCTED HYDRONIC COOLING COIL | UNKNOWN | NULL | UNKNOWN | NA | 0
AIR HANDLING UNIT | 8310436 | POWERMAX | NA | CHILLED WATER | 0
DUCTED HYDRONIC HEATING COIL | UNKNOWN | NULL | UNKNOWN | NA | 0
AIR FAN - EXHAUST | NA | WOODS | 109713/68 | NULL | NULL
DUCTED HYDRONIC HEATING COIL | UNKNOWN | NULL | UNKNOWN | NA | 0
VARIABLE AIR VOLUME UNITS | NA | YORK | HSW1200 | NA | 0
HEATING HOT WATER PUMP | 1514 | GRUNFOSS | 2RMFA44C | NULL | NULL
DUCTED HYDRONIC HEATING COIL | UNKNOWN | NULL | UNKNOWN | NA | 0
DUCTED HYDRONIC COOLING COIL | UNKNOWN | NULL | UNKNOWN | NA | 0
VARIABLE AIR VOLUME UNITS | NA | YORK | HWS800 | NA | 0
0 - NOT SET | UNKNOWN | NULL | UNKNOWN | NA | 0
CHILLED WATER UNIT | - | NULL | - | NA | 0
AIR FAN - EXHAUST | NA | FANTECH | NA | NULL | NULL
BOILING WATER UNIT | 102191321 | NULL | HYDROTAP-ABB30FC | NULL | NULL
SWITCHBOARD DISTRIBUTION | TPP84 | NHP | NA | NA | 0
SWITCHBOARD MECHANICAL | NA | NULL | NA | NA | 0
FAN COIL UNIT - DUCTED | NA | COOLAIR | NA | NA | 0
BOILING WATER UNIT | 107020892 | NULL | HYRDO TAP-ABB30 | NULL | NULL
AIR FAN - EXHAUST | NA | NULL | 250MM | NA | 0
FAN COIL UNIT - DUCTED | UNKNOWN | COOLAIR | UNKNOWN | NA | 0
SWITCHBOARD MECHANICAL | NA | NULL | NA | NA | 0
SWITCHBOARD DISTRIBUTION | NA | NHP | NA | NA | 0
SUMP/DRAINAGE PUMP | NA | BKB GROUP | NA | NULL | NULL
BOILING WATER UNIT | 4848966 | NULL | 11102505/P | NULL | NULL
FAN COIL UNIT - NON DUCTED | 19266 | HENDY | 450/3/1 | NULL | NULL
DUCTED HYDRONIC HEATING COIL | UNKNOWN | UNKNOWN | UNKNOWN | NA | 0
DUCTED HYDRONIC COOLING COIL | UNKNOWN | UNKNOWN | UNKNOWN | NA | 0
DUCTED HYDRONIC HEATING COIL | UNKNOWN | UNKNOWN | UNKNOWN | NA | 0
DUCTED HYDRONIC COOLING COIL | UNKNOWN | UNKNOWN | UNKNOWN | NA | 0
DUCTED HYDRONIC HEATING COIL | UNKNOWN | NULL | UNKNOWN | NA | 0
DUCTED HYDRONIC COOLING COIL | UNKNOWN | NULL | UNKNOWN | NA | 0
DUCTED HYDRONIC HEATING COIL | UNKNOWN | NULL | UNKNOWN | NA | 0
DUCTED HYDRONIC COOLING COIL | UNKNOWN | NULL | UNKNOWN | NA | 0
DUCTED HYDRONIC HEATING COIL | UNKNOWN | NULL | UNKNOWN | NA | 0
DUCTED HYDRONIC COOLING COIL | UNKNOWN | NULL | UNKNOWN | NA | 0
DUCTED HYDRONIC HEATING COIL | UNKNOWN | NULL | UNKNOWN | NA | 0
DUCTED HYDRONIC COOLING COIL | UNKNOWN | NULL | UNKNOWN | NA | 0
CHILLED WATER UNIT | - | NULL | - | NA | 0
DUCTED HYDRONIC COOLING COIL | UNKNOWN | NULL | UNKNOWN | NA | 0
DUCTED HYDRONIC HEATING COIL | UNKNOWN | NULL | UNKNOWN | NA | 0
DUCTED HYDRONIC HEATING COIL | UNKNOWN | NULL | UNKNOWN | NA | 0
FAN COIL UNIT - NON DUCTED | 19266 | HENDY | 450/3/1 | NA | 0
FAN COIL UNIT - NON DUCTED | NA | HENDY | 450/3/1 | NULL | NULL
CHILLED WATER UNIT | - | NULL | - | NA | 0
FAN COIL UNIT - DUCTED | N/A | TEMPERZONE | IMDL 90 | CHILLED & HEATING WATER | 0
VARIABLE AIR VOLUME UNITS | NA | YORK | HSW800 | NULL | NULL
AIR FAN - EXHAUST | NA | WOODS | NA | NULL | NULL
AIR FAN - EXHAUST | NA | WOODS | NA | NULL | NULL
FUME CUPBOARD | 35 | LAB SYSTEMS | NA | NULL | NULL
FUME CUPBOARD | 36 | LAB SYSTEMS | NA | NULL | NULL
FUME CUPBOARD | 37 | LAB SYSTEMS | NA | NULL | NULL
FUME CUPBOARD | 38 | LAB SYSTEMS | NA | NULL | NULL
FUME CUPBOARD | 39 | LAB SYSTEMS | NA | NULL | NULL
VARIABLE AIR VOLUME UNITS | NA | YORK | HSW1600NA | NULL | NULL
CHILLED WATER UNIT | UNKNOWN | NULL | UNKNOWN | NA | 0
MAKE UP TANK | NA | NULL | NA | NULL | NULL
MAKE UP TANK | NA | NULL | NA | NULL | NULL
BMS | NA | ALERTON | NA | NA | 0
AIR FAN - EXHAUST | UNKNOWN | FANTECH | CE192D | NA | 0
VARIABLE AIR VOLUME UNITS | NA | YORK | HSW400 | NULL | NULL
AIR FAN - EXHAUST | UNKNOWN | FANTECH | CE192D | NA | 0
VARIABLE AIR VOLUME UNITS | NA | YORK | HSW800 | NULL | NULL
AIR FAN - EXHAUST | UNKNOWN | FANTECH | CE192D | NA | 0
AIR FAN - EXHAUST | UNKNOWN | FANTECH | CE192D | NA | 0
AIR FAN - EXHAUST | NONE | FANTECH | CE192D | NA | 0
AIR FAN - EXHAUST | NA | NULL | NA | NULL | NULL
AIR FAN - EXHAUST | UNKNOWN | FANTECH | CE192D | NA | 0
AIR FAN - EXHAUST | UNKNOWN | FANTECH | CE192D | NA | 0
VARIABLE AIR VOLUME UNITS | NA | YORK | HSW400 | NULL | NULL
AIR FAN - EXHAUST | NA | NULL | NA | NULL | NULL
AIR FAN - EXHAUST | NA | NULL | NA | NULL | NULL
AIR FAN - EXHAUST | NA | NULL | NA | NULL | NULL
DRINKING FOUNTAINS (REFRIG) | NA | NULL | UNKNOWN | NULL | NULL
AIR FAN - EXHAUST | 284756 | FANTECH | RVE04046AP5B005/14 | NULL | NULL
SWITCHBOARD DISTRIBUTION |  | NULL |  | NULL | NULL
SWITCHBOARD DISTRIBUTION |  | BUTLER ELECTRIC |  | NULL | NULL
SWITCHBOARD DISTRIBUTION |  | NULL |  | NULL | NULL
SWITCHBOARD DISTRIBUTION |  | NULL |  | NULL | NULL
TOILET EXHAUST FAN | NA | AEROFOIL | UNKNOWN | NULL | NULL
AIR FAN - EXHAUST | NA | FANTECH | NA | NULL | NULL
AIR FAN - EXHAUST | 2300-08-01 | NULL | FEF400/E | NULL | NULL
WALL MOUNTED SPLIT SYSTEM | NA | DAIKIN | NA | R22 | 2
AIR COOLED SPLIT SYSTEM | 03P00531 | MITSUBISHI | SUZ-KA71VA | R410A | 2
AIR COOLED SPLIT SYSTEM | NA | TEMPERZONE | OSA83RKS | R410A | 4
AIR FAN - EXHAUST | 521569 | FANTECH | PCE404DD | NULL | NULL
CONDENSER UNIT | E002878 | DAIKIN | RY60GAV1A | R22 | 1.75
CONDENSER UNIT | NIL | LG | FM40SH A7UW406FA3 | R410A | 4.4
AIR COOLED SPLIT SYSTEM | NIL | DAIKIN | RZQ125KV4A | R410A | 3.7
CONDENSER UNIT | NIL | TECO | TSO36HFAMJBB | R410A | 1.28
AIR FAN - EXHAUST | NIL | AXIAL | TBA | NA | 0
AIR FAN - EXHAUST | NIL | WOODS | TBA | NA | 0
AIR FAN - SUPPLY | NIL | WOODS | TBA | NA | 0
HEATING HOT WATER PUMP | NIL | ASEA | AJAX | NA | 0
HEATING HOT WATER PUMP | SP90373KH | REGENT | TYPE 32 | NA | 0
HEATING HOT WATER PUMP | NIL | REGENT | TYPE 32 | NA | 0
AIR FAN - EXHAUST | TBC | WOODS | TBC | NA | 0
CONDENSER UNIT | 6900964 | DAIKIN | R60EV1A | R22 | 1.95
AIR DAMPER | NIL | NULL | NA | NA | 0
AIR DAMPER | NIL | NULL | TBC | NA | 0
AIR DAMPER | NA | NULL | NA | NA | 0
AIR DAMPER | NA | NULL | NA | NA | 0
CHILLED WATER UNIT | - | TRANE | - | NA | 0
AIR DAMPER | NA | NULL | NA | NA | 0
AIR FAN - RETURN | TBC | WOODS | TBC | NA | 0
FAN COIL UNIT - NON DUCTED |  | TEMPERZONE |  | NULL | NULL
AIR FAN - RETURN | TBC | WOODS | TBC | NA | 0
UNDER CEILING SPLIT SYSTEM | A002835 | DAIKIN | BYCP125K-W1 | NA | 0
WALL MOUNTED SPLIT SYSTEM | NIL | DAIKIN | FT60EBVEA | NA | 0
SWITCHBOARD DISTRIBUTION | NA | NULL | NA | NA | 0
FUSED TEE OFF BOX | NA | NULL | NA | NA | 0
VARIABLE AIR VOLUME UNITS | SE4-2 | YORK | HSW800 | NA | 0
VARIABLE AIR VOLUME UNITS | SEF4-3 | YORK | HSW800 | NA | 0
VARIABLE AIR VOLUME UNITS | NE4-1 | YORK | HSW600 | NA | 0
AIR FAN - EXHAUST | NA | NULL | NA | NA | 0
VARIABLE AIR VOLUME UNITS | NA | YORK | HSW1200 | NA | 0
VARIABLE AIR VOLUME UNITS | NA | YORK | HSW600 | NA | 0
VARIABLE AIR VOLUME UNITS | NA | YORK | HSW1200 | NULL | NULL
VARIABLE AIR VOLUME UNITS | NA | YORK | HSW1600 | NULL | NULL
VARIABLE AIR VOLUME UNITS | NA | YORK | HWS800 | NULL | NULL
VARIABLE AIR VOLUME UNITS | NA | YORK | NA | NULL | NULL
VARIABLE AIR VOLUME UNITS | NA | YORK | NA | NULL | NULL
VARIABLE AIR VOLUME UNITS | NA | YORK | HSW400 | NULL | NULL
VARIABLE AIR VOLUME UNITS | NA | YORK | HSW800 | NULL | NULL
BOILING/CHILLED WATER UNIT | 2013080910076 | NULL | AB7.5LT | NA | 0
FAN COIL UNIT - DUCTED | NA | NULL | NA | NA | 0
FAN COIL UNIT - DUCTED | NA | NULL | NA | NA | 0
TOILET EXHAUST FAN | NA | FANTECH | NA | NULL | NULL
TOILET EXHAUST FAN | NA | FANTECH | AP0404APS | NULL | NULL
SWITCHBOARD DISTRIBUTION | NA | NULL | NA | NA | 0
FUSED TEE OFF BOX | NA | NULL | NA | NA | 0
SWITCHBOARD MAIN | NA | NULL | NA | NA | 0
BOILING WATER UNIT | 443 | NULL | 70305W-AU | NULL | NULL
VARIABLE AIR VOLUME UNITS | NA | YORK | HSW800 | NULL | NULL
FAN COIL UNIT - NON DUCTED | NA | HENDY | 450/3/1 | NA | 0
TEMPERING VALVE |  | RELIANCE | HEAT GUARD | NULL | NULL
CHILLED WATER UNIT | 14040423 | NULL | D5C | NULL | NULL
FAN COIL UNIT - DUCTED | 20211 | PARAGON | DBCC2100 | NA | 0
DOMESTIC HW UNIT (GAS) | 00.10-122284 | NULL | REU-2424W-A | NULL | NULL
DOMESTIC HW UNIT (GAS) | 00.12-130825 | NULL | REU-2424W-A | NULL | NULL
DOMESTIC HW UNIT (GAS) | 00.12-130822 | NULL | REU-2424W-A | NULL | NULL
DOMESTIC HW UNIT (GAS) | 12 02-001617 | NULL | REU-VR2426WB-50-AK | NULL | NULL
DOMESTIC HOT WATER PUMP | 52062221 | GRUNDFOS | UPS 32-80 B 180 | NULL | NULL
AIR FAN - EXHAUST | 185312 | FANTECH | RVE0504AP5B003/140 | NULL | NULL
AIR FAN - EXHAUST | 185311 | FANTECH | RVE0404AP10B003/290 | NULL | NULL
VARIABLE AIR VOLUME UNITS | NA | YORK | UNKNOWN | NULL | NULL
AIR FAN - EXHAUST | 826169.1 | FANTECH | SCE454 | NULL | NULL
AIR COOLED SPLIT SYSTEM | T003066 | FUJITSU | AOT18UNBKL | R410A | 1.55
AIR FAN - SUPPLY | 1998-04-01 | NULL | CVB300-2E | NA | 0
CAR PARK EXHAUST FAN | NA | NULL | NA | NULL | NULL
CAR PARK SUPPLY AIR FAN | 463128 | FANTECH | AP1254CA3B075 | NULL | NULL
AIR HANDLING UNIT | 8310434 | POWERMAX | UNKNOWN | CHILLED WATER | 0
VARIABLE AIR VOLUME UNITS | SW2-3 | YORK | HSW1200 | NULL | NULL
VARIABLE AIR VOLUME UNITS | NA | YORK | UNKNOWN | NULL | NULL
WALL MOUNTED SPLIT SYSTEM | BH79R673G08 | MITSUBISHI | PLA-RP140BA | R410A | 5
VARIABLE AIR VOLUME UNITS | NA | YORK | NA | NULL | NULL
VARIABLE AIR VOLUME UNITS | NA | YORK | NA | NULL | NULL
CASSETTE SPLIT SYSTEM | 813 | MITSUBISHI | SUZ-KA25VA3 | R410A | 3
FAN COIL UNIT - DUCTED | NA | TEMPERZONE | IMD420-4/1 | NA | 0
WALL MOUNTED SPLIT SYSTEM | NA | NULL | NA | R22 | 5
WALL MOUNTED SPLIT SYSTEM | NA | FUJITSU | NA | R22 | 5
WALL MOUNTED SPLIT SYSTEM | 4000720 | FUJITSU | AOT 19AA2 | R22 | 5
AIR FAN - EXHAUST | 120601 | ZIEHL-EBM | FEF 450-4E | NULL | NULL
AIR FAN - EXHAUST | NA | ZIEHL-EBM | NA | NULL | NULL
DX CONDENSING UNIT | 1392F92467 | CARRIER | 38AQ-016---923 | R22 | 23
WALL MOUNTED SPLIT SYSTEM | NA | NULL | NATIONAL | R22 | 5
WALL MOUNTED SPLIT SYSTEM | 4000917 | FUJITSU | AST24RBF-W | R22 | 5
WALL MOUNTED SPLIT SYSTEM | 4001522 | FUJITSU | AST-9AA-W | R22 | 5
WALL MOUNTED SPLIT SYSTEM | E006673 | FUJITSU | ASTG24KMCA | R410A | 1
WALL MOUNTED SPLIT SYSTEM | 2011843 | MITSUBISHI | MSZ-GE35VA2 | R410A | 1
DUCTED SPLIT SYSTEM | 285265 | CARRIER | S009IHR7AL | R22 | 3
FILTER - WATER | NA | NULL | NA | NA | 0
FAN COIL UNIT - DUCTED | N/A | COLAIR | ASHD500 | CHILLED & HEATING WATER | 0
VARIABLE SPEED DRIVE | NA | VACON | NA | NULL | NULL
AIR FAN - EXHAUST | NA | FANTECH | NA | NULL | NULL
AIR FAN - EXHAUST | NA | S&P | TD 2000 | NULL | NULL
PACKAGED AIR CONDITIONING UNIT | 806901 | TEMPERZONE | OPA294RKTBH | R410A | 0
WALL MOUNTED SPLIT SYSTEM | 3850A25057U | LG | S30AHP-ND6 | R410A | 2.45
AIR COOLED SPLIT SYSTEM | NA | SUNDOWNER | NA | R22 | 3.1
WALL MOUNTED SPLIT SYSTEM | 3850A25057U | LG | S30AHP-ND6 | R410A | 2.45
ROOM AIR CONDITIONING UNIT | UNREADABLE | COOLINE AC | UNREADABLE | R22 | 0
WALL MOUNTED SPLIT SYSTEM | NA | FUJITSU | NA | R22 | 5
AIR FAN - EXHAUST | NA | NULL | NA | NULL | NULL
AIR FAN - EXHAUST | NA | NULL | NA | NULL | NULL
AIR FAN - EXHAUST | 551065 | FANTECH | AP0312AP5/21 | NULL | NULL
VARIABLE SPEED DRIVE | S00000435489 | VACON | VACON0010-3L-0002 | NULL | NULL
FAN COIL UNIT - DUCTED | NA | YORK | YAF-(MILENIUM) | NA | 0
FAN COIL UNIT - DUCTED | NA | YORK | YAF-(MILENIUM) | CHILLED & HEATING WATER | 0
FAN COIL UNIT - DUCTED | NA | YORK | YAF-(MILENIUM) | NA | 0
FAN COIL UNIT - DUCTED | NA | YORK | YAF-(MILENIUM) | NA | 0
FAN COIL UNIT - DUCTED | NA | YORK | YAF-(MILENIUM) | NA | 0
AIR HANDLING UNIT | NA | WALKER | NA | NA | 0
AIR HANDLING UNIT | NA | WALKER | NA | NA | 0
AIR HANDLING UNIT | NA | WALKER | NA | NA | 0
AIR HANDLING UNIT | NA | WALKER | NA | NA | 0
VARIABLE SPEED DRIVE | NA | ABB | ACH550-01-023A-4+BO55 | NULL | NULL
WALL MOUNTED SPLIT SYSTEM | SERIAL | AIRMASTER | MODEL | R22 | 2.3
FAN COIL UNIT - DUCTED | NA | COLAIR | ASHD300 | CHILLED & HEATING WATER | 0
REHEAT COIL | N/A | BELIMO | N/A | NULL | NULL
VARIABLE SPEED DRIVE | S00000419775 | BELIMO | N/A | NULL | NULL
AIR HANDLING UNIT | NA | WALKER | AMH 86 | NA | 0
VARIABLE SPEED DRIVE | NA | ABB | ACH550-01-023A-4+B055 | NULL | NULL
AIR HANDLING UNIT | NA | UNKNOWN | UNKNOWN | NA | 0
VARIABLE SPEED DRIVE | NA | ABB | ACH550-01-012A-4+B055 | NULL | NULL
CONDENSER WATER PUMP | NA | WILO | NL100/250-44 | NULL | NULL
CHILLED WATER PUMP | NA | WILO | NL65/160-44 | NULL | NULL
AIR COOLED SPLIT SYSTEM | T002612 | FUJITSU | AST18UBBJ | R410A | 1.55
AIR FAN - SUPPLY | 1998-04-01 | NULL | CVB300-2E | NULL | NULL
CAR PARK EXHAUST FAN | NA | NULL | NA | NULL | NULL
CAR PARK SUPPLY AIR FAN | 463128 | FANTECH | AP1254CA3B075 | NULL | NULL
AIR HANDLING UNIT | 8310434 | NULL | NA | NA | 0
SWITCHBOARD MAIN | NULL | NULL | NULL | NULL | NULL
SWITCHBOARD DISTRIBUTION | NULL | NULL | NULL | NULL | NULL
AIR DAMPER | 835448 | NULL | ST5-575 | NA | 0
ISOLATOR | NA | NULL | NA | NA | 0
SWITCHBOARD DISTRIBUTION | NULL | CONCEPT PLUS | NULL | NULL | NULL
SWITCHBOARD DISTRIBUTION | NULL | NULL | NULL | NULL | NULL
PACKAGE AC - WATER SOURCED | 88069 | TEMPERZONE | HW 251R | R22 | 1
PACKAGED AIR CONDITIONING UNIT | NA | TEMPERZONE | HW 2301R | R22 | 1.3
AIR FAN - SUPPLY | NOT VISIBLE | FANTECH | NOT VISIBLE | NULL | NULL
SWITCHBOARD DISTRIBUTION | NULL | NULL | NULL | NULL | NULL
ISOLATOR | NA | NULL | NA | NA | 0
SWITCHBOARD DISTRIBUTION | NULL | NULL | NULL | NULL | NULL
ISOLATOR | NA | NULL | NA | NA | 0
DRINKING FOUNTAINS (REFRIG) | NA | NULL | NA | NULL | NULL
CASSETTE SPLIT SYSTEM | EOO2O39 | DAIKIN | RZQ125HAY4A | R410A | 4.3
CASSETTE SPLIT SYSTEM | E027694 | DAIKIN | RXS60LVMA | R410A | 1.8
WALL MOUNTED SPLIT SYSTEM | NA | DAIKIN | FTXS60L | R410A | 1.8
UNDER CEILING SPLIT SYSTEM | NA | DAIKIN | NA | R410A | 4.3
SWITCHBOARD DISTRIBUTION | NULL | NULL | NULL | NULL | NULL
SWITCHBOARD MECHANICAL | NULL | R.G.LADD | NULL | NULL | NULL
LIGHTING CONTROLS | N/A | NULL | NA | NULL | NULL
AIR HANDLING UNIT | CR1148 | COLAIR | ASH5500FMSP | CHILLED & HEATING WATER | 0
VARIABLE SPEED DRIVE | 296007A484 | DANFOSS | 131N0192 | NULL | NULL
AIR FAN - OUTSIDE | NA | FANTECH | NA | NULL | NULL
VARIABLE SPEED DRIVE | 334907A036 | DANFOSS | 131N0178 | NULL | NULL
AIR HANDLING UNIT | 4035-8 | PHOENIX | 27DW | NA | 0
AIR HANDLING UNIT | 4035-9 | PHOENIX | 27DW | NA | 0
AIR HANDLING UNIT | 4035-10 | PHOENIX | 27DW | NA | 0
AIR HANDLING UNIT | 4035-11 | PHOENIX | 27DW | NA | 0
CASSETTE SPLIT SYSTEM | 8007119 | MITSUBISHI | MUZ-GB35VA | R410A | 0.9
WALL MOUNTED SPLIT SYSTEM | 8009145R | MITSUBISHI | MSZ-GB35VA | R410A | 0.9
BREAK TANK | 9502 | NULL | ARU2-303 | NULL | NULL
BREAK TANK | 9485 | NULL | ARU2-303 | NULL | NULL
AIR FAN - EXHAUST | 30PR0P | RICHARDSON | 3 1041 | NULL | NULL
AIR FAN - SUPPLY | NO LABEL VISIBLE | UNKNOWN | NO LABEL VISIBLE | NULL | NULL
SWITCHBOARD DISTRIBUTION | NULL | NHP | NULL | NULL | NULL
UPS | 50JB18004 | NULL | NA | NA | 0
UPS | 50JB25003 | NULL | NA | NA | 0
UPS BATTERY | NA | NULL | NA | NA | 0
UPS BATTERY | NA | NULL | NA | NA | 0
AIR FAN - EXHAUST | NA | NULL | NA | NULL | NULL
AIR FAN - EXHAUST | NA | NULL | NA | NULL | NULL
FILTERS | NA | NULL | NA | NA | 0
SWITCHBOARD DISTRIBUTION | NULL | NULL | NULL | NULL | NULL
MAKE UP TANK | NA | NULL | NA | NULL | NULL
RAIN WATER TANK | NA | NULL | NA | NULL | NULL
RAIN WATER TANK | NA | NULL | NA | NULL | NULL
RAIN WATER TANK | NA | NULL | NA | NULL | NULL
HOIST | NA | NULL | NA | NULL | NULL
SWITCHBOARD DISTRIBUTION | NULL | NULL | NULL | NULL | NULL
BOILING WATER UNIT | 5040542527 | ZIP HYDROTAP | 37276 | NULL | NULL
SWITCHBOARD MECHANICAL | NULL | NHP | NULL | NULL | NULL
SMOKE DAMPERS | NA | NULL | NA | NA | 0
SWITCHBOARD DISTRIBUTION | NULL | NULL | NULL | NULL | NULL
SWITCHBOARD DISTRIBUTION | NULL | NULL | NULL | NULL | NULL
SWITCHBOARD DISTRIBUTION | NULL | NULL | NULL | NULL | NULL
SWITCHBOARD DISTRIBUTION | NULL | CONCEPT PLUS | NULL | NULL | NULL
SWITCHBOARD DISTRIBUTION | NULL | NHP | NULL | NULL | NULL
SWITCHBOARD DISTRIBUTION | NULL | NHP | NULL | NULL | NULL
SWITCHBOARD DISTRIBUTION | NULL | NULL | NULL | NULL | NULL
AIR DAMPER | 800902 | NULL | ST6-825 | NA | 0
SWITCHBOARD MECHANICAL | NULL | NULL | NULL | NULL | NULL
BOILING WATER UNIT | 90069 90102 | ZIP HYDROTAP | 367492 | NULL | NULL
DOMESTIC HW UNIT (GAS) | 4607964 | NULL | 11102505 | NULL | NULL
BOOSTER FAN | RPS22 | FANTECH | MT254 | NULL | NULL
ISOLATOR | NA | NULL | NA | NA | 0
SWITCHBOARD DISTRIBUTION |  | NHP |  | NULL | NULL
ISOLATOR | NA | NULL | NA | NA | 0
LIGHTING CONTROLS | NA | NHP | NA | NULL | NULL
BOILING WATER UNIT | 2015042175013 | NULL | 2824AU0H0ZN1C | NULL | NULL
DOMESTIC HW UNIT (GAS) | SNU 5 SLI | STIEBEL | 229467-8970-245611 | NULL | NULL
WASTE WATER PUMP | 290071009 | NULL | USC40-HD32 | NULL | NULL
AIR FAN - OUTSIDE | NOT ACCESSIBLE | FANTECH | NOT ACCESSIBLE | NULL | NULL
VARIABLE SPEED DRIVE | NA | ABB | NA | NULL | NULL
FAN COIL UNIT - DUCTED | 13325 | PARAGON | DBCC-900 | CHILLED & HEATING WATER | 0
ISOLATOR | NA | NULL | NA | NA | 0
ISOLATOR | NA | NULL | NA | NA | 0
ISOLATOR | NA | NULL | NA | NA | 0
SWITCHBOARD DISTRIBUTION | NULL | NULL | NULL | NULL | NULL
ISOLATOR | NA | NULL | NA | NA | 0
SWITCHBOARD DISTRIBUTION | NULL | NULL | NULL | NULL | NULL
FAN COIL UNIT - DUCTED | 828735 | TEMPERZONE | IMD 170-4/1 | NA | 0
FAN COIL UNIT - DUCTED | 13324 | PARAGON | DBCC35C | CHILLED & HEATING WATER | 0
BOILING WATER UNIT | F12690920 | NULL | QPLUS9 | NULL | NULL
SUMP/DRAINAGE PUMP | 290071009 | NULL | USC90-HV04 | NULL | NULL
FAN COIL UNIT - DUCTED | 13319 | PARAGON | DBCC900 | CHILLED & HEATING WATER | 0
SWITCHBOARD DISTRIBUTION | NULL | NULL | NULL | NULL | NULL
SWITCHBOARD DISTRIBUTION | NULL | NHP | NULL | NULL | NULL
SWITCHBOARD DISTRIBUTION | NULL | NHP | NULL | NULL | NULL
SWITCHBOARD DISTRIBUTION | NULL | NULL | NULL | NULL | NULL
SWITCHBOARD DISTRIBUTION | NULL | NULL | NULL | NULL | NULL
BOILING WATER UNIT | 2009071030084 | ZIP HYDROTAP | 37201 | NULL | NULL
BOILING WATER UNIT | B11310814 | NULL | T915 | NULL | NULL
BOILING WATER UNIT | 2013101730093 | ZIP HYDROTAP | 2723AU0H0N1C | NULL | NULL
DOMESTIC HW UNIT (GAS) | 229468-8973-261622 | STIEBEL | SNU 10 SLI | NULL | NULL
DRINKING FOUNTAINS (REFRIG) | NA | NULL | NA | NULL | NULL
SWITCHBOARD DISTRIBUTION | NULL | NHP | NULL | NULL | NULL
EYEWASH STATIONS | NA | NULL | ENWARE EYEWASH | NULL | NULL
DOMESTIC HW UNIT (GAS) | 233948 | STIEBEL | DHCE-8/60 | NULL | NULL
SUMP/DRAINAGE PUMP | 575030215.2 | NULL | HYLIFT70 | NULL | NULL
THERMOSTATIC MIXING VALVES | NULL | NULL | FMM9230 | NULL | NULL
SMOKE DAMPERS | NA | NULL | NA | NA | 0
SMOKE DAMPERS | 159653 | NULL | TGP18SDR100 | NA | 0
THERMOSTATIC MIXING VALVES | NULL | NULL | FMM9230 | NULL | NULL
DOMESTIC HW UNIT (GAS) | 233948 | STIEBEL | DHCE-8/60 | NULL | NULL
EYEWASH STATIONS | NA | NULL | ENWARE EYEWASH | NULL | NULL
SUMP/DRAINAGE PUMP | 575030215.1 | NULL | HYLIFT70 | NULL | NULL
AIR HANDLING UNIT | 8310435 | NULL | NA | NA | 0
KITCHEN EXHAUST FAN | 400476 | NULL | CFB/4-400 | NULL | NULL
WALL MOUNTED SPLIT SYSTEM | E001601 | DAIKIN | RKS50KVMA | R410A | 1.5
KITCHEN EXHAUST FAN | PN.280847B | PACIFIC HVAC | RCD355-4E | NULL | NULL
KITCHEN EXHAUST FAN | NA | NULL | NA | NULL | NULL
KITCHEN EXHAUST FAN | NA | NULL | NA | NULL | NULL
AIR COOLED SPLIT SYSTEM | NA | PANASONIC | CU1203KR | R22 | 2
AIR FAN - OUTSIDE | 495371 | FANTECH | CE454S | NULL | NULL
VARIABLE SPEED DRIVE | 12367458 | JOHNSON CONTROL | VS025420A-0000 | NULL | NULL
VARIABLE SPEED DRIVE | 13138349 | JOHNSON CONTROL | SVX010A1-4A1B1 | NA | 0
VARIABLE SPEED DRIVE | UNKNOWN | EATON | S811N66P3S | NULL | NULL
VARIABLE SPEED DRIVE | EAD00058 | EATON | S811N66P3S | NULL | NULL
VARIABLE SPEED DRIVE | 10J0548 | DANFOSS | UNKNOWN | NULL | NULL
VARIABLE SPEED DRIVE | 12671333 | JOHNSON CONTROL | SVX007A1-4A1B1 | NULL | NULL
VARIABLE SPEED DRIVE | 11853814 | JOHNSON CONTROL | VS0220AU-B0000 | NULL | NULL
VARIABLE SPEED DRIVE | 12699331 | JOHNSON CONTROL | SVX020A1-4A1B1 | NULL | NULL
VARIABLE SPEED DRIVE | 8B1247299077 | SCHNEIDER | ATV312HU75N4 | NULL | NULL
AIR COOLED SPLIT SYSTEM | E002106 | DAIKIN | RZQ100PV4A | R410A | 4
AIR COOLED SPLIT SYSTEM | E014168 | DAIKIN | RZQ71LV1 | R410A | 2
CASSETTE SPLIT SYSTEM | 54A00007 | MITSUBISHI | PLA RP3AA | R410A | 0
CASSETTE SPLIT SYSTEM | 57M00441 | MITSUBISHI | SLZ-A18AR | R410A | 0
CASSETTE SPLIT SYSTEM | 57M00429 | MITSUBISHI | SLZ-A18AR | R410A | 0
WALL MOUNTED SPLIT SYSTEM | E104995 | FUJITSU | AOTG12KMCA | R32 | 0.85
AIR HANDLING UNIT | 12777 13 | AIR DESIGN | Q0165219/1 | CHILLED WATER | 0
CASSETTE SPLIT SYSTEM | 4900901 | DAIKIN | FHYC50KVE9 | R22 | 0
AIR HANDLING UNIT | NA | CARRIER | NA | R22 | 0
CASSETTE SPLIT SYSTEM | UNKOWN | DAIKIN | FHYC50KVE9 | R22 | 0
AIR HANDLING UNIT | 12285 12 | FAN & BLOWER | 22 | NA | 0
CASSETTE SPLIT SYSTEM | T000753 | FUJITSU | AOT25RWDL | NA | 0
WALL MOUNTED SPLIT SYSTEM | E037991 | FUJITSU | ASTA30LCC | R410A | 0
AIR HANDLING UNIT | Q40320 | RICHARDSON | 36-50-CP D | NA | 0
WALL MOUNTED SPLIT SYSTEM | 3920 | HITACHI | RAS-35YHA1 | R410A | 0
AIR HANDLING UNIT |  | RICHARDSON |  | NA | 0
EVAPORATIVE COOLER | UNKOWN | UNKNOWN | UNKOWN | NA | 0
EVAPORATIVE COOLER | UNKOWN | UNKNOWN | UNKOWN | NA | 0
KITCHEN EXHAUST FAN | UNKOWN | UNKNOWN | UNKOWN | NA | 0
AIR HANDLING UNIT |  | RICHARDSON |  | NA | 0
DUCTED SPLIT SYSTEM | 2050619 | DAIKIN | FDY45FV1 | R22 | 0
FAN COIL UNIT - DUCTED | 1.798 | HENDY | A H 700 | NA | 0
ROOM AIR CONDITIONING UNIT | NA | EMAIL | NA | R22 | 1
TOILET EXHAUST FAN | UNKOWN | FANTECH | UNKOWN | NA | 0
SWITCHBOARD MECHANICAL | UNKOWN | UNKNOWN | UNKOWN | NA | 0
ROOM AIR CONDITIONING UNIT | 1.798 | HENDY | AH 700 | NA | 0
ROOM AIR CONDITIONING UNIT | 49353175 | EMAIL | 20H | R22 | 1
ROOM AIR CONDITIONING UNIT | NA | EMAIL | NA | R22 | 1
ICE MACHINE | NA | FRIDGEBOX | Other | R22 | 1
PACKAGED AIR CONDITIONING UNIT | 839225 | TEMPERZONE | OPA294RKTBH | R410A | 10
FAN COIL UNIT - DUCTED | 01M7980 | HENDY | AH 700 | NA | 0
CASSETTE SPLIT SYSTEM | NA | NULL | PIONEER | R22 | 5
WALL MOUNTED SPLIT SYSTEM | 11622 | NULL | PIONEER PS12 | R22 | 5
FAN COIL UNIT - DUCTED | 1.798 | HENDY | AH 700 | NA | 0
FAN COIL UNIT - DUCTED | 1.798 | HENDY | AH 500 | NA | 0
WALL MOUNTED SPLIT SYSTEM | UNKOWN | TECO | UNKOWN | R22 | 2
WALL MOUNTED SPLIT SYSTEM | 4519850003464 | TECO | LS1407Y | R22 | 0
ROOM AIR CONDITIONING UNIT | 44200879 | KELVINATOR | EWH07HMA | R22 | 1
FAN COIL UNIT - DUCTED | 1.798 | HENDY | AH 700 | NA | 0
FAN COIL UNIT - DUCTED | 10.798 | HENDY | AH 700 | NA | 0
AIR FAN - EXHAUST | NA | FANTECH | NA | NA | 0
AIR HANDLING UNIT | 13051 14 | FAN & BLOWER | SIZE 27 | NA | 0
FAN COIL UNIT - DUCTED | 01 7980 | HENDY | AH 700 | NA | 0
FAN COIL UNIT - DUCTED | 17980 | HENDY | AH 1000 | NA | 0
AIR HANDLING UNIT | Q48317 | RICHARDSON | 490 CPD | NA | 0
FAN COIL UNIT - DUCTED | 01 7980 | HENDY | AH 700 | NA | 0
FAN COIL UNIT - DUCTED | 1.798 | HENDY | AH 700 | NA | 0
FAN COIL UNIT - DUCTED | 01 7980 | HENDY | AH 700 | NA | 0
FAN COIL UNIT - DUCTED | 1.798 | HENDY | AH 500 | NA | 0
AIR HANDLING UNIT |  | RICHARDSON |  | NA | 0
FAN COIL UNIT - DUCTED | 1.798 | HENDY | AH 1000 | NA | 0
FAN COIL UNIT - DUCTED | 1.798 | HENDY | AH 1000 | NA | 0
VARIABLE SPEED DRIVE | NA | ABB | ACH550-01-031A-4+B055 | NULL | NULL
VARIABLE SPEED DRIVE | NA | ABB | ACH550-01-031A-4+B055 | NULL | NULL
AIR FAN - SUPPLY | NA | ZIEHL-EBM | FC031-4EQ.2A.3 | NULL | NULL
SWITCHBOARD DISTRIBUTION |  | UNKNOWN |  | NULL | NULL
SWITCHBOARD MECHANICAL |  | R.G.LADD |  | NULL | NULL
BOILER - GAS FIRED | 14E02428 | MODULEX | MODULEX EXT 550 E8 | NULL | NULL
HEATING HOT WATER PUMP | NA | WILO | NL32/200B-44 | NULL | NULL
SWITCHBOARD DISTRIBUTION |  | UNKNOWN |  | NULL | NULL
SWITCHBOARD DISTRIBUTION |  | UNKNOWN |  | NULL | NULL
DUCTED SPLIT SYSTEM | I3/268 | AIRTEMP | M1406-03 | R22 | 6
AIR HANDLING UNIT |  | RICHARDSON |  | NA | 0
WALL MOUNTED SPLIT SYSTEM | 3906388 | DAIKIN | FTXD80CV4 | R410A | 0
AIR HANDLING UNIT | Q40319 | RICHARDSON | 600 CYD | NA | 0
AIR HANDLING UNIT | 12418 12 | FAN & BLOWER | SIZE 15 | OTHER | 0
VARIABLE SPEED DRIVE | NA | ABB | ACH550-01-012A-4+BO55 | NULL | NULL
VARIABLE SPEED DRIVE | NA | ABB | ACH550-01-012A-4+BO55 | NULL | NULL
CHILLER - WATER COOLED | OK7905 | POWER PAX | WA062.28HO5.F2ANHA.F2AMHA.ENS | R134A | 319
FAN COIL UNIT - DUCTED | 001040KB | MULLER | MLH188HVBR61P | NA | 0
FAN COIL UNIT - DUCTED | K2815 | MULLER | MH04 | NA | 0
SWITCHBOARD DISTRIBUTION |  | NULL |  | NULL | NULL
SWITCHBOARD DISTRIBUTION |  | UNKNOWN |  | NULL | NULL
WALL MOUNTED SPLIT SYSTEM | E002524 | FUJITSU | ASTG22KMCA | R32 | 3
FAN COIL UNIT - DUCTED | 1.8616 | HENDY | AH 700 | NA | 0
SWITCHBOARD DISTRIBUTION | NA | NULL | NILSEN | NA | 0
SWITCHBOARD DISTRIBUTION | NA | NULL | HEINEMAHN | NA | 0
BMS | NA | NULL | HIMEL | NA | 0
SWITCHBOARD MECHANICAL | NA | NULL | NILSEN | NA | 0
SWITCHBOARD DISTRIBUTION | NA | NULL | HEINEMANN | NA | 0
WALL MOUNTED SPLIT SYSTEM | 09A2539721 | HITACHI | RAC 50YHA2 | R410A | 3
DRINKING FOUNTAINS (REFRIG) | NA | UNKNOWN | NA | NULL | NULL
AIR HANDLING UNIT | 13038 14 | FAN & BLOWER | SIZE 18 | CHILLED WATER | 0
WALL MOUNTED SPLIT SYSTEM | 09A3398178 | HITACHI | RAC50YHA2 | R410A | 3
SWITCHBOARD MECHANICAL | NA | NULL | BUTLER | NULL | NULL
BMS | NA | HONEYWELL | NA | NA | 0
VARIABLE SPEED DRIVE | G06206028 | ZENER | MSC-3R11 | NULL | NULL
WALL MOUNTED SPLIT SYSTEM | UNKNOWN | AIRTEMP | UNKNOWN | R22 | 6
AIR FAN - EXHAUST | 33397 | PHOENIX | NA | NULL | NULL
AIR FAN - EXHAUST | 33402 | PHOENIX | NA | NULL | NULL
AIR FAN - EXHAUST | 33398 | PHOENIX | LAM | NULL | NULL
DOMESTIC HW UNIT (ELECTRIC) | 20018338 | NULL | 250 LITRE 16225088 | NULL | NULL
SWITCHBOARD DISTRIBUTION | NULL | NHP | NULL | NULL | NULL
AIR HANDLING UNIT | A96C0965 | TRANE | 805 | NA | 0
FAN COIL UNIT - DUCTED | 4497W02685 | CARRIER | HWL005 | NA | 0
VARIABLE SPEED DRIVE | 3151901641 | ABB | ACH550-01-015A-4+BO55 | NULL | NULL
CHILLED WATER PUMP | M-29614-12 | BKB GROUP | RG80X65-160150 | NULL | NULL
SWITCHBOARD DISTRIBUTION | NA | NULL | CDS ELECTRICAL | NULL | NULL
BMS | NA | NULL | SYSREM 600 | NA | 0
AIR FAN - EXHAUST | NA | FANTECH | MV254 | NULL | NULL
BACKFLOW PREVENTION DEVICE RPZ |  | COMBRACO | 40207A2I | NULL | NULL
AIR COOLED SPLIT SYSTEM | NA | COOL OR COSY | COC24 HRN | R134A | 2.5
SWITCHBOARD MAIN |  | CUSTOM-BUILT |  | NULL | NULL
CHILLED WATER UNIT | - | MULLER | - | NA | 0
CHILLED WATER UNIT | - | MULLER | - | NA | 0
WALL MOUNTED SPLIT SYSTEM | - | PANASONIC | - | R410A | 3
CHILLED WATER UNIT | - | MULLER | - | NA | 0
CHILLED WATER UNIT | - | MULLER | - | NA | 0
SMOKE EXHAUST FAN | UNKNOWN | NULL | UNKNOWN | NULL | NULL
SWITCHBOARD DISTRIBUTION |  | CONCEPT PLUS |  | NULL | NULL
FUME EXTRACTION SYSTEM | NA | SMOOTH FLOW | NA | NULL | NULL
LIGHTING CONTROLS | NA | NULL | DTK 805 | NULL | NULL
SMOKE EXHAUST FAN | NA | FANTECH | Other | NULL | NULL
SMOKE EXHAUST FAN | NA | UNKNOWN | Other | NULL | NULL
AIR FAN - EXHAUST | NA | FANTECH | B14027 | NULL | NULL
AIR FAN - EXHAUST | NA | FANTECH | CS175-4DFM | NULL | NULL
BMS | BE-261705 | NULL | ST TY12.4.4XIP65 | NULL | NULL
AIR FAN - EXHAUST | NA | NULL | UNKNOWN | NULL | NULL
SWITCHBOARD MECHANICAL |  | FREDON |  | NULL | NULL
FILTERS | NA | UNKNOWN | NA | NA | 0
AIR FAN - SUPPLY | NA | UNKNOWN | 730CYD | NA | 0
DUCTED HYDRONIC COOLING COIL | NA | UNKNOWN | NA | NA | 0
DUCTED HYDRONIC COOLING COIL | NA | UNKNOWN | NA | NA | 0
DUCTED HYDRONIC COOLING COIL | NA | UNKNOWN | NA | NA | 0
DUCTED HYDRONIC COOLING COIL | NA | UNKNOWN | NA | NA | 0
DUCTED HYDRONIC COOLING COIL | NA | UNKNOWN | NA | NA | 0
FILTERS | NA | UNKNOWN | NA | NA | 0
ELECTRIC DUCT HEATER | NA | UNKNOWN | NA | NA | 0
ELECTRIC DUCT HEATER | NA | UNKNOWN | NA | NA | 0
ELECTRIC DUCT HEATER | NA | UNKNOWN | NA | NA | 0
ELECTRIC DUCT HEATER | NA | UNKNOWN | NA | NA | 0
ELECTRIC DUCT HEATER | NA | UNKNOWN | NA | NA | 0
CHILLED WATER PUMP | V7896 | UNKNOWN | NA | NA | 0
DUCTED SPLIT SYSTEM | 564082 | TEMPERZONE | OSA45R | R22 | 5
AIR FAN - SUPPLY | 459228 | FANTECH | PCE314ER | NA | 0
AIR FAN - SUPPLY | NA | FISCHBACH | D7707D104 | NA | 0
AIR FAN - SUPPLY | NA | FISCHBACH | D7707D104 | NA | 0
AIR FAN - SUPPLY | UNKNOWN | FISCHBACH | D770D 10-4 | NA | 0
AIR FAN - SUPPLY | NA | FISCHBACH | D7707D104 | NA | 0
AIR FAN - SUPPLY | NA | FISCHBACH | D7707D104 | NA | 0
AIR FAN - SUPPLY | NA | UNKNOWN | ABEGG | NA | 0
ELECTRIC DUCT HEATER | UNKNOWN | STOKES | UNKNOWN | NA | 0
FILTERS | UNKNOWN | NULL | UNKNOWN | NA | 0
AIR FAN - SUPPLY | UNKNOWN | FANTECH | TD 800200N HI | NA | 0
AIR FAN - SUPPLY | UNKNOWM | FISCHBACH | D770D 10-4 | NA | 0
AIR FAN - SUPPLY | UNKNOWN | FISCHBACH | D770D 10-4 | NA | 0
ELECTRIC DUCT HEATER | UNKNOWN | STOKES | SYNETEC | NA | 0
FILTERS | UNKNOWN | UNKNOWN | UNKNOWN | NA | 0
AIR FAN - SUPPLY | UNKNOWN | UNKNOWN | EKHR400-6R | NA | 0
AIR FAN - SUPPLY | NONE | FISCHBACH | D770D 10-4 | NA | 0
AIR FAN - SUPPLY | NONE | UNKNOWN | D770D 10-4 | NA | 0
ELECTRIC DUCT HEATER | UNKNOWN | STOKES | UNKNOWN | NA | 0
FILTERS | NA | NULL | NA | NA | 0
AIR FAN - SUPPLY | UNKNOWN | FANTECH | PCE454ER | NA | 0
AIR FAN - SUPPLY | NA | FISCHBACH | D7707D104 | NA | 0
AIR FAN - SUPPLY | NA | FISCHBACH | D7707D104 | NA | 0
ELECTRIC DUCT HEATER | UNKNOWN | STOKES | UNKNOWN | NA | 0
FILTERS | UNKNOWN | UNKNOWN | UNKNOWN | NA | 0
AIR FAN - SUPPLY | UNKNOWN | FANTECH | CE354S | R410A | 0
AIR FAN - SUPPLY | UNKNOWN | FISCHBACH | D7707 D10-4 | NA | 0
AIR FAN - SUPPLY | NA | UNKNOWN | NA | NA | 0
ELECTRIC DUCT HEATER | NA | STOKES | 10KW | NA | 0
FILTERS | UNKNOWN | UNKNOWN | UNKNOWN | NA | 0
AIR FAN - SUPPLY | UNKNOWN | FANTECH | CE354S | NA | 0
AIR FAN - SUPPLY | NA | FISCHBACH | D7707D104 | NA | 0
AIR FAN - SUPPLY | NONE | FISCHBACH | D7707D104 | NA | 0
ELECTRIC DUCT HEATER | NA | STOKES | NA | NA | 0
FILTERS | NA | UNKNOWN | NA | NA | 0
AIR FAN - SUPPLY | NA | FISCHBACH | D7707D104 | NA | 0
AIR FAN - SUPPLY | NA | UNKNOWN | NA | NA | 0
AIR FAN - SUPPLY | NA | FISCHBACH | D7707D104 | NA | 0
AIR FAN - SUPPLY | NA | FISCHBACH | D7707D104 | NA | 0
AIR FAN - SUPPLY | NA | FISCHBACH | D7707D104 | NA | 0
AIR FAN - SUPPLY | NA | UNKNOWN | NA | NA | 0
AIR FAN - RETURN | NA | UNKNOWN | NA | NA | 0
NON DUCTED SPLIT SYSTEM | NA | UNKNOWN | NA | NA | 0
NON DUCTED SPLIT SYSTEM | NA | UNKNOWN | NA | NA | 0
NON DUCTED SPLIT SYSTEM | NA | UNKNOWN | NA | NA | 0
NON DUCTED SPLIT SYSTEM | NA | UNKNOWN | NA | NA | 0
NON DUCTED SPLIT SYSTEM | NA | UNKNOWN | NA | NA | 0
NON DUCTED SPLIT SYSTEM | NA | UNKNOWN | NA | NA | 0
NON DUCTED SPLIT SYSTEM | NA | UNKNOWN | NA | NA | 0
NON DUCTED SPLIT SYSTEM | NA | UNKNOWN | NA | NA | 0
NON DUCTED SPLIT SYSTEM | NA | UNKNOWN | NA | NA | 0
NON DUCTED SPLIT SYSTEM | NA | UNKNOWN | NA | NA | 0
NON DUCTED SPLIT SYSTEM | NA | UNKNOWN | NA | NA | 0
NON DUCTED SPLIT SYSTEM | NA | UNKNOWN | NA | NA | 0
SUMP/DRAINAGE PUMP | NA | UNKNOWN | SUBMERSIBLE | NA | 0
SUMP/DRAINAGE PUMP | UNKNOWN | UNKNOWN | UNKNOWN | NA | 0
SUMP/DRAINAGE PUMP | UNKNOWN | UNKNOWN | UNKNOWN | NA | 0
EXPANSION TANK (CLOSED LOOPS) | NA | UNKNOWN | NA | NA | 0
SWITCHBOARD MECHANICAL | M98069 | MECHANICAL SER | UNKNOWN | NA | 0
TOILET EXHAUST FAN | NA | UNKNOWN | 24J | NA | 0
TOILET EXHAUST FAN | NA | UNKNOWN | NA | NA | 0
TOILET EXHAUST FAN | NA | UNKNOWN | NA | NA | 0
TOILET EXHAUST FAN | NA | UNKNOWN | NA | NA | 0
TOILET EXHAUST FAN | NA | UNKNOWN | NA | NA | 0
TOILET EXHAUST FAN | NA | UNKNOWN | NA | NA | 0
TOILET EXHAUST FAN | NA | UNKNOWN | NA | NA | 0
TOILET EXHAUST FAN | NA | UNKNOWN | AE250 | NA | 0
VARIABLE SPEED DRIVE | NA | UNKNOWN | FDR420 | NA | 0
TOILET EXHAUST FAN | NA | UNKNOWN | 110FCB.D11 | NA | 0
TOILET EXHAUST FAN | NA | UNKNOWN | 110FCB.D11 | NA | 0
THERMOSTATIC MIXING VALVES | NA | UNKNOWN | NA | NA | 0
THERMOSTATIC MIXING VALVES | NA | UNKNOWN | NA | NA | 0
THERMOSTATIC MIXING VALVES | NA | UNKNOWN | NA | NA | 0
THERMOSTATIC MIXING VALVES | NA | UNKNOWN | NA | NA | 0
THERMOSTATIC MIXING VALVES | NA | UNKNOWN | NA | NA | 0
THERMOSTATIC MIXING VALVES | NA | UNKNOWN | NA | NA | 0
THERMOSTATIC MIXING VALVES | NA | UNKNOWN | NA | NA | 0
THERMOSTATIC MIXING VALVES | NA | UNKNOWN | NA | NA | 0
ELECTRIC DUCT HEATER | NA | UNKNOWN | NA | NA | 0
FILTERS | NA | UNKNOWN | NA | NA | 0
AIR FAN - SUPPLY | NA | UNKNOWN | NA | NA | 0
HEAT & VENT FAN | NA | UNKNOWN | NA | NA | 0
FILTERS | NA | UNKNOWN | NA | NA | 0
AIR DAMPER | NA | UNKNOWN | NA | NA | 0
FILTERS | NA | UNKNOWN | NA | NA | 0
ELECTRIC DUCT HEATER | NA | UNKNOWN | NA | NA | 0
FILTERS | NA | UNKNOWN | NA | NA | 0
DUCTED SPLIT SYSTEM | 675111 | TEMPERZONE | OSA 160RKT | R410A | 5
AIR DAMPER | NA | UNKNOWN | NA | NA | 0
FILTERS | NA | UNKNOWN | NA | NA | 0
DUCTED SPLIT SYSTEM | 695333 | TEMPERZONE | OSA. 80RKS | R410A | 5
AIR DAMPER | NA | UNKNOWN | NA | NA | 0
FILTERS | NA | UNKNOWN | NA | NA | 0
DUCTED SPLIT SYSTEM | 716493 | TEMPERZONE | OSA 95RKS | R410A | 5
AIR DAMPER | NA | UNKNOWN | NA | NA | 0
FILTERS | NA | UNKNOWN | NA | NA | 0
DUCTED SPLIT SYSTEM | 697556 | TEMPERZONE | OSA 230RKT | R410A | 5
AIR DAMPER | NA | UNKNOWN | NA | NA | 0
FILTERS | NA | UNKNOWN | NA | NA | 0
DUCTED SPLIT SYSTEM | NA | UNKNOWN | NA | NA | 0
AIR DAMPER | NA | UNKNOWN | NA | NA | 0
FILTERS | NA | UNKNOWN | NA | NA | 0
DUCTED SPLIT SYSTEM | NA | UNKNOWN | NA | R410A | 5
AIR DAMPER | NA | UNKNOWN | NA | NA | 0
FILTERS | NA | UNKNOWN | NA | NA | 0
DUCTED SPLIT SYSTEM | 714297 | TEMPERZONE | OSA 155RKTV | R410A | 5
AIR DAMPER | NA | UNKNOWN | NA | NA | 0
FILTERS | NA | UNKNOWN | NA | NA | 0
VARIABLE SPEED DRIVE | NA | UNKNOWN | NA | NA | 0
VARIABLE SPEED DRIVE | NA | UNKNOWN | NA | NA | 0
VARIABLE SPEED DRIVE | NA | UNKNOWN | NA | NA | 0
VARIABLE SPEED DRIVE | 3R01113 | ZENER | MSC-3R11 | NA | 0
VARIABLE SPEED DRIVE | 3R01613 | ZENER | MSC-3R16 | NA | 0
VARIABLE SPEED DRIVE | 3R01513 | ZENER | MSC3R15 | NA | 0
VARIABLE SPEED DRIVE | 3R01113 | ZENER | MSC-3R11 | NA | 0
VARIABLE SPEED DRIVE | 3R01113 | ZENER | MSC-3R11 | NA | 0
VARIABLE SPEED DRIVE | NA | UNKNOWN | NA | NA | 0
VARIABLE SPEED DRIVE | NA | UNKNOWN | NA | NA | 0
WELDING EXTRACTION UNIT | NA | UNKNOWN | NA | NA | 0
ELECTRIC DUCT HEATER | NA | UNKNOWN | NA | NA | 0
ELECTRIC DUCT HEATER | NA | UNKNOWN | NA | NA | 0
ELECTRIC DUCT HEATER | NA | UNKNOWN | NA | NA | 0
ELECTRIC DUCT HEATER | NA | UNKNOWN | NA | NA | 0
ELECTRIC DUCT HEATER | NA | UNKNOWN | NA | NA | 0
ELECTRIC DUCT HEATER | NA | UNKNOWN | NA | NA | 0
AIR FAN - EXHAUST | NA | UNKNOWN | 380DIA | NA | 0
AIR FAN - EXHAUST | NA | UNKNOWN | NA | NA | 0
AIR FAN - EXHAUST | NA | UNKNOWN | ICE 354 | NA | 0
AIR FAN - EXHAUST | NA | UNKNOWN | NA | NA | 0
AIR FAN - EXHAUST | NA | UNKNOWN | NA | NA | 0
AIR FAN - EXHAUST | NA | UNKNOWN | 19G6P | NA | 0
AIR FAN - EXHAUST | NA | UNKNOWN | 24G4P | NA | 0
AIR FAN - EXHAUST | NA | UNKNOWN | 24G4P | NA | 0
AIR FAN - EXHAUST | NA | UNKNOWN | 24G4P | NA | 0
AIR FAN - EXHAUST | NA | UNKNOWN | 15G4P | NA | 0
AIR FAN - EXHAUST | NA | UNKNOWN | 19G6P | NA | 0
AIR FAN - EXHAUST | NA | UNKNOWN | 15G4P | NA | 0
AIR FAN - EXHAUST | NA | UNKNOWN | 19G4P | NA | 0
AIR FAN - EXHAUST | NA | UNKNOWN | NA | NA | 0
AIR FAN - EXHAUST | NA | UNKNOWN | NA | NA | 0
AIR FAN - EXHAUST | NA | UNKNOWN | NA | NA | 0
AIR FAN - EXHAUST | NA | UNKNOWN | NA | NA | 0
AIR FAN - EXHAUST | NA | UNKNOWN | NA | NA | 0
AIR FAN - EXHAUST | NA | UNKNOWN | NA | NA | 0
AIR FAN - EXHAUST | NA | UNKNOWN | NA | NA | 0
TOILET EXHAUST FAN | NA | UNKNOWN | 300 | NA | 0
TOILET EXHAUST FAN | NA | UNKNOWN | NA | NA | 0
AIR FAN - EXHAUST | NA | UNKNOWN | 15G4P | NA | 0
AIR FAN - SUPPLY | NA | UNKNOWN | 660CYD | NA | 0
AIR FAN - SUPPLY | NA | UNKNOWN | 660CYD | NA | 0
AIR FAN - RETURN | NA | UNKNOWN | 660CYD | NA | 0
AIR FAN - RETURN | NA | UNKNOWN | 660CYD | NA | 0
AIR FAN - EXHAUST | NA | UNKNOWN | NA | NA | 0
AIR FAN - EXHAUST | NA | UNKNOWN | NA | NA | 0
AIR FAN - EXHAUST | NA | UNKNOWN | NA | NA | 0
AIR FAN - EXHAUST | NA | UNKNOWN | NA | NA | 0
AIR FAN - EXHAUST | TR15 | RICHARDSON | A700381 | NA | 0
AIR FAN - EXHAUST | NA | UNKNOWN | NA | NA | 0
AIR FAN - EXHAUST | NA | RICHARDSON | NA | NA | 0
AIR FAN - EXHAUST | A700384 | RICHARDSON | TR19 | NA | 0
AIR FAN - EXHAUST | NA | RICHARDSON | NA | NA | 0
AIR FAN - EXHAUST | NA | RICHARDSON | NA | NA | 0
AIR FAN - EXHAUST | NA | ZEIL | K200L | NA | 0
AIR FAN - EXHAUST | NA | RICHARDSON | NA | NA | 0
AIR FAN - EXHAUST | NA | UNKNOWN | NA | NA | 0
AIR FAN - EXHAUST | NA | UNKNOWN | MV254 | NA | 0
AIR FAN - EXHAUST | NA | RICHARDSON | NA | NA | 0
AIR FAN - EXHAUST | NA | UNKNOWN | NA | NA | 0
AIR FAN - EXHAUST | 70036 | RICHARDSON | 0MULTI | NA | 0
AIR FAN - EXHAUST | NA | UNKNOWN | NA | NA | 0
AIR FAN - EXHAUST | NA | RICHARDSON | A700397 | NA | 0
AIR FAN - EXHAUST | NA | UNKNOWN | NA | NA | 0
AIR FAN - EXHAUST | NA | UNKNOWN | NA | NA | 0
AIR FAN - EXHAUST | NA | UNKNOWN | NA | NA | 0
AIR FAN - EXHAUST | NA | DUCTLINE | NA | NA | 0
AIR FAN - EXHAUST | NA | UNKNOWN | NA | NA | 0
AIR FAN - EXHAUST | NA | UNKNOWN | FB12 | NA | 0
AIR FAN - EXHAUST | NA | UNKNOWN | NA | NA | 0
AIR FAN - EXHAUST | NA | UNKNOWN | FB15 | NA | 0
TOILET EXHAUST FAN | NA | UNKNOWN | FB24 | NA | 0
AIR FAN - SUPPLY | NA | UNKNOWN | NA | NA | 0
TOILET EXHAUST FAN | NA | UNKNOWN | FB15 | NA | 0
EXTRACTION SYSTEM - SMOKE | NA | UNKNOWN | NA | NA | 0
KITCHEN EXHAUST FAN | NA | UNKNOWN | NA | NA | 0
AIR FAN - EXHAUST | NA | RICHARDSON | NA | NA | 0
AIR FAN - OUTSIDE | NA | UNKNOWN | NA | NA | 0
AIR FAN - OUTSIDE | NA | UNKNOWN | NA | NA | 0
TOILET EXHAUST FAN | A700379 | RICHARDSON | TR21 | NA | 0
AIR FAN - SUPPLY | NA | UNKNOWN | CL490DW | NA | 0
AIR FAN - SUPPLY | 702707 | ABB | 490CLD | NA | 0
AIR FAN - SUPPLY | 702708 | ABB | CL490 | NA | 0
AIR FAN - SUPPLY | 702710 | ABB | 445CLD | NA | 0
AIR FAN - SUPPLY | NA | UNKNOWN | CL445DW | NA | 0
AIR FAN - SUPPLY | NA | UNKNOWN | CL365DW | NA | 0
AIR FAN - OUTSIDE | NA | UNKNOWN | NA | NA | 0
AIR FAN - SUPPLY | NA | UNKNOWN | NA | NA | 0
AIR FAN - SUPPLY | NA | UNKNOWN | CK250C | NA | 0
AIR FAN - SUPPLY | NA | UNKNOWN | NA | NA | 0
AIR FAN - SUPPLY | NA | UNKNOWN | NA | NA | 0
AIR FAN - SUPPLY | NA | UNKNOWN | NA | NA | 0
AIR FAN - SUPPLY | NA | UNKNOWN | NA | NA | 0
AIR FAN - SUPPLY | NA | UNKNOWN | NA | NA | 0
STAIRWELL PRESSURISATION FAN | NA | UNKNOWN | NA | NA | 0
STAIRWELL PRESSURISATION FAN | NA | UNKNOWN | NA | NA | 0
STAIRWELL PRESSURISATION FAN | NA | UNKNOWN | NA | NA | 0
FILTERS | NONE | NULL | NONE | NA | 0
FILTERS | NA | NULL | NA | NA | 0
AIR FAN - SUPPLY | NA | UNKNOWN | NA | NA | 0
FILTERS | NA | UNKNOWN | NA | NA | 0
AIR FAN - EXHAUST | UNKNOWN | NULL | PACIFIC ELECTRIC | NA | 0
FUME CUPBOARD | UNKNOWN | PIFAN | SERIES 11 250P14 | NA | 0
FIRE DAMPER | NA | UNKNOWN | NA | NA | 0
FIRE DAMPER | NA | UNKNOWN | NA | NA | 0
FIRE DAMPER | NA | UNKNOWN | NA | NA | 0
FUME CUPBOARD | NA | UNKNOWN | NA | NA | 0
FILTERS | NA | UNKNOWN | NA | NA | 0
FILTERS | NA | UNKNOWN | NA | NA | 0
FILTERS | NA | UNKNOWN | NA | NA | 0
FILTERS | NA | UNKNOWN | NA | NA | 0
FILTERS | NA | NULL | NA | NA | 0
FILTERS | NA | UNKNOWN | NA | NA | 0
FILTERS | NA | UNKNOWN | NA | NA | 0
FREEZER | NA | UNKNOWN | NA | NA | 0
FREEZER | NA | UNKNOWN | NA | NA | 0
FREEZER | NA | UNKNOWN | NA | NA | 0
FREEZER | NA | UNKNOWN | NA | NA | 0
FREEZER | NA | UNKNOWN | NA | NA | 0
FREEZER | NA | UNKNOWN | NA | NA | 0
FRIDGE | NA | UNKNOWN | NA | NA | 0
FRIDGE | NA | UNKNOWN | NA | NA | 0
FRIDGE | NA | UNKNOWN | NA | NA | 0
FRIDGE | NA | UNKNOWN | NA | NA | 0
FRIDGE | NA | UNKNOWN | NA | NA | 0
FRIDGE | NA | UNKNOWN | OPAL | NA | 0
FRIDGE | NA | UNKNOWN | NA | NA | 0
FRIDGE | NA | UNKNOWN | NA | NA | 0
FRIDGE | NA | UNKNOWN | 140 | NA | 0
FRIDGE | NA | UNKNOWN | NA | NA | 0
FRIDGE | NA | UNKNOWN | NA | NA | 0
FRIDGE | NA | UNKNOWN | NA | NA | 0
FRIDGE | NA | UNKNOWN | NA | NA | 0
FRIDGE | NA | UNKNOWN | NA | NA | 0
FRIDGE | NA | UNKNOWN | NA | NA | 0
FRIDGE | NA | UNKNOWN | NA | NA | 0
FRIDGE | NA | UNKNOWN | NA | NA | 0
FUME HOOD | NA | UNKNOWN | BIOCABS | NA | 0
FUME HOOD | NA | UNKNOWN | BIOCABS | NA | 0
FUME HOOD | NA | UNKNOWN | GELMAN | NA | 0
FUME HOOD | NA | UNKNOWN | EMAIL | NA | 0
FUME CUPBOARD | NA | UNKNOWN | NA | NA | 0
FUME CUPBOARD | NA | UNKNOWN | NA | NA | 0
FUME CUPBOARD | NA | UNKNOWN | NA | NA | 0
FUME CUPBOARD | NA | UNKNOWN | NA | NA | 0
FUME CUPBOARD | NA | UNKNOWN | NA | NA | 0
FUME CUPBOARD | NA | UNKNOWN | NA | NA | 0
FUME CUPBOARD | NA | UNKNOWN | NA | NA | 0
FUME CUPBOARD | NA | UNKNOWN | NA | NA | 0
FUME CUPBOARD | NA | UNKNOWN | NA | NA | 0
AIR FAN - EXHAUST | NA | UNKNOWN | 15J | NA | 0
AIR FAN - EXHAUST | NA | UNKNOWN | 15J | NA | 0
AIR FAN - EXHAUST | NA | UNKNOWN | 24J | NA | 0
AIR FAN - EXHAUST | NA | UNKNOWN | NA | NA | 0
AIR FAN - EXHAUST | NA | UNKNOWN | NA | NA | 0
AIR FAN - EXHAUST | NA | UNKNOWN | NA | NA | 0
AIR FAN - EXHAUST | NA | UNKNOWN | NA | NA | 0
AIR FAN - EXHAUST | NA | UNKNOWN | NA | NA | 0
AIR FAN - EXHAUST | NA | UNKNOWN | NA | NA | 0
AIR FAN - EXHAUST | NA | UNKNOWN | MRV1 | NA | 0
ELECTRIC DUCT HEATER | NA | UNKNOWN | NA | NA | 0
ELECTRIC DUCT HEATER | NA | UNKNOWN | NA | NA | 0
ELECTRIC DUCT HEATER | NA | UNKNOWN | NA | NA | 0
ELECTRIC DUCT HEATER | NA | UNKNOWN | NA | NA | 0
ELECTRIC DUCT HEATER | NA | UNKNOWN | NA | NA | 0
ELECTRIC DUCT HEATER | NA | UNKNOWN | NA | NA | 0
ELECTRIC DUCT HEATER | NA | UNKNOWN | NA | NA | 0
ELECTRIC DUCT HEATER | NA | UNKNOWN | NA | NA | 0
ELECTRIC DUCT HEATER | NA | UNKNOWN | NA | NA | 0
ELECTRIC DUCT HEATER | NA | UNKNOWN | NA | NA | 0
ELECTRIC DUCT HEATER | NA | UNKNOWN | NA | NA | 0
ELECTRIC DUCT HEATER | NA | UNKNOWN | NA | NA | 0
ELECTRIC DUCT HEATER | NA | UNKNOWN | NA | NA | 0
ELECTRIC DUCT HEATER | NA | UNKNOWN | NA | NA | 0
ELECTRIC DUCT HEATER | NA | UNKNOWN | NA | NA | 0
ELECTRIC DUCT HEATER | NA | UNKNOWN | NA | NA | 0
ELECTRIC DUCT HEATER | NA | UNKNOWN | NA | NA | 0
ELECTRIC DUCT HEATER | UNKNOWN | NULL | UNKNOWN | NA | 0
DUCTED HYDRONIC HEATING COIL | NA | UNKNOWN | NA | NA | 0
MAKE UP TANK | NA | UNKNOWN | NA | NA | 0
ELECTRIC DUCT HEATER | NA | UNKNOWN | NA | NA | 0
ELECTRIC DUCT HEATER | NA | UNKNOWN | NA | NA | 0
ELECTRIC DUCT HEATER | NA | UNKNOWN | NA | NA | 0
ELECTRIC DUCT HEATER | NA | UNKNOWN | NA | NA | 0
ELECTRIC DUCT HEATER | NA | UNKNOWN | NA | NA | 0
ELECTRIC DUCT HEATER | NA | UNKNOWN | NA | NA | 0
ELECTRIC DUCT HEATER | NA | UNKNOWN | NA | NA | 0
ELECTRIC DUCT HEATER | NA | UNKNOWN | NA | NA | 0
ELECTRIC DUCT HEATER | NA | UNKNOWN | NA | NA | 0
ELECTRIC DUCT HEATER | NA | UNKNOWN | NA | NA | 0
ELECTRIC DUCT HEATER | NA | UNKNOWN | NA | NA | 0
ELECTRIC DUCT HEATER | NA | UNKNOWN | NA | NA | 0
ELECTRIC DUCT HEATER | NA | UNKNOWN | NA | NA | 0
ELECTRIC DUCT HEATER | NA | UNKNOWN | NA | NA | 0
ELECTRIC DUCT HEATER | NA | UNKNOWN | NA | NA | 0
ELECTRIC DUCT HEATER | NA | UNKNOWN | NA | NA | 0
ELECTRIC DUCT HEATER | NA | UNKNOWN | NA | NA | 0
HEAT PUMP SPLIT SYSTEM | NA | UNKNOWN | FTXD71 | NA | 0
HEATING HOT WATER PUMP | NA | UNKNOWN | NA | NA | 0
HEATING HOT WATER PUMP | NA | UNKNOWN | NA | NA | 0
HEATING HOT WATER PUMP | NA | UNKNOWN | NA | NA | 0
HEATING HOT WATER PUMP | NA | UNKNOWN | NA | NA | 0
HEATING HOT WATER PUMP | NA | UNKNOWN | NA | NA | 0
DOMESTIC HW UNIT (GAS) | 96404870 | GRUNDFOS | UPS 40-120 F 250 | NA | 0
DOMESTIC HW UNIT (GAS) | 1107 | GRUNDFOS | UPS 40-120 F250 | NA | 0
AIR FAN - SUPPLY | NA | UNKNOWN | XPA | NA | 0
PACKAGED AIR CONDITIONING UNIT | NA | UNKNOWN | NA | NA | 0
FILTERS | NA | UNKNOWN | NA | NA | 0
AIR FAN - SUPPLY | NA | UNKNOWN | XPA | NA | 0
PACKAGED AIR CONDITIONING UNIT | NA | UNKNOWN | NA | NA | 0
FILTERS | NA | UNKNOWN | NA | NA | 0
HEAT PUMP SPLIT SYSTEM | NA | UNKNOWN | NA | NA | 0
HEAT PUMP SPLIT SYSTEM | NA | UNKNOWN | NA | NA | 0
HEAT PUMP SPLIT SYSTEM | NA | UNKNOWN | NA | NA | 0
HEAT PUMP SPLIT SYSTEM | NA | UNKNOWN | NA | NA | 0
HEAT PUMP SPLIT SYSTEM | NA | UNKNOWN | NA | NA | 0
HEAT PUMP SPLIT SYSTEM | NA | UNKNOWN | NA | NA | 0
HEATING HOT WATER PUMP | NA | UNKNOWN | 32.25 1 UTO30 | NA | 0
HEAT & VENT FAN | NA | UNKNOWN | NA | NA | 0
FILTERS | NA | UNKNOWN | NA | NA | 0
BMS | NA | UNKNOWN | NA | NA | 0
HEAT & VENT FAN | NA | UNKNOWN | 300 | NA | 0
HEAT & VENT FAN | NA | UNKNOWN | 7802915 | NA | 0
HEAT & VENT FAN | NA | UNKNOWN | 365 | NA | 0
HEAT & VENT FAN | NA | UNKNOWN | 6902723 | NA | 0
HEATING HOT WATER PUMP | NA | UNKNOWN | NA | NA | 0
DOMESTIC HW UNIT (GAS) | NA | UNKNOWN | NA | NA | 0
AIR FAN - EXHAUST | NA | UNKNOWN | NA | NA | 0
FILTERS | NA | UNKNOWN | NA | NA | 0
KITCHEN EXHAUST FAN | NA | UNKNOWN | 210FW | NA | 0
KITCHEN EXHAUST FAN | NA | UNKNOWN | NA | NA | 0
AIR DAMPER | NA | BELMO | NM24-SR | NA | 0
FILTERS | NA | UNKNOWN | RAINBOW MW80-AAW-U6 | NA | 0
AIR DAMPER | NA | BELMO | NM24-SR | NA | 0
FILTERS | NA | UNKNOWN | RAINBOW | NA | 0
AIR DAMPER | NA | BELMO | NM24-SR | NA | 0
FILTERS | NA | UNKNOWN | P15500 | NA | 0
ELECTRIC DUCT HEATER | NA | UNKNOWN | NA | NA | 0
VARIABLE AIR VOLUME UNITS | NA | UNKNOWN | NA | NA | 0
ELECTRIC DUCT HEATER | NA | UNKNOWN | NA | NA | 0
VARIABLE AIR VOLUME UNITS | NA | UNKNOWN | NA | NA | 0
ELECTRIC DUCT HEATER | NA | UNKNOWN | NA | NA | 0
VARIABLE AIR VOLUME UNITS | NA | UNKNOWN | NA | NA | 0
ELECTRIC DUCT HEATER | NA | UNKNOWN | NA | NA | 0
VARIABLE AIR VOLUME UNITS | NA | UNKNOWN | NA | NA | 0
ELECTRIC DUCT HEATER | NA | UNKNOWN | NA | NA | 0
VARIABLE AIR VOLUME UNITS | NA | UNKNOWN | NA | NA | 0
ELECTRIC DUCT HEATER | NA | UNKNOWN | NA | NA | 0
VARIABLE AIR VOLUME UNITS | NA | UNKNOWN | NA | NA | 0
AIR DAMPER | NA | BELMO | NM24-SR | NA | 0
FILTERS | NA | UNKNOWN | MW80-AAS-06 RAINBOW | NA | 0
FILTERS | NA | UNKNOWN | P15500 | NA | 0
ELECTRIC DUCT HEATER | NA | UNKNOWN | NA | NA | 0
VARIABLE AIR VOLUME UNITS | NA | UNKNOWN | NA | NA | 0
ELECTRIC DUCT HEATER | NA | UNKNOWN | NA | NA | 0
VARIABLE AIR VOLUME UNITS | NA | UNKNOWN | NA | NA | 0
ELECTRIC DUCT HEATER | NA | UNKNOWN | NA | NA | 0
VARIABLE AIR VOLUME UNITS | NA | UNKNOWN | NA | NA | 0
ELECTRIC DUCT HEATER | NA | UNKNOWN | NA | NA | 0
VARIABLE AIR VOLUME UNITS | NA | UNKNOWN | NA | NA | 0
ELECTRIC DUCT HEATER | NA | UNKNOWN | NA | NA | 0
VARIABLE AIR VOLUME UNITS | NA | UNKNOWN | NA | NA | 0
ELECTRIC DUCT HEATER | NA | UNKNOWN | NA | NA | 0
VARIABLE AIR VOLUME UNITS | NA | UNKNOWN | NA | NA | 0
ELECTRIC DUCT HEATER | NA | UNKNOWN | NA | NA | 0
VARIABLE AIR VOLUME UNITS | NA | UNKNOWN | NA | NA | 0
ELECTRIC DUCT HEATER | NA | UNKNOWN | NA | NA | 0
VARIABLE AIR VOLUME UNITS | NA | UNKNOWN | NA | NA | 0
ELECTRIC DUCT HEATER | NA | UNKNOWN | NA | NA | 0
VARIABLE AIR VOLUME UNITS | NA | UNKNOWN | NA | NA | 0
ELECTRIC DUCT HEATER | NA | UNKNOWN | NA | NA | 0
VARIABLE AIR VOLUME UNITS | NA | UNKNOWN | NA | NA | 0
ELECTRIC DUCT HEATER | NA | UNKNOWN | NA | NA | 0
VARIABLE AIR VOLUME UNITS | NA | UNKNOWN | NA | NA | 0
ELECTRIC DUCT HEATER | NA | UNKNOWN | NA | NA | 0
VARIABLE AIR VOLUME UNITS | NA | UNKNOWN | NA | NA | 0
ELECTRIC DUCT HEATER | NA | UNKNOWN | NA | NA | 0
VARIABLE AIR VOLUME UNITS | NA | UNKNOWN | NA | NA | 0
ELECTRIC DUCT HEATER | NA | UNKNOWN | NA | NA | 0
VARIABLE AIR VOLUME UNITS | NA | UNKNOWN | NA | NA | 0
ELECTRIC DUCT HEATER | NA | UNKNOWN | NA | NA | 0
VARIABLE AIR VOLUME UNITS | NA | UNKNOWN | NA | NA | 0
VARIABLE AIR VOLUME UNITS | NA | UNKNOWN | NA | NA | 0
ELECTRIC DUCT HEATER | NA | UNKNOWN | NA | NA | 0
VARIABLE AIR VOLUME UNITS | NA | UNKNOWN | NA | NA | 0
AIR DAMPER | NA | BELMO | NM24-SR | NA | 0
FILTERS | NA | UNKNOWN | MW 80-AAS-06 | NA | 0
FILTERS | NA | UNKNOWN | P15500 | NA | 0
ELECTRIC DUCT HEATER | NA | UNKNOWN | NA | NA | 0
VARIABLE AIR VOLUME UNITS | NA | UNKNOWN | NA | NA | 0
ELECTRIC DUCT HEATER | NA | UNKNOWN | NA | NA | 0
VARIABLE AIR VOLUME UNITS | NA | UNKNOWN | NA | NA | 0
ELECTRIC DUCT HEATER | NA | UNKNOWN | NA | NA | 0
VARIABLE AIR VOLUME UNITS | NA | UNKNOWN | NA | NA | 0
ELECTRIC DUCT HEATER | NA | UNKNOWN | NA | NA | 0
VARIABLE AIR VOLUME UNITS | NA | UNKNOWN | NA | NA | 0
ELECTRIC DUCT HEATER | NA | UNKNOWN | NA | NA | 0
VARIABLE AIR VOLUME UNITS | NA | UNKNOWN | NA | NA | 0
ELECTRIC DUCT HEATER | NA | UNKNOWN | NA | NA | 0
VARIABLE AIR VOLUME UNITS | NA | UNKNOWN | NA | NA | 0
ELECTRIC DUCT HEATER | NA | UNKNOWN | NA | NA | 0
VARIABLE AIR VOLUME UNITS | NA | UNKNOWN | NA | NA | 0
ELECTRIC DUCT HEATER | NA | UNKNOWN | NA | NA | 0
VARIABLE AIR VOLUME UNITS | NA | UNKNOWN | NA | NA | 0
ELECTRIC DUCT HEATER | NA | UNKNOWN | NA | NA | 0
VARIABLE AIR VOLUME UNITS | NA | UNKNOWN | NA | NA | 0
ELECTRIC DUCT HEATER | NA | UNKNOWN | NA | NA | 0
VARIABLE AIR VOLUME UNITS | NA | UNKNOWN | NA | NA | 0
ELECTRIC DUCT HEATER | NA | UNKNOWN | NA | NA | 0
VARIABLE AIR VOLUME UNITS | NA | UNKNOWN | NA | NA | 0
ELECTRIC DUCT HEATER | NA | UNKNOWN | NA | NA | 0
VARIABLE AIR VOLUME UNITS | NA | UNKNOWN | NA | NA | 0
ELECTRIC DUCT HEATER | NA | UNKNOWN | NA | NA | 0
VARIABLE AIR VOLUME UNITS | NA | UNKNOWN | NA | NA | 0
ELECTRIC DUCT HEATER | NA | UNKNOWN | NA | NA | 0
VARIABLE AIR VOLUME UNITS | NA | UNKNOWN | NA | NA | 0
ELECTRIC DUCT HEATER | NA | UNKNOWN | NA | NA | 0
VARIABLE AIR VOLUME UNITS | NA | UNKNOWN | NA | NA | 0
ELECTRIC DUCT HEATER | NA | UNKNOWN | NA | NA | 0
VARIABLE AIR VOLUME UNITS | NA | UNKNOWN | NA | NA | 0
ELECTRIC DUCT HEATER | NA | UNKNOWN | NA | NA | 0
VARIABLE AIR VOLUME UNITS | NA | UNKNOWN | NA | NA | 0
VARIABLE AIR VOLUME UNITS | NA | UNKNOWN | NA | NA | 0
ELECTRIC DUCT HEATER | NA | UNKNOWN | NA | NA | 0
VARIABLE AIR VOLUME UNITS | NA | UNKNOWN | NA | NA | 0
ELECTRIC DUCT HEATER | NA | UNKNOWN | NA | NA | 0
VARIABLE AIR VOLUME UNITS | NA | UNKNOWN | NA | NA | 0
ELECTRIC DUCT HEATER | NA | UNKNOWN | NA | NA | 0
VARIABLE AIR VOLUME UNITS | NA | UNKNOWN | NA | NA | 0
ELECTRIC DUCT HEATER | NA | UNKNOWN | NA | NA | 0
VARIABLE AIR VOLUME UNITS | NA | UNKNOWN | NA | NA | 0
AIR DAMPER | NA | UNKNOWN | NA | NA | 0
FILTERS | NA | UNKNOWN | P15500 | NA | 0
FILTERS | NA | UNKNOWN | NA | NA | 0
ELECTRIC DUCT HEATER | NA | UNKNOWN | NA | NA | 0
VARIABLE AIR VOLUME UNITS | NA | UNKNOWN | NA | NA | 0
ELECTRIC DUCT HEATER | NA | UNKNOWN | NA | NA | 0
VARIABLE AIR VOLUME UNITS | NA | UNKNOWN | NA | NA | 0
ELECTRIC DUCT HEATER | NA | UNKNOWN | NA | NA | 0
VARIABLE AIR VOLUME UNITS | NA | UNKNOWN | NA | NA | 0
ELECTRIC DUCT HEATER | NA | UNKNOWN | NA | NA | 0
VARIABLE AIR VOLUME UNITS | NA | UNKNOWN | NA | NA | 0
ELECTRIC DUCT HEATER | NA | UNKNOWN | NA | NA | 0
VARIABLE AIR VOLUME UNITS | NA | UNKNOWN | NA | NA | 0
ELECTRIC DUCT HEATER | NA | UNKNOWN | NA | NA | 0
VARIABLE AIR VOLUME UNITS | NA | UNKNOWN | NA | NA | 0
ELECTRIC DUCT HEATER | NA | UNKNOWN | NA | NA | 0
VARIABLE AIR VOLUME UNITS | NA | UNKNOWN | NA | NA | 0
ELECTRIC DUCT HEATER | NA | UNKNOWN | NA | NA | 0
VARIABLE AIR VOLUME UNITS | NA | UNKNOWN | NA | NA | 0
ELECTRIC DUCT HEATER | NA | UNKNOWN | NA | NA | 0
VARIABLE AIR VOLUME UNITS | NA | UNKNOWN | NA | NA | 0
ELECTRIC DUCT HEATER | NA | UNKNOWN | NA | NA | 0
VARIABLE AIR VOLUME UNITS | NA | UNKNOWN | NA | NA | 0
ELECTRIC DUCT HEATER | NA | UNKNOWN | NA | NA | 0
VARIABLE AIR VOLUME UNITS | NA | UNKNOWN | NA | NA | 0
ELECTRIC DUCT HEATER | NA | UNKNOWN | NA | NA | 0
VARIABLE AIR VOLUME UNITS | NA | UNKNOWN | NA | NA | 0
ELECTRIC DUCT HEATER | NA | UNKNOWN | NA | NA | 0
VARIABLE AIR VOLUME UNITS | NA | UNKNOWN | NA | NA | 0
ELECTRIC DUCT HEATER | NA | UNKNOWN | NA | NA | 0
VARIABLE AIR VOLUME UNITS | NA | UNKNOWN | NA | NA | 0
ELECTRIC DUCT HEATER | NA | UNKNOWN | NA | NA | 0
VARIABLE AIR VOLUME UNITS | NA | UNKNOWN | NA | NA | 0
ELECTRIC DUCT HEATER | NA | UNKNOWN | NA | NA | 0
VARIABLE AIR VOLUME UNITS | NA | UNKNOWN | NA | NA | 0
VARIABLE AIR VOLUME UNITS | NA | UNKNOWN | NA | NA | 0
ELECTRIC DUCT HEATER | NA | UNKNOWN | NA | NA | 0
VARIABLE AIR VOLUME UNITS | NA | UNKNOWN | NA | NA | 0
ELECTRIC DUCT HEATER | NA | UNKNOWN | NA | NA | 0
VARIABLE AIR VOLUME UNITS | NA | UNKNOWN | NA | NA | 0
ELECTRIC DUCT HEATER | NA | UNKNOWN | NA | NA | 0
VARIABLE AIR VOLUME UNITS | NA | UNKNOWN | NA | NA | 0
ELECTRIC DUCT HEATER | NA | UNKNOWN | NA | NA | 0
VARIABLE AIR VOLUME UNITS | NA | UNKNOWN | NA | NA | 0
AIR DAMPER | NA | UNKNOWN | NA | NA | 0
FILTERS | NA | UNKNOWN | NA | NA | 0
FILTERS | NA | UNKNOWN | P15500 | NA | 0
FILTERS | NA | UNKNOWN | NA | NA | 0
VARIABLE AIR VOLUME UNITS | NA | UNKNOWN | NA | NA | 0
ELECTRIC DUCT HEATER | NA | UNKNOWN | NA | NA | 0
VARIABLE AIR VOLUME UNITS | NA | UNKNOWN | NA | NA | 0
ELECTRIC DUCT HEATER | NA | UNKNOWN | NA | NA | 0
VARIABLE AIR VOLUME UNITS | NA | UNKNOWN | NA | NA | 0
ELECTRIC DUCT HEATER | NA | UNKNOWN | NA | NA | 0
VARIABLE AIR VOLUME UNITS | NA | UNKNOWN | NA | NA | 0
ELECTRIC DUCT HEATER | NA | UNKNOWN | NA | NA | 0
VARIABLE AIR VOLUME UNITS | NA | UNKNOWN | NA | NA | 0
ELECTRIC DUCT HEATER | NA | UNKNOWN | NA | NA | 0
VARIABLE AIR VOLUME UNITS | NA | UNKNOWN | NA | NA | 0
ELECTRIC DUCT HEATER | NA | UNKNOWN | NA | NA | 0
VARIABLE AIR VOLUME UNITS | NA | UNKNOWN | NA | NA | 0
ELECTRIC DUCT HEATER | NA | UNKNOWN | NA | NA | 0
VARIABLE AIR VOLUME UNITS | NA | UNKNOWN | NA | NA | 0
ELECTRIC DUCT HEATER | NA | UNKNOWN | NA | NA | 0
VARIABLE AIR VOLUME UNITS | NA | UNKNOWN | NA | NA | 0
ELECTRIC DUCT HEATER | NA | UNKNOWN | NA | NA | 0
VARIABLE AIR VOLUME UNITS | NA | UNKNOWN | NA | NA | 0
ELECTRIC DUCT HEATER | NA | UNKNOWN | NA | NA | 0
VARIABLE AIR VOLUME UNITS | NA | UNKNOWN | NA | NA | 0
ELECTRIC DUCT HEATER | NA | UNKNOWN | NA | NA | 0
VARIABLE AIR VOLUME UNITS | NA | UNKNOWN | NA | NA | 0
ELECTRIC DUCT HEATER | NA | UNKNOWN | NA | NA | 0
VARIABLE AIR VOLUME UNITS | NA | UNKNOWN | NA | NA | 0
ELECTRIC DUCT HEATER | NA | UNKNOWN | NA | NA | 0
VARIABLE AIR VOLUME UNITS | NA | UNKNOWN | NA | NA | 0
ELECTRIC DUCT HEATER | NA | UNKNOWN | NA | NA | 0
VARIABLE AIR VOLUME UNITS | NA | UNKNOWN | NA | NA | 0
VARIABLE AIR VOLUME UNITS | NA | UNKNOWN | NA | NA | 0
ELECTRIC DUCT HEATER | NA | UNKNOWN | NA | NA | 0
VARIABLE AIR VOLUME UNITS | NA | UNKNOWN | NA | NA | 0
VARIABLE AIR VOLUME UNITS | NA | UNKNOWN | NA | NA | 0
ELECTRIC DUCT HEATER | NA | UNKNOWN | NA | NA | 0
VARIABLE AIR VOLUME UNITS | NA | UNKNOWN | NA | NA | 0
AIR FAN - EXHAUST | NA | UNKNOWN | MV132 | NA | 0
AIR FAN - EXHAUST | NA | UNKNOWN | MV132 | NA | 0
SWITCHBOARD MECHANICAL | NA | UNKNOWN | NA | NA | 0
SWITCHBOARD MECHANICAL | NA | UNKNOWN | NA | NA | 0
SWITCHBOARD MECHANICAL | NA | UNKNOWN | NA | NA | 0
SWITCHBOARD MECHANICAL | NA | UNKNOWN | NA | NA | 0
SWITCHBOARD MECHANICAL | NA | UNKNOWN | NA | NA | 0
SWITCHBOARD MECHANICAL | NA | UNKNOWN | NA | NA | 0
SWITCHBOARD MECHANICAL | NA | UNKNOWN | NA | NA | 0
SWITCHBOARD MECHANICAL | NA | UNKNOWN | NA | NA | 0
SWITCHBOARD MECHANICAL | NA | UNKNOWN | NA | NA | 0
SWITCHBOARD MECHANICAL | NA | UNKNOWN | NA | NA | 0
SWITCHBOARD MECHANICAL | NA | UNKNOWN | NA | NA | 0
SWITCHBOARD MECHANICAL | NA | UNKNOWN | NA | NA | 0
SWITCHBOARD MECHANICAL | NA | UNKNOWN | NA | NA | 0
SWITCHBOARD MECHANICAL | NA | UNKNOWN | NA | NA | 0
SWITCHBOARD MECHANICAL | NA | UNKNOWN | NA | NA | 0
SWITCHBOARD MECHANICAL | NA | UNKNOWN | NA | NA | 0
SWITCHBOARD MECHANICAL | NA | UNKNOWN | NA | NA | 0
SWITCHBOARD MECHANICAL | NA | UNKNOWN | NA | NA | 0
SWITCHBOARD MECHANICAL | NA | UNKNOWN | NA | NA | 0
SWITCHBOARD MECHANICAL | NA | UNKNOWN | NA | NA | 0
SWITCHBOARD MECHANICAL | NA | UNKNOWN | NA | NA | 0
SWITCHBOARD MECHANICAL | NA | UNKNOWN | NA | NA | 0
SWITCHBOARD MECHANICAL | NA | UNKNOWN | NA | NA | 0
SWITCHBOARD MECHANICAL | NA | UNKNOWN | NA | NA | 0
SWITCHBOARD MECHANICAL | NA | UNKNOWN | NA | NA | 0
SWITCHBOARD MECHANICAL | NA | NULL | NA | NA | 0
SWITCHBOARD MECHANICAL | NA | UNKNOWN | NA | NA | 0
SWITCHBOARD MECHANICAL | NA | UNKNOWN | NA | NA | 0
SWITCHBOARD MECHANICAL | NONE | UNKNOWN | NONE | NA | 0
SWITCHBOARD MECHANICAL | NA | UNKNOWN | NA | NA | 0
SWITCHBOARD MECHANICAL | NA | UNKNOWN | NA | NA | 0
MAKE UP TANK | NA | UNKNOWN | NA | NA | 0
MAKE UP TANK | NA | UNKNOWN | NA | NA | 0
MAKE UP TANK | NA | UNKNOWN | NA | NA | 0
DUCTED HYDRONIC HEATING COIL | NA | UNKNOWN | NA | NA | 0
AIR FAN - EXHAUST | NA | UNKNOWN | NA | NA | 0
AIR FAN - EXHAUST | NA | UNKNOWN | NA | NA | 0
AIR FAN - EXHAUST | NA | UNKNOWN | NA | NA | 0
AIR FAN - EXHAUST | NA | UNKNOWN | NA | NA | 0
TOILET EXHAUST FAN | NA | UNKNOWN | NA | NA | 0
CASSETTE SPLIT SYSTEM | J032805 | DAIKIN | RXS50L2V1B | R410A | 2
DUCTED SPLIT SYSTEM | 828944 | TEMPERZONE | OSA86RKSH | R410A | 1
CASSETTE SPLIT SYSTEM | J017506 | DAIKIN | RXS50L2V1B | R410A | 1
CASSETTE SPLIT SYSTEM | J030280 | DAIKIN | RXS50L2V1B | R410A | 1
DUCTED SPLIT SYSTEM | 829272 | TEMPERZONE | OSA86RKSH | R410A | 3
DUCTED SPLIT SYSTEM | 828780 | TEMPERZONE | OSA 139RKSH | R410A | 6
DUCTED SPLIT SYSTEM | 825640 | TEMPERZONE | OSA114RKSH | R410A | 2
DUCTED SPLIT SYSTEM | 824304 | TEMPERZONE | OSA86RKSH | R410A | 2
CASSETTE SPLIT SYSTEM | E004456 | DAIKIN | RQ71LV1A | NA | 0
CASSETTE SPLIT SYSTEM | J030244 | DAIKIN | RXS50K2V1B | R410A | 1
CASSETTE SPLIT SYSTEM | E004454 | DAIKIN | RQ71LV1A | R410A | 3
DUCTED SPLIT SYSTEM | 827954 | TEMPERZONE | OSA 114RKSH | R410A | 6
CASSETTE SPLIT SYSTEM | E004439 | DAIKIN | RQ71LV1A | R410A | 3
WALL MOUNTED SPLIT SYSTEM | E035426 | DAIKIN | RXS35LVMA | R410A | 1
WALL MOUNTED SPLIT SYSTEM | E035427 | DAIKIN | RXS35LVMA | R410A | 1
WALL MOUNTED SPLIT SYSTEM | E035431 | DAIKIN | FTXS35LVMA | R410A | 1
FILTERS | NA | UNKNOWN | NA | NA | 0
BMS | NA | UNKNOWN | NA | NA | 0
ELECTRIC DUCT HEATER | NA | UNKNOWN | NA | NA | 0
AIR FAN - EXHAUST | NA | UNKNOWN | NA | NA | 0
AIR INTAKE DISP PRE-FILTERS | NA | UNKNOWN | NA | NA | 0
AIR INTAKE DISP PRE-FILTERS | NA | UNKNOWN | NA | NA | 0
VARIABLE SPEED DRIVE | NA | UNKNOWN | NA | NA | 0
FILTERS | NA | UNKNOWN | NA | NA | 0
FILTERS | NA | UNKNOWN | NA | NA | 0
FILTERS | NA | UNKNOWN | NA | NA | 0
AIR FAN - SUPPLY | NA | UNKNOWN | NA | NA | 0
CHILLED WATER PUMP | C2366 | UNKNOWN | NA | NA | 0
HEATING HOT WATER PUMP | NA | UNKNOWN | LP80-125133 | NA | 0
HEATING HOT WATER PUMP | NA | UNKNOWN | LP80-125133 | NA | 0
FILTERS | NA | UNKNOWN | NA | NA | 0
FILTERS | NA | UNKNOWN | NA | NA | 0
AIR FAN - RETURN | NA | UNKNOWN | 24G4P | NA | 0
AIR FAN - RETURN | NA | UNKNOWN | 24G6P | NA | 0
FILTERS | NA | UNKNOWN | NA | NA | 0
AIR FAN - RETURN | NA | UNKNOWN | 24J | NA | 0
AIR FAN - RETURN | NA | UNKNOWN | 30J | NA | 0
AIR FAN - RETURN | NA | UNKNOWN | NA | NA | 0
AIR FAN - RETURN | NA | UNKNOWN | 24J | NA | 0
AIR FAN - RETURN | NA | UNKNOWN | 24J | NA | 0
AIR FAN - RETURN | NA | UNKNOWN | 38G8P | NA | 0
FILTERS | NA | UNKNOWN | NA | NA | 0
ELECTRIC DUCT HEATER | NA | UNKNOWN | NA | NA | 0
BACKFLOW PREVENTION DEVICE RPZ | NA | UNKNOWN | NA | NA | 0
BACKFLOW PREVENTION DEVICE RPZ | NA | UNKNOWN | NA | NA | 0
FILTERS | NA | UNKNOWN | NA | NA | 0
FILTERS | NA | UNKNOWN | NA | NA | 0
AIR FAN - SUPPLY | NA | UNKNOWN | 760CFM | NA | 0
ELECTRIC DUCT HEATER | NA | UNKNOWN | NA | NA | 0
ELECTRIC DUCT HEATER | NA | UNKNOWN | NA | NA | 0
ELECTRIC DUCT HEATER | NA | UNKNOWN | NA | NA | 0
DUCTED HYDRONIC COOLING COIL | NA | UNKNOWN | NA | NA | 0
FILTERS | NA | UNKNOWN | NA | NA | 0
AIR FAN - SUPPLY | NA | UNKNOWN | 540CYD | NA | 0
ELECTRIC DUCT HEATER | NA | UNKNOWN | NA | NA | 0
ELECTRIC DUCT HEATER | NA | UNKNOWN | NA | NA | 0
ELECTRIC DUCT HEATER | NA | UNKNOWN | NA | NA | 0
ELECTRIC DUCT HEATER | NA | UNKNOWN | NA | NA | 0
ELECTRIC DUCT HEATER | NA | UNKNOWN | NA | NA | 0
ELECTRIC DUCT HEATER | NA | UNKNOWN | NA | NA | 0
ELECTRIC DUCT HEATER | NA | UNKNOWN | NA | NA | 0
DUCTED HYDRONIC COOLING COIL | NA | UNKNOWN | NA | NA | 0
FILTERS | NA | UNKNOWN | NA | NA | 0
AIR FAN - SUPPLY | NA | UNKNOWN | 660CYD | NA | 0
ELECTRIC DUCT HEATER | NA | UNKNOWN | NA | NA | 0
ELECTRIC DUCT HEATER | NA | UNKNOWN | NA | NA | 0
ELECTRIC DUCT HEATER | NA | UNKNOWN | NA | NA | 0
DUCTED HYDRONIC COOLING COIL | NA | UNKNOWN | NA | NA | 0
DUCTED HYDRONIC COOLING COIL | NA | UNKNOWN | NA | NA | 0
DUCTED HYDRONIC COOLING COIL | NA | UNKNOWN | NA | NA | 0
DUCTED HYDRONIC COOLING COIL | NA | UNKNOWN | NA | NA | 0
FILTERS | NA | UNKNOWN | NA | NA | 0
AIR FAN - SUPPLY | NA | UNKNOWN | 445CYD | NA | 0
ELECTRIC DUCT HEATER | NA | UNKNOWN | NA | NA | 0
FILTERS | NA | UNKNOWN | NA | NA | 0
AIR FAN - SUPPLY | NA | UNKNOWN | NA | NA | 0
FILTERS | NA | UNKNOWN | NA | NA | 0
DUCTED HYDRONIC COOLING COIL | NA | UNKNOWN | NA | NA | 0
ELECTRIC DUCT HEATER | NA | UNKNOWN | NA | NA | 0
FILTERS | NA | UNKNOWN | NA | NA | 0
AIR FAN - SUPPLY | NA | UNKNOWN | 540CYD | NA | 0
AIR FAN - SUPPLY | NA | UNKNOWN | 19G4P | NA | 0
ELECTRIC DUCT HEATER | NA | UNKNOWN | NA | NA | 0
FILTERS | NA | UNKNOWN | NA | NA | 0
AIR FAN - SUPPLY | NA | UNKNOWN | 660CYD | NA | 0
ELECTRIC DUCT HEATER | NA | UNKNOWN | NA | NA | 0
ELECTRIC DUCT HEATER | UNKNOWN | UNKNOWN | UNKNOWN | NA | 0
VARIABLE AIR VOLUME UNITS | NA | UNKNOWN | AFARE 8 | NA | 0
ELECTRIC DUCT HEATER | NA | UNKNOWN | NA | NA | 0
VARIABLE AIR VOLUME UNITS | NA | UNKNOWN | NA | NA | 0
ELECTRIC DUCT HEATER | NA | UNKNOWN | NA | NA | 0
VARIABLE AIR VOLUME UNITS | NA | UNKNOWN | NA | NA | 0
ELECTRIC DUCT HEATER | NA | UNKNOWN | NA | NA | 0
VARIABLE AIR VOLUME UNITS | NA | UNKNOWN | NA | NA | 0
ELECTRIC DUCT HEATER | NA | UNKNOWN | NA | NA | 0
VARIABLE AIR VOLUME UNITS | NA | UNKNOWN | NA | NA | 0
VARIABLE AIR VOLUME UNITS | NA | UNKNOWN | AFP31000 | NA | 0
ELECTRIC DUCT HEATER | NA | UNKNOWN | NA | NA | 0
VARIABLE AIR VOLUME UNITS | NA | UNKNOWN | NA | NA | 0
ELECTRIC DUCT HEATER | NA | UNKNOWN | NA | NA | 0
VARIABLE AIR VOLUME UNITS | NA | UNKNOWN | NA | NA | 0
ELECTRIC DUCT HEATER | UNKNOWN | UNKNOWN | UNKNOWN | NA | 0
VARIABLE AIR VOLUME UNITS | NA | UNKNOWN | AFARE 6 | NA | 0
ELECTRIC DUCT HEATER | NA | UNKNOWN | NA | NA | 0
VARIABLE AIR VOLUME UNITS | NA | UNKNOWN | NA | NA | 0
ELECTRIC DUCT HEATER | UNKNOWN | UNKNOWN | UNKNOWN | NA | 0
VARIABLE AIR VOLUME UNITS | NA | UNKNOWN | AFP31000 | NA | 0
ELECTRIC DUCT HEATER | NA | UNKNOWN | NA | NA | 0
VARIABLE AIR VOLUME UNITS | NA | UNKNOWN | NA | NA | 0
ELECTRIC DUCT HEATER | UNKNOWN | UNKNOWN | UNKNOWN | NA | 0
VARIABLE AIR VOLUME UNITS | NA | UNKNOWN | AFP3650 | NA | 0
ELECTRIC DUCT HEATER | NA | UNKNOWN | NA | NA | 0
VARIABLE AIR VOLUME UNITS | NA | UNKNOWN | NA | NA | 0
ELECTRIC DUCT HEATER | UNKNOWN | UNKNOWN | UNKNOWN | NA | 0
VARIABLE AIR VOLUME UNITS | NA | UNKNOWN | AFP3650 | NA | 0
VARIABLE AIR VOLUME UNITS | NA | UNKNOWN | AFP31000 | NA | 0
VARIABLE AIR VOLUME UNITS | NA | UNKNOWN | NA | NA | 0
VARIABLE AIR VOLUME UNITS | NA | UNKNOWN | NA | NA | 0
VARIABLE AIR VOLUME UNITS | NA | UNKNOWN | NA | NA | 0
VARIABLE AIR VOLUME UNITS | NA | UNKNOWN | AFP3650 | NA | 0
VARIABLE AIR VOLUME UNITS | NA | UNKNOWN | NA | NA | 0
VARIABLE AIR VOLUME UNITS | NA | UNKNOWN | NA | NA | 0
VARIABLE AIR VOLUME UNITS | NA | UNKNOWN | NA | NA | 0
VARIABLE AIR VOLUME UNITS | NA | UNKNOWN | NA | NA | 0
VARIABLE AIR VOLUME UNITS | NA | UNKNOWN | AFP32000 | NA | 0
VARIABLE AIR VOLUME UNITS | NA | UNKNOWN | NA | NA | 0
VARIABLE AIR VOLUME UNITS | NA | UNKNOWN | NA | NA | 0
VARIABLE AIR VOLUME UNITS | NA | UNKNOWN | AFP31500 | NA | 0
VARIABLE AIR VOLUME UNITS | NA | UNKNOWN | AFP3650 | NA | 0
VARIABLE AIR VOLUME UNITS | NA | UNKNOWN | NA | NA | 0
VARIABLE AIR VOLUME UNITS | NA | UNKNOWN | AFP3650 | NA | 0
VARIABLE AIR VOLUME UNITS | NA | UNKNOWN | NA | NA | 0
ELECTRIC DUCT HEATER | UNKNOWN | UNKNOWN | UNKNOWN | NA | 0
VARIABLE AIR VOLUME UNITS | NA | UNKNOWN | AFP3650 | NA | 0
ELECTRIC DUCT HEATER | NA | UNKNOWN | NA | NA | 0
VARIABLE AIR VOLUME UNITS | NA | UNKNOWN | NA | NA | 0
ELECTRIC DUCT HEATER | NA | UNKNOWN | NA | NA | 0
VARIABLE AIR VOLUME UNITS | NA | UNKNOWN | NA | NA | 0
ELECTRIC DUCT HEATER | UNKNOWN | UNKNOWN | UNKNOWN | NA | 0
VARIABLE AIR VOLUME UNITS | NA | UNKNOWN | AFP3650 | NA | 0
ELECTRIC DUCT HEATER | NA | UNKNOWN | NA | NA | 0
VARIABLE AIR VOLUME UNITS | NA | UNKNOWN | NA | NA | 0
ELECTRIC DUCT HEATER | UNKNOWN | UNKNOWN | UNKNOWN | NA | 0
VARIABLE AIR VOLUME UNITS | NA | UNKNOWN | AFP3650 | NA | 0
ELECTRIC DUCT HEATER | UNKNOWN | UNKNOWN | UNKNOWN | NA | 0
VARIABLE AIR VOLUME UNITS | NA | UNKNOWN | AFP3650 | NA | 0
ELECTRIC DUCT HEATER | UNKNOWN | UNKNOWN | UNKNOWN | NA | 0
VARIABLE AIR VOLUME UNITS | NA | UNKNOWN | AFP31000 | NA | 0
ELECTRIC DUCT HEATER | UNKNOWN | UNKNOWN | UNKNOWN | NA | 0
VARIABLE AIR VOLUME UNITS | NA | UNKNOWN | AFP31000 | NA | 0
ELECTRIC DUCT HEATER | NA | UNKNOWN | NA | NA | 0
VARIABLE AIR VOLUME UNITS | NA | UNKNOWN | AFP3650 | NA | 0
ELECTRIC DUCT HEATER | NA | UNKNOWN | NA | NA | 0
ELECTRIC DUCT HEATER | NA | UNKNOWN | NA | NA | 0
VARIABLE AIR VOLUME UNITS | NA | UNKNOWN | NA | NA | 0
VARIABLE AIR VOLUME UNITS | NA | UNKNOWN | NA | NA | 0
ELECTRIC DUCT HEATER | NA | UNKNOWN | NA | NA | 0
ELECTRIC DUCT HEATER | NA | UNKNOWN | NA | NA | 0
VARIABLE AIR VOLUME UNITS | NA | UNKNOWN | NA | NA | 0
VARIABLE AIR VOLUME UNITS | NA | UNKNOWN | NA | NA | 0
ELECTRIC DUCT HEATER | NA | UNKNOWN | NA | NA | 0
ELECTRIC DUCT HEATER | NA | UNKNOWN | NA | NA | 0
ELECTRIC DUCT HEATER | NA | UNKNOWN | NA | NA | 0
VARIABLE AIR VOLUME UNITS | NA | UNKNOWN | NA | NA | 0
VARIABLE AIR VOLUME UNITS | NA | UNKNOWN | NA | NA | 0
VARIABLE AIR VOLUME UNITS | NA | UNKNOWN | NA | NA | 0
ELECTRIC DUCT HEATER | UNKNOWN | UNKNOWN | UNKNOWN | NA | 0
ELECTRIC DUCT HEATER | NA | UNKNOWN | NA | NA | 0
VARIABLE AIR VOLUME UNITS | NA | UNKNOWN | AFP3650 | NA | 0
VARIABLE AIR VOLUME UNITS | NA | UNKNOWN | NA | NA | 0
ELECTRIC DUCT HEATER | NA | UNKNOWN | NA | NA | 0
ELECTRIC DUCT HEATER | NA | UNKNOWN | NA | NA | 0
ELECTRIC DUCT HEATER | NA | UNKNOWN | NA | NA | 0
VARIABLE AIR VOLUME UNITS | NA | UNKNOWN | NA | NA | 0
VARIABLE AIR VOLUME UNITS | NA | UNKNOWN | NA | NA | 0
VARIABLE AIR VOLUME UNITS | NA | UNKNOWN | NA | NA | 0
ELECTRIC DUCT HEATER | NA | UNKNOWN | NA | NA | 0
ELECTRIC DUCT HEATER | NA | UNKNOWN | NA | NA | 0
VARIABLE AIR VOLUME UNITS | NA | UNKNOWN | NA | NA | 0
VARIABLE AIR VOLUME UNITS | NA | UNKNOWN | NA | NA | 0
ELECTRIC DUCT HEATER | UNKNOWN | UNKNOWN | UNKNOWN | NA | 0
ELECTRIC DUCT HEATER | NA | UNKNOWN | NA | NA | 0
VARIABLE AIR VOLUME UNITS | NA | UNKNOWN | AFP3650 | NA | 0
VARIABLE AIR VOLUME UNITS | NA | UNKNOWN | NA | NA | 0
ELECTRIC DUCT HEATER | UNKNOWN | UNKNOWN | UNKNOWN | NA | 0
ELECTRIC DUCT HEATER | NA | UNKNOWN | NA | NA | 0
VARIABLE AIR VOLUME UNITS | NA | UNKNOWN | AFP3650 | NA | 0
VARIABLE AIR VOLUME UNITS | NA | UNKNOWN | NA | NA | 0
ELECTRIC DUCT HEATER | UNKNOWN | UNKNOWN | UNKNOWN | NA | 0
ELECTRIC DUCT HEATER | NA | UNKNOWN | NA | NA | 0
VARIABLE AIR VOLUME UNITS | NA | UNKNOWN | AFP31000 | NA | 0
VARIABLE AIR VOLUME UNITS | NA | UNKNOWN | NA | NA | 0
ELECTRIC DUCT HEATER | UNKNOWN | UNKNOWN | UNKNOWN | NA | 0
ELECTRIC DUCT HEATER | NA | UNKNOWN | NA | NA | 0
VARIABLE AIR VOLUME UNITS | NA | UNKNOWN | AFP3650 | NA | 0
VARIABLE AIR VOLUME UNITS | NA | UNKNOWN | NA | NA | 0
VARIABLE AIR VOLUME UNITS | NA | UNKNOWN | NA | NA | 0
VARIABLE AIR VOLUME UNITS | NA | UNKNOWN | NA | NA | 0
VARIABLE AIR VOLUME UNITS | NA | UNKNOWN | NA | NA | 0
ELECTRIC DUCT HEATER | NA | UNKNOWN | NA | NA | 0
VARIABLE AIR VOLUME UNITS | NA | UNKNOWN | AFP3-1500 | NA | 0
ELECTRIC DUCT HEATER | NA | UNKNOWN | NA | NA | 0
VARIABLE AIR VOLUME UNITS | NA | UNKNOWN | AFP3-650 | NA | 0
ELECTRIC DUCT HEATER | NA | UNKNOWN | NA | NA | 0
VARIABLE AIR VOLUME UNITS | NA | UNKNOWN | NA | NA | 0
ELECTRIC DUCT HEATER | NA | UNKNOWN | NA | NA | 0
VARIABLE AIR VOLUME UNITS | NA | UNKNOWN | NA | NA | 0
ELECTRIC DUCT HEATER | NA | UNKNOWN | NA | NA | 0
VARIABLE AIR VOLUME UNITS | NA | UNKNOWN | NA | NA | 0
VARIABLE AIR VOLUME UNITS | NA | UNKNOWN | AFP3-1000 | NA | 0
VARIABLE AIR VOLUME UNITS | NA | UNKNOWN | AFP3-1000 | NA | 0
VARIABLE AIR VOLUME UNITS | NA | UNKNOWN | AFP3-650 | NA | 0
VARIABLE AIR VOLUME UNITS | NA | UNKNOWN | AFP3-2000 | NA | 0
ELECTRIC DUCT HEATER | NA | UNKNOWN | NA | NA | 0
VARIABLE AIR VOLUME UNITS | NA | UNKNOWN | AFP3-1000 | NA | 0
ELECTRIC DUCT HEATER | NA | UNKNOWN | NA | NA | 0
VARIABLE AIR VOLUME UNITS | NA | UNKNOWN | AFP3-650 | NA | 0
ELECTRIC DUCT HEATER | NA | UNKNOWN | NA | NA | 0
VARIABLE AIR VOLUME UNITS | NA | UNKNOWN | AFP3-650 | NA | 0
ELECTRIC DUCT HEATER | NA | UNKNOWN | NA | NA | 0
VARIABLE AIR VOLUME UNITS | NA | UNKNOWN | AFP3-650 | NA | 0
ELECTRIC DUCT HEATER | NA | UNKNOWN | NA | NA | 0
VARIABLE AIR VOLUME UNITS | NA | UNKNOWN | AFP3-1000 | NA | 0
VARIABLE AIR VOLUME UNITS | NA | UNKNOWN | AFP3-1000 | NA | 0
ELECTRIC DUCT HEATER | NA | UNKNOWN | NA | NA | 0
VARIABLE AIR VOLUME UNITS | NA | UNKNOWN | NA | NA | 0
VARIABLE AIR VOLUME UNITS | NA | UNKNOWN | AFP3-650 | NA | 0
ELECTRIC DUCT HEATER | NA | UNKNOWN | NA | NA | 0
ELECTRIC DUCT HEATER | NA | UNKNOWN | NA | NA | 0
VARIABLE AIR VOLUME UNITS | NA | UNKNOWN | AFP3-650 | NA | 0
ELECTRIC DUCT HEATER | NA | UNKNOWN | NA | NA | 0
VARIABLE AIR VOLUME UNITS | NA | UNKNOWN | AFP3-650 | NA | 0
ELECTRIC DUCT HEATER | NA | UNKNOWN | NA | NA | 0
VARIABLE AIR VOLUME UNITS | NA | UNKNOWN | AFP3-650 | NA | 0
ELECTRIC DUCT HEATER | NA | UNKNOWN | NA | NA | 0
VARIABLE AIR VOLUME UNITS | NA | UNKNOWN | AFP3-1500 | NA | 0
ELECTRIC DUCT HEATER | NA | UNKNOWN | NA | NA | 0
VARIABLE AIR VOLUME UNITS | NA | UNKNOWN | AFP3-650 | NA | 0
ROOM AIR CONDITIONING UNIT | NA | UNKNOWN | AOT24R | NA | 0
DUCTED SPLIT SYSTEM | NA | UNKNOWN | NA | NA | 0
DUCTED SPLIT SYSTEM | NA | UNKNOWN | NA | NA | 0
FILTERS | NA | UNKNOWN | NA | NA | 0
DUCTED SPLIT SYSTEM | NA | UNKNOWN | NA | NA | 0
DUCTED SPLIT SYSTEM | NA | UNKNOWN | NA | NA | 0
FILTERS | NA | UNKNOWN | NA | NA | 0
DUCTED SPLIT SYSTEM | NA | UNKNOWN | NA | NA | 0
DUCTED SPLIT SYSTEM | NA | UNKNOWN | NA | NA | 0
FILTERS | NA | UNKNOWN | NA | NA | 0
ROOM AIR CONDITIONING UNIT | NA | UNKNOWN | SYD 365 | NA | 0
DUCTED HYDRONIC COOLING COIL | NA | UNKNOWN | SWHO804C | NA | 0
ELECTRIC DUCT HEATER | NA | UNKNOWN | NA | NA | 0
ROOM AIR CONDITIONING UNIT | NA | UNKNOWN | CYD540 | NA | 0
DUCTED HYDRONIC COOLING COIL | NA | UNKNOWN | SWHO804C | NA | 0
ELECTRIC DUCT HEATER | NA | UNKNOWN | NA | NA | 0
ROOM AIR CONDITIONING UNIT | NA | UNKNOWN | CYD540 | NA | 0
DUCTED HYDRONIC COOLING COIL | NA | UNKNOWN | SWHO1004C | NA | 0
ELECTRIC DUCT HEATER | NA | UNKNOWN | NA | NA | 0
ROOM AIR CONDITIONING UNIT | NA | UNKNOWN | CYD540 | NA | 0
DUCTED HYDRONIC COOLING COIL | NA | UNKNOWN | NA | NA | 0
ELECTRIC DUCT HEATER | NA | UNKNOWN | NA | NA | 0
ROOM AIR CONDITIONING UNIT | NA | UNKNOWN | CYD540 | NA | 0
ROOM AIR CONDITIONING UNIT | NA | UNKNOWN | NA | NA | 0
ROOM AIR CONDITIONING UNIT | NA | UNKNOWN | NA | NA | 0
DUCTED HYDRONIC COOLING COIL | NA | UNKNOWN | SWHO804C | NA | 0
ELECTRIC DUCT HEATER | NA | UNKNOWN | NA | NA | 0
AIR COOLED SPLIT SYSTEM | NA | LIEBERT | NA | R22 | 8
CASSETTE SPLIT SYSTEM | WE 08127 | AIRTEMP | NA | R22 | 3
BMS | NA | UNKNOWN | NA | NA | 0
BMS | NA | UNKNOWN | NA | NA | 0
BMS | NA | UNKNOWN | GENESIS 11 | NA | 0
BMS | NA | UNKNOWN | NA | NA | 0
BMS | NA | UNKNOWN | REM | NA | 0
FILTERS | NA | UNKNOWN | PN-DY C6 | NA | 0
FILTERS | NA | UNKNOWN | PN-DY C6 | NA | 0
WALL MOUNTED SPLIT SYSTEM | E012137 | DAIKIN | FTXS80GVMA | R410A | 2
WALL MOUNTED SPLIT SYSTEM | E007094 | DAIKIN | RXS80FBVMA | R410A | 2
DUCTED SPLIT SYSTEM | E021483 | DAIKIN | RXS50JVMA | NA | 0
CASSETTE SPLIT SYSTEM | UNKNOWN | DAIKIN | FXZQ50MVE9 | R410A | 0
FILTERS | NA | UNKNOWN | NA | NA | 0
CASSETTE SPLIT SYSTEM | UNKNOWN | DAIKIN | FXZQ50MVE9 | R410A | 0
FILTERS | NA | UNKNOWN | NA | NA | 0
DUCTED SPLIT SYSTEM | UNKNOWN | TEMPERZONE | ISD86KY | R410A | 0
FILTERS | NA | UNKNOWN | NA | NA | 0
FILTERS | NA | UNKNOWN | NA | NA | 0
CASSETTE SPLIT SYSTEM | UNKNOWN | DAIKIN | FFQ50C2VEB | R410A | 0
CASSETTE SPLIT SYSTEM | UNKNOWN | DAIKIN | FF50C2VEB | R410A | 0
DUCTED SPLIT SYSTEM | UNKNOWN | TEMPERZONE | ISD86KY | R410A | 0
FILTERS | NA | UNKNOWN | NA | NA | 0
DUCTED SPLIT SYSTEM | UNKNOWN | UNKNOWN | ISD139KY | R410A | 0
FILTERS | NA | UNKNOWN | NA | NA | 0
DUCTED SPLIT SYSTEM | UNKNOWN | TEMPERZONE | ISD114KY | R410A | 0
FILTERS | NA | UNKNOWN | NA | NA | 0
DUCTED SPLIT SYSTEM | UNKNOWN | TEMPERZONE | ISD86KY | R410A | 0
FILTERS | NA | UNKNOWN | NA | NA | 0
CASSETTE SPLIT SYSTEM | UNKNOWN | DAIKIN | FCQN71KVEA | NA | 0
WALL MOUNTED SPLIT SYSTEM | UNKNOWN | DAIKIN | FXAQ20MAVE | R410A | 0
WALL MOUNTED SPLIT SYSTEM | UNKNOWN | DAIKIN | FXAQ20MVAE | R410A | 0
WALL MOUNTED SPLIT SYSTEM | UNKNOWN | DAIKIN | FXAQ20MAVE | R410A | 0
DUCTED HYDRONIC COOLING COIL | NA | UNKNOWN | NA | NA | 0
CASSETTE SPLIT SYSTEM | UNKNOWN | DAIKIN | FXZQ40MVE | R410A | 0
ELECTRIC DUCT HEATER | NA | UNKNOWN | 3UF536 | NA | 0
CASSETTE SPLIT SYSTEM | UNKNOWN | DAIKIN | FXFQ25PVE | R410A | 0
CASSETTE SPLIT SYSTEM | UNKNOWN | DAIKIN | FXFQ25PVE | R410A | 0
FILTERS | NA | UNKNOWN | NA | NA | 0
CASSETTE SPLIT SYSTEM | UNKNOWN | DAIKIN | FXZQ20MVE | NA | 0
DUCTED SPLIT SYSTEM | UNKNOWN | DAIKIN | FSXQ63MVE | R410A | 0
ELECTRIC DUCT HEATER | NA | UNKNOWN | NA | NA | 0
FILTERS | UNKNOWN | UNKNOWN | UNKNOWN | NA | 0
DUCTED SPLIT SYSTEM | UNKNOWN | DAIKIN | FSXQ63MVE | R410A | 0
FILTERS | UNKNOWN | UNKNOWN | UNKNOWN | NA | 0
WALL MOUNTED SPLIT SYSTEM | UNKNOWN | UNKNOWN | FTXS90KAVMA | R410A | 0
CRAC AIR COOLED | UNKNOWN | LIEBERT | EMERSON P1010VAZMS | R407C | 6
CASSETTE SPLIT SYSTEM | UNKNOWN | DAIKIN | FXZQ50MVE9 | R410A | 0
CASSETTE SPLIT SYSTEM | UNKNOWN | DAIKIN | FFQ50C2VEB | R410A | 0
AIR FAN - EXHAUST | TR19 | RICHARDSON | A7009588 | NA | 0
CASSETTE SPLIT SYSTEM | UNKNOWN | DAIKIN | FXZQ20MVE | R410A | 0
CASSETTE SPLIT SYSTEM | UNKNOWN | DAIKIN | FXFQ80PVE | R410A | 0
FILTERS | NA | UNKNOWN | NA | NA | 0
CASSETTE SPLIT SYSTEM | UNKNOWN | UNKNOWN | FXFQ80PVE | R410A | 0
DUCTED HYDRONIC COOLING COIL | NA | UNKNOWN | NA | NA | 0
CRAC AIR COOLED | UNKNOWN | EMERSON | LSF18 | R407C | 0
WALL MOUNTED SPLIT SYSTEM | UNKNOWN | DAIKIN | FXAQ63MAVE | R410A | 0
WALL MOUNTED SPLIT SYSTEM | UNKNOWN | DAIKIN | FXAQ63MAVE | R410A | 0
FILTERS | NA | UNKNOWN | NA | NA | 0
ELECTRIC DUCT HEATER | NA | UNKNOWN | NA | NA | 0
ROOM AIR CONDITIONING UNIT | NA | UNKNOWN | NA | NA | 0
CASSETTE SPLIT SYSTEM | UNKNOWN | UNKNOWN | FFQ50C2VEB | R410A | 0
WALL MOUNTED SPLIT SYSTEM | E020586 | DAIKIN | FXQA 32 MAVE | R410A | 4
WALL MOUNTED SPLIT SYSTEM | E019168 | DAIKIN | FXAQ 32 MAVE | R410A | 4
WALL MOUNTED SPLIT SYSTEM | EO 23353 | DAIKIN | FXAQ32MAVE | R410A | 4
DUCTED HYDRONIC COOLING COIL | 16293 | HENDY | CC3 | NA | 0
WALL MOUNTED SPLIT SYSTEM | E009024 | DAIKIN | FXAQ 50 MAVE | R410A | 4
ELECTRIC DUCT HEATER | NA | UNKNOWN | NA | NA | 0
ELECTRIC DUCT HEATER | NA | UNKNOWN | NA | NA | 0
FILTERS | NA | UNKNOWN | NA | NA | 0
ELECTRIC DUCT HEATER | NA | UNKNOWN | 9-AFH51 | NA | 0
DUCTED HYDRONIC COOLING COIL | NA | UNKNOWN | NA | NA | 0
ELECTRIC DUCT HEATER | NA | UNKNOWN | 9-AFH51 | NA | 0
CASSETTE SPLIT SYSTEM | C007319 | DAIKIN | FCQ71KVEA | R410A | 2
DUCTED HYDRONIC COOLING COIL | 16293 | HENDY | CC4 | NA | 0
ELECTRIC DUCT HEATER | NA | UNKNOWN | 9-AFH61 | NA | 0
CASSETTE SPLIT SYSTEM | C007326 | DAIKIN | FCQ71KVEA | R410A | 2
DUCTED HYDRONIC COOLING COIL | 16293 | HENDY | C05 | NA | 0
FILTERS | NA | UNKNOWN | NA | NA | 0
FILTERS | NA | UNKNOWN | NA | NA | 0
ELECTRIC DUCT HEATER | NA | UNKNOWN | 9-AFH61 | NA | 0
CASSETTE SPLIT SYSTEM | UNKNOWN | DAIKIN | FCQN71KVEA | R410A | 0
DUCTED HYDRONIC COOLING COIL | NA | UNKNOWN | NA | NA | 0
FILTERS | NA | UNKNOWN | NA | NA | 0
ELECTRIC DUCT HEATER | NA | UNKNOWN | 9-AFH61 | NA | 0
WALL MOUNTED SPLIT SYSTEM | NA | DAIKIN | FTXS35LVMA | R410A | 0
WALL MOUNTED SPLIT SYSTEM | NA | DAIKIN | FTXS35LVMA | R410A | 0
WALL MOUNTED SPLIT SYSTEM | NA | DAIKIN | FTXS35LVMA | R410A | 0
DUCTED SPLIT SYSTEM | NA | UNKNOWN | NA | NA | 0
FILTERS | NA | UNKNOWN | NA | NA | 0
FILTERS | NA | UNKNOWN | NA | NA | 0
ROOM AIR CONDITIONING UNIT | NA | UNKNOWN | NA | NA | 0
ROOM AIR CONDITIONING UNIT | NA | UNKNOWN | NA | NA | 0
ROOM AIR CONDITIONING UNIT | NA | UNKNOWN | NA | NA | 0
ROOM AIR CONDITIONING UNIT | NA | UNKNOWN | NA | NA | 0
ROOM AIR CONDITIONING UNIT | NA | UNKNOWN | 9R | NA | 0
ROOM AIR CONDITIONING UNIT | NA | UNKNOWN | NA | NA | 0
ROOM AIR CONDITIONING UNIT | NA | UNKNOWN | NA | NA | 0
ROOM AIR CONDITIONING UNIT | NA | UNKNOWN | NA | NA | 0
ELECTRIC DUCT HEATER | NA | UNKNOWN | NA | NA | 0
ELECTRIC DUCT HEATER | NA | UNKNOWN | NA | NA | 0
AIR FAN - SUPPLY | NA | UNKNOWN | NA | NA | 0
AIR HANDLING UNIT | NA | UNKNOWN | NA | NA | 0
AIR HANDLING UNIT | NA | UNKNOWN | NA | NA | 0
AIR COMPRESSOR | NA | UNKNOWN | 1504TB | NA | 0
AIR COMPRESSOR | NA | UNKNOWN | NA | NA | 0
AIR DRYER (REFRIG) | NA | UNKNOWN | IR11 | NA | 0
AIR RECEIVER | NA | UNKNOWN | NA | NA | 0
AIR RECEIVER | NA | UNKNOWN | NA | NA | 0
SWITCHBOARD MECHANICAL | NONE | NULL | NONE | NA | 0
FRIDGE | NA | UNKNOWN | NA | NA | 0
AUTOCLAVE | NA | UNKNOWN | HVSDL | NA | 0
BACKFLOW PREVENTION DEVICE RPZ | NA | UNKNOWN | NA | NA | 0
BACKFLOW PREVENTION DEVICE RPZ | NA | UNKNOWN | NA | NA | 0
BACKFLOW PREVENTION DEVICE RPZ | NA | UNKNOWN | NA | NA | 0
BACKFLOW PREVENTION DEVICE RPZ | NA | UNKNOWN | NA | NA | 0
BACKFLOW PREVENTION DEVICE RPZ | NA | UNKNOWN | NA | NA | 0
BACKFLOW PREVENTION DEVICE RPZ | NA | UNKNOWN | NA | NA | 0
BACKFLOW PREVENTION DEVICE RPZ | NA | UNKNOWN | NA | NA | 0
BACKFLOW PREVENTION DEVICE RPZ | NA | UNKNOWN | NA | NA | 0
BACKFLOW PREVENTION DEVICE RPZ | NA | UNKNOWN | NA | NA | 0
BACKFLOW PREVENTION DEVICE RPZ | NA | UNKNOWN | NA | NA | 0
BACKFLOW PREVENTION DEVICE RPZ | 98764 | NULL | SDA 03 | NA | 0
BMS | UNKNOWN | HONEYWELL | XL50 | NA | 0
DUCTED HYDRONIC COOLING COIL | UNKNOWM | NULL | UNKNOWN | NULL | NULL
DUCTED HYDRONIC COOLING COIL | UNKNOWN | NULL | UNKNOWN | NA | 0
DUCTED HYDRONIC COOLING COIL | UNKNOWN | NULL | UNKNOWN | NA | 0
DUCTED HYDRONIC COOLING COIL | UNKNOWN | NULL | UNKNOWN | NA | 0
DUCTED HYDRONIC COOLING COIL | NONE | NULL | NONE | NA | 0
DUCTED HYDRONIC COOLING COIL | NONE | NULL | NONE | NA | 0
DUCTED HYDRONIC COOLING COIL | NONE | NULL | NONE | NA | 0
DUCTED HYDRONIC COOLING COIL | NONE | NULL | NONE | NA | 0
DUCTED HYDRONIC COOLING COIL | NA | NULL | NA | NA | 0
DUCTED HYDRONIC COOLING COIL | UNKNOWN | NULL | UNKNOWN | NA | 0
DUCTED HYDRONIC COOLING COIL | UNKNOWN | NULL | UNKNOWN | NA | 0
DUCTED HYDRONIC COOLING COIL | NONE | NULL | NONE | NA | 0
DUCTED HYDRONIC COOLING COIL | NONE | NULL | NONE | NA | 0
DUCTED HYDRONIC COOLING COIL | UNKNOWN | NULL | UNKNOWN | NA | 0
DUCTED HYDRONIC COOLING COIL | UNKNOWN | NULL | UNKNOWN | NA | 0
DUCTED HYDRONIC COOLING COIL | NONE | NULL | NONE | NA | 0
DUCTED HYDRONIC COOLING COIL | NONE | NULL | NONE | NA | 0
DUCTED HYDRONIC COOLING COIL | NONE | NULL | NONE | NA | 0
DUCTED HYDRONIC COOLING COIL | NONE | NULL | NONE | NA | 0
DUCTED HYDRONIC COOLING COIL | UNKNOWN | NULL | UNKNOWN | NA | 0
DUCTED HYDRONIC COOLING COIL | UNKNOWN | NULL | UNKNOWN | NA | 0
DUCTED HYDRONIC COOLING COIL | NONE | NULL | NONE | NA | 0
DUCTED HYDRONIC COOLING COIL | NONE | NULL | NONE | NA | 0
DUCTED HYDRONIC COOLING COIL | NONE | NULL | NONE | NA | 0
DUCTED HYDRONIC COOLING COIL | UNKNOWN | NULL | UNKNOWN | NA | 0
AIR FAN - RETURN | NA | UNKNOWN | NA | NA | 0
AIR COOLED SPLIT SYSTEM | NA | UNKNOWN | NA | NA | 0
AIR COOLED SPLIT SYSTEM | NA | UNKNOWN | NA | NA | 0
CIRCULATING PUMP | Na | GRUNDFOS | LP80-125133 | NA | 0
CHILLED WATER PUMP | NONE | GRUNDFOS | 112MB4-28FT130-C2 | NA | 0
CHILLER - AIR COOLED | UNKNOWN | MULTISTACK | SRA145H-3.0ABR | R410A | 40
CHILLER - WATER COOLED | NA | UNKNOWN | NA | NA | 0
CHILLER - WATER COOLED | NA | UNKNOWN | NA | NA | 0
CHILLER - WATER COOLED | VJT5559B | LUKE | HRACM16D | R22 | 52
CHILLER - WATER COOLED | VJT5559 | LUKE | HRACM16D | R22 | 52
CHILLER - AIR COOLED | NA | MULTISTACK | Other | R410A | 40
CHILLED WATER PUMP | NA | UNKNOWN | NA | NA | 0
CHILLED WATER PUMP | NA | UNKNOWN | NA | NA | 0
CIRCULATING PUMP | NA | UNKNOWN | NA | NA | 0
CHILLED WATER PUMP | NA | UNKNOWN | NA | NA | 0
CHILLED WATER PUMP | V25343 | AJAX | 050-315 | NA | 0
CHILLED WATER PUMP | V25345 | AJAX | 050-315 | NA | 0
CHILLED WATER PUMP | V25342 | AJAX | 050-315 | NA | 0
CHILLED WATER PUMP | V25344 | AJAX | 050-315 | NA | 0
CHILLED WATER PUMP | NA | UNKNOWN | VRC44 | NA | 0
CHILLED WATER PUMP | NA | UNKNOWN | VRC44 | NA | 0
CHILLED WATER PUMP | NA | UNKNOWN | VRC44 | NA | 0
CHILLED WATER PUMP | NA | UNKNOWN | NA | NA | 0
CHILLED WATER PUMP | 180505 | NULL | 100 X 65 -250 | NA | 0
CHILLED WATER PUMP | M5.50X | AJAX | 065-250 | NA | 0
EXTRACTION SYSTEM - SMOKE | NA | UNKNOWN | NA | NA | 0
BMS | NA | UNKNOWN | NA | NA | 0
DUCTED HYDRONIC COOLING COIL | NA | UNKNOWN | NA | NA | 0
DUCTED HYDRONIC COOLING COIL | NA | UNKNOWN | NA | NA | 0
DUCTED HYDRONIC COOLING COIL | NA | UNKNOWN | NA | NA | 0
AIR COMPRESSOR | NA | UNKNOWN | 10T3NL | NA | 0
BMS | NA | HONEYWELL | XL50 | NA | 0
FRIDGE | NA | UNKNOWN | NA | NA | 0
AIR COOLED SPLIT SYSTEM | NA | UNKNOWN | NA | NA | 0
AIR COOLED SPLIT SYSTEM | NA | UNKNOWN | NA | NA | 0
CAR PARK EXHAUST FAN | NA | UNKNOWN | NA | NA | 0
CAR PARK EXHAUST FAN | NA | UNKNOWN | NA | NA | 0
CAR PARK EXHAUST FAN | NA | UNKNOWN | NA | NA | 0
CAR PARK EXHAUST FAN | NA | UNKNOWN | NA | NA | 0
FILTERS | NA | UNKNOWN | NA | NA | 0
CAR PARK SUPPLY AIR FAN | NA | UNKNOWN | NA | NA | 0
AIR FAN - SUPPLY | 445CP | RICHARDSON | G6468 | NA | 0
AIR COOLED SPLIT SYSTEM | A000553 | DAIKIN | REQY10PY1 | R410A | 70
AIR COOLED SPLIT SYSTEM | UNKNOWN | DAIKIN | RXS90KAVMA | R410A | 0
AIR COOLED SPLIT SYSTEM | A000742 | DAIKIN | REYQ14PY1 | R410A | 70
AIR COOLED SPLIT SYSTEM | E001396 | DAIKIN | RXYMQ5PV4A | R410A | 4
CONDENSER UNIT | E002717 | DAIKIN | RZQ71KCV4A | R410A | 2
CONDENSER UNIT | E002716 | DAIKIN | RZQ71KCV4A | R410A | 2
BMS | 00804F82AB1C | DAIKIN | DVM6011A51 | NA | 0
AIR DAMPER | NA | UNKNOWN | NA | NA | 0
DEHUMIDIFIER | NA | UNKNOWN | NA | NA | 0
DOMESTIC HW UNIT (GAS) | NA | UNKNOWN | NA | NA | 0
DOMESTIC HW UNIT (ELECTRIC) | 3114418 | NULL | 61331507 | NA | 0
DOMESTIC HW UNIT (ELECTRIC) | 61031103390 | NULL | 315C348G | NA | 0
DOMESTIC HW UNIT (ELECTRIC) | 487587 | NULL | 2060331508B | NA | 0
DOMESTIC HW UNIT (GAS) | 332277 | NULL | 2060331508B | NA | 0
DOMESTIC HW UNIT (GAS) | NA | UNKNOWN | NA | NA | 0
CIRCULATING PUMP | NA | GRUNDFOS | UPS 20-60 B 150 | NA | 0
CIRCULATING PUMP | UNKNOWN | GRUNDFOS | UPS 20-30 N 150 | NA | 0
DOMESTIC HW UNIT (GAS) | NA | UNKNOWN | NA | NA | 0
DOMESTIC HW UNIT (GAS) | NA | UNKNOWN | NA | NA | 0
DOMESTIC HW UNIT (GAS) | NA | UNKNOWN | NA | NA | 0
DOMESTIC HW UNIT (GAS) | NA | UNKNOWN | NA | NA | 0
DOMESTIC HW UNIT (GAS) | 2011. 11 - 007528 | NULL | KM321 1WH | NA | 0
DOMESTIC HW UNIT (ELECTRIC) | NA | UNKNOWN | NA | NA | 0
DOMESTIC HW UNIT (GAS) | NA | UNKNOWN | NA | NA | 0
DOMESTIC HW UNIT (ELECTRIC) | NA | UNKNOWN | NA | NA | 0
DOMESTIC HW UNIT (ELECTRIC) | NA | UNKNOWN | NA | NA | 0
DOMESTIC HW UNIT (GAS) | NA | UNKNOWN | NA | NA | 0
DOMESTIC HW UNIT (GAS) | NA | UNKNOWN | NA | NA | 0
DOMESTIC HW UNIT (GAS) | NA | UNKNOWN | NA | NA | 0
DOMESTIC HW UNIT (ELECTRIC) | NA | UNKNOWN | NA | NA | 0
DOMESTIC HW UNIT (ELECTRIC) | NA | UNKNOWN | NA | NA | 0
DOMESTIC HW UNIT (ELECTRIC) | NA | UNKNOWN | NA | NA | 0
DOSING POT (CLOSED LOOPS) | NONE | UNKNOWN | NONE | NA | 0
DOSING POT (CLOSED LOOPS) | NA | UNKNOWN | NA | NA | 0
DOSING POT (CLOSED LOOPS) | NA | UNKNOWN | NA | NA | 0
HEATING HOT WATER PUMP | UNKNOWN | GRUNDFOS | WPS 20-60 B 150 | NA | 0
DUCTED SPLIT SYSTEM | 210??????? | CARRIER | 3000A040 | R22 | 7
DUCTED SPLIT SYSTEM | 3798 W08716 | CARRIER | 40QCA | R22 | 7
FILTERS | UNKNOWN | UNKNOWN | UNKNOWN | NA | 0
ELECTRIC DUCT HEATER | NA | UNKNOWN | NA | NA | 0
AIR FAN - EXHAUST | NA | UNKNOWN | NA | NA | 0
AIR FAN - EXHAUST | NA | UNKNOWN | AP500 | NA | 0
AIR FAN - EXHAUST | UNKNOWN | FANTECH | CE354D | NA | 0
AIR FAN - EXHAUST | NA | UNKNOWN | NA | NA | 0
AIR FAN - EXHAUST | NA | UNKNOWN | NA | NA | 0
FILTERS | UNKNOWN | NULL | UNKNOWN | NA | 0
TOILET EXHAUST FAN | UNKNOWN | FANTECH | TD500150 LO | R410A | 0
AIR FAN - EXHAUST | NA | UNKNOWN | NA | NA | 0
AIR FAN - EXHAUST | UNKNOWN | FANTECH | HV-300AE | NA | 0
AIR FAN - EXHAUST | NONE | THERMOLEX | TIPO:HV-300AE | NA | 0
AIR FAN - EXHAUST | NA | UNKNOWN | NA | NA | 0
AIR FAN - EXHAUST | UNKNOWN | FANTECH | CE506D | NA | 0
AIR FAN - EXHAUST | TR15 | RICHARDSON | A700386 | NA | 0
AIR FAN - EXHAUST | NA | UNKNOWN | 227FWB | NA | 0
VARIABLE SPEED DRIVE | NA | UNKNOWN | FDR420 | NA | 0
AIR FAN - EXHAUST | UNKNOWN | FANTECH | CE354D | NA | 0
AIR FAN - EXHAUST | NA | UNKNOWN | NA | NA | 0
AIR FAN - EXHAUST | NA | UNKNOWN | NA | NA | 0
AIR FAN - EXHAUST | NA | UNKNOWN | NA | NA | 0
AIR FAN - EXHAUST | NA | UNKNOWN | 227FWB | NA | 0
VARIABLE SPEED DRIVE | NA | UNKNOWN | FDR420 | NA | 0
TOILET EXHAUST FAN | 419621 | FANTECH | CE284D | NA | 0
AIR FAN - EXHAUST | NA | UNKNOWN | NA | NA | 0
AIR FAN - EXHAUST | NA | UNKNOWN | NA | NA | 0
AIR FAN - EXHAUST | NA | UNKNOWN | NA | NA | 0
TOILET EXHAUST FAN | 466910 | FANTECH | GE314E | NA | 0
AIR FAN - EXHAUST | 457428 | FANTECH | CE224D | NA | 0
AIR FAN - EXHAUST | UNKNOWN | FANTECH | TD2P800200 | NA | 0
AIR FAN - EXHAUST | UNKNOWN | FANTECH | PCE354ER | NA | 0
KITCHEN EXHAUST FAN | NA | RICHARDSON | 790380 | NA | 0
FILTERS | UNKNOWN | UNKNOWN | UNKNOWN | NA | 0
AIR FAN - EXHAUST | UNKNOWN | FANTECH | CE354D | NA | 0
FILTERS | NA | NULL | NA | NA | 0
AIR FAN - EXHAUST | NA | UNKNOWN | 512FW | NA | 0
AIR FAN - EXHAUST | NA | UNKNOWN | NA | NA | 0
AIR FAN - EXHAUST | NA | UNKNOWN | NA | NA | 0
AIR FAN - EXHAUST | NA | UNKNOWN | NA | NA | 0
AIR FAN - EXHAUST | NA | UNKNOWN | NA | NA | 0
AIR FAN - EXHAUST | NA | UNKNOWN | NA | NA | 0
AIR FAN - EXHAUST | NA | UNKNOWN | NA | NA | 0
AIR FAN - EXHAUST | NA | UNKNOWN | NA | NA | 0
AIR FAN - EXHAUST | NA | UNKNOWN | NA | NA | 0
AIR FAN - EXHAUST | NA | UNKNOWN | NA | NA | 0
AIR FAN - EXHAUST | NA | UNKNOWN | NA | NA | 0
AIR FAN - EXHAUST | NA | UNKNOWN | NA | NA | 0
AIR FAN - EXHAUST | NA | UNKNOWN | NA | NA | 0
AIR FAN - EXHAUST | NA | UNKNOWN | NA | NA | 0
AIR FAN - EXHAUST | NA | UNKNOWN | NA | NA | 0
AIR FAN - EXHAUST | NA | UNKNOWN | 312FWBDM | NA | 0
AIR FAN - EXHAUST | NA | UNKNOWN | NA | NA | 0
AIR FAN - EXHAUST | NA | UNKNOWN | NA | NA | 0
AIR FAN - EXHAUST | NA | UNKNOWN | NA | NA | 0
AIR FAN - EXHAUST | NA | UNKNOWN | NA | NA | 0
ELECTRIC DUCT HEATER | NA | UNKNOWN | NA | NA | 0
ELECTRIC DUCT HEATER | UNKNOWN | NULL | UNKNOWN | NA | 0
ELECTRIC DUCT HEATER | UNKNOWN | UNKNOWN | UNKNOWM | NA | 0
ELECTRIC DUCT HEATER | UNKNOWN | UNKNOWN | UNKNOWN | NA | 0
ELECTRIC DUCT HEATER | UNKNOWN | UNKNOWN | UNKNOWN | NA | 0
ELECTRIC DUCT HEATER | UNKNOWN | UNKNOWN | UNKNOWN | NA | 0
ELECTRIC DUCT HEATER | NA | UNKNOWN | NA | NA | 0
ELECTRIC DUCT HEATER | UNKNOWN | UNKNOWN | UNKNOWN | NA | 0
ELECTRIC DUCT HEATER | UNKNOWN | UNKNOWN | UNKNOWN | NA | 0
ELECTRIC DUCT HEATER | NA | UNKNOWN | NA | NA | 0
ELECTRIC DUCT HEATER | NA | UNKNOWN | NA | NA | 0
ELECTRIC DUCT HEATER | NA | UNKNOWN | NA | NA | 0
ELECTRIC DUCT HEATER | NA | UNKNOWN | NA | NA | 0
ELECTRIC DUCT HEATER | NA | UNKNOWN | NA | NA | 0
ELECTRIC DUCT HEATER | NA | UNKNOWN | NA | NA | 0
ELECTRIC DUCT HEATER | NA | UNKNOWN | NA | NA | 0
ELECTRIC DUCT HEATER | NA | UNKNOWN | NA | NA | 0
ELECTRIC DUCT HEATER | NA | UNKNOWN | NA | NA | 0
ELECTRIC DUCT HEATER | NA | UNKNOWN | NA | NA | 0
ELECTRIC DUCT HEATER | NA | UNKNOWN | NA | NA | 0
ELECTRIC DUCT HEATER | NA | UNKNOWN | NA | NA | 0
ELECTRIC DUCT HEATER | NA | UNKNOWN | NA | NA | 0
ELECTRIC DUCT HEATER | NA | UNKNOWN | NA | NA | 0
ELECTRIC DUCT HEATER | NA | UNKNOWN | NA | NA | 0
ELECTRIC DUCT HEATER | NA | UNKNOWN | NA | NA | 0
ELECTRIC DUCT HEATER | NA | UNKNOWN | NA | NA | 0
ELECTRIC DUCT HEATER | NA | UNKNOWN | NA | NA | 0
ELECTRIC DUCT HEATER | NA | UNKNOWN | NA | NA | 0
ELECTRIC DUCT HEATER | NA | UNKNOWN | NA | NA | 0
ELECTRIC DUCT HEATER | NONE | UNKNOWN | NA | NA | 0
ELECTRIC DUCT HEATER | NA | UNKNOWN | NA | NA | 0
ELECTRIC DUCT HEATER | NA | UNKNOWN | NA | NA | 0
ELECTRIC DUCT HEATER | NA | UNKNOWN | NA | NA | 0
ELECTRIC DUCT HEATER | UNKNOWN | UNKNOWN | UNKNOWN | NA | 0
ELECTRIC DUCT HEATER | UNKNOWN | UNKNOWN | UNKNOWN | NA | 0
ELECTRIC DUCT HEATER | UNKNOWN | UNKNOWN | UNKNOWN | NA | 0
ELECTRIC DUCT HEATER | UNKNOWN | UNKNOWN | UNKNOWN | NA | 0
ELECTRIC DUCT HEATER | UNKNOWN | UNKNOWN | UNKNOWN | NA | 0
ELECTRIC DUCT HEATER | UNKNOWN | UNKNOWN | UNKNOWN | NA | 0
ELECTRIC DUCT HEATER | NA | UNKNOWN | NA | NA | 0
ELECTRIC DUCT HEATER | NA | UNKNOWN | NA | NA | 0
ELECTRIC DUCT HEATER | NA | UNKNOWN | NA | NA | 0
ELECTRIC DUCT HEATER | NA | UNKNOWN | NA | NA | 0
ELECTRIC DUCT HEATER | NA | UNKNOWN | NA | NA | 0
ELECTRIC DUCT HEATER | NA | UNKNOWN | NA | NA | 0
ELECTRIC DUCT HEATER | NA | UNKNOWN | NA | NA | 0
ELECTRIC DUCT HEATER | NA | UNKNOWN | NA | NA | 0
ELECTRIC DUCT HEATER | NA | UNKNOWN | NA | NA | 0
ELECTRIC DUCT HEATER | NA | UNKNOWN | NA | NA | 0
ELECTRIC DUCT HEATER | NA | UNKNOWN | NA | NA | 0
ELECTRIC DUCT HEATER | NA | UNKNOWN | NA | NA | 0
ELECTRIC DUCT HEATER | NA | UNKNOWN | NA | NA | 0
ELECTRIC DUCT HEATER | NA | UNKNOWN | NA | NA | 0
ELECTRIC DUCT HEATER | NA | UNKNOWN | NA | NA | 0
ELECTRIC DUCT HEATER | NA | UNKNOWN | NA | NA | 0
ELECTRIC DUCT HEATER | NA | UNKNOWN | NA | NA | 0
ELECTRIC DUCT HEATER | NA | UNKNOWN | NA | NA | 0
ELECTRIC DUCT HEATER | NA | UNKNOWN | NA | NA | 0
ELECTRIC DUCT HEATER | NA | UNKNOWN | NA | NA | 0
ELECTRIC DUCT HEATER | NA | UNKNOWN | NA | NA | 0
ELECTRIC DUCT HEATER | NA | UNKNOWN | NA | NA | 0
ELECTRIC DUCT HEATER | NA | UNKNOWN | NA | NA | 0
ELECTRIC DUCT HEATER | NA | UNKNOWN | NA | NA | 0
ELECTRIC DUCT HEATER | NA | UNKNOWN | NA | NA | 0
ELECTRIC DUCT HEATER | NA | UNKNOWN | NA | NA | 0
ELECTRIC DUCT HEATER | NA | UNKNOWN | NA | NA | 0
ELECTRIC DUCT HEATER | NA | UNKNOWN | NA | NA | 0
ELECTRIC DUCT HEATER | NA | UNKNOWN | NA | NA | 0
SWITCHBOARD DISTRIBUTION |  | NHP |  | NULL | NULL
COOL ROOM | NA | MULLER | NA | R22 | 3
COOL ROOM | NA | MULLER | NA | NA | 0
FRIDGE | ID400257302 | NULL | FV400 | R134A | 275
FRIDGE | A020958331 | NULL | B550HPXL-C | NA | 0
SWITCHBOARD DISTRIBUTION |  | NHP |  | NULL | NULL
AIR HANDLING UNIT | NA | WALKER | ASH-41-AL2 | NA | 0
AIR HANDLING UNIT | NA | WALKER | NA | NA | 0
AIR FAN - EXHAUST | NA | NULL | A | NA | 0
AIR FAN - EXHAUST | NA | NULL | A | NA | 0
SMOKE SPILL FAN | NA | FANTECH | APO804A | NULL | NULL
AIR FAN - OUTSIDE | NA | FANTECH | AXIAL | NA | 0
AIR FAN - SUPPLY | 890CPD | RICHARDSON | F3183 | NULL | NULL
VARIABLE SPEED DRIVE | 31350061194 | ABB | ACH550-01-072A+DO55 | NULL | NULL
AIR FAN - RETURN | NA | NULL | NA | NULL | NULL
VARIABLE SPEED DRIVE | 3141703433 | ABB | ACN55-01-031A-4+DO55 | NULL | NULL
AIR FAN - EXHAUST | NA | FANTECH | NA | NA | 0
AIR FAN - EXHAUST | 14 05 09 | FANTECH | MV354E | NULL | NULL
AIR FAN - EXHAUST | NA | NULL | BNA | NA | 0
AIR FAN - OUTSIDE | 5145509500 | FANTECH | VM 150L | NULL | NULL
KITCHEN EXHAUST FAN | 11649 | FANTECH | CD560-6-6 | NULL | NULL
COOL ROOM | 17805 | NULL | FAH 140 COLDWRIGHT | R134A | 5
AIR FAN - EXHAUST | NA | FANTECH | CD31-4 | NULL | NULL
COOL ROOM | 7050424099 | KIRBY | KMTO51 | R134A | 5
AIR FAN - EXHAUST | NA | FANTECH | CE250-4 | NULL | NULL
COOL ROOM | 17344 | NULL | LLMA 175 COLDWRIGHT | R134A | 5
AIR FAN - EXHAUST | NA | FANTECH | MV200-4 | NULL | NULL
COOL ROOM | 1001040174 | KIRBY | KMT067 | R134A | 5
FREEZER ROOM | 17558 | NULL | HDPF293 COLD WRIGHT | R404A | 5
COOL ROOM | 999952-002 | BUFFALO | BRLE043 | R134A | 5
FREEZER ROOM | 17537 | NULL | HDPF 293 COLDWRIGHT | R404A | 5
COOL ROOM | 1396-005 | BUFFALO | T06-009 | R134A | 5
AIR FAN - EXHAUST | 4987 | UNKNOWN | Other | NULL | NULL
DOMESTIC HW UNIT (ELECTRIC) | 15420789 | UNKNOWN | 61331507 | NULL | NULL
SWITCHBOARD MECHANICAL | NA | NULL | ELECTROMASTER | NA | 0
VARIABLE SPEED DRIVE | 91168102 | HONEYWELL | 91167755 | NA | 0
CONDENSER WATER PUMP | 75423-6A | AJAX | ELITE 2014470 | NA | 0
VARIABLE SPEED DRIVE | 91164767 | HONEYWELL | 11387760 | NA | 0
VARIABLE SPEED DRIVE | 91165742 | HONEYWELL | 11399553 | NA | 0
CONDENSER WATER PUMP | E150-32 | AJAX | ELITE 2104470 | NA | 0
DOSING POT (CLOSED LOOPS) | NIL | NULL | HYDROCHEM P8978 | NA | 0
HEAT EXCHANGER - WATER TO WAT | NIL | NULL | HEAT EXCHANGERS WA S621S | NA | 0
HEAT EXCHANGER - WATER TO WAT | NIL | NULL | HEAT EXCHANGERS WA S621S | NA | 0
DOSING POT (CLOSED LOOPS) | NIL | NULL | HYDROCHEM P8978 | NA | 0
CONDENSER UNIT | L9260 | LOVELOCK LUKE | WA200KY20012MH3 | R134A | 5
SWITCHBOARD DISTRIBUTION |  | UNKNOWN |  | NULL | NULL
CONDENSER UNIT | L8262 | LOVELOCK LUKE | WA200KY20012MH3 | R134A | 5
CONDENSER UNIT | N/A | LOVELOCK LUKE | N/A | R134A | 5
CONDENSER UNIT | N/A | LOVELOCK LUKE | N/A | R134A | 5
CONDENSER UNIT | 170080 | LOVELOCK LUKE | WR700KY500-502L | R404A | 5
CONDENSER UNIT | L9282 | LOVELOCK LUKE | WA16UK15012MH3 | R134A | 5
CONDENSER UNIT | 170090 | LOVELOCK LUKE | WR55OKY500502L3 | R404A | 5
CONDENSER UNIT | 612026587 | KIRBY | DKSL15XBW1 | R134A | 5
WALL MOUNTED SPLIT SYSTEM | 17369 | SANYO | SPW-T452GH5 | R22 | 5
WALL MOUNTED SPLIT SYSTEM | 18069 | SANYO | SPW-T452GH5 | R22 | 5
WALL MOUNTED SPLIT SYSTEM | 28269 | SANYO | SPW-C452GH8 | R22 | 0
WALL MOUNTED SPLIT SYSTEM | 29069 | SANYO | SPW-C452GH8 | R22 | 5
CONDENSER WATER PUMP | 75423SA | NULL | KSB 210446D | NA | 0
CONDENSER WATER PUMP | 75423-5B | NULL | KSB 210446D | NA | 0
CONDENSER WATER PUMP | 75423-4A | NULL | KSB 210446D | NA | 0
CONDENSER WATER PUMP | 75423-4B | NULL | KSB 210446D | NA | 0
CONDENSER WATER PUMP | 824002 | NULL | KSB 210457 | NA | 0
CONDENSER WATER PUMP | 814002 | NULL | KSB 210457 | NA | 0
VARIABLE SPEED DRIVE | 91167874 | VACON | PA006155H1SSS | NA | 0
VARIABLE SPEED DRIVE | 11430535 | VACON | PA006155H1SSS | NA | 0
VARIABLE SPEED DRIVE | 11426481 | VACON | PA006155H1SSS | NA | 0
VARIABLE SPEED DRIVE | 11426480 | VACON | PA006155H1SSS | NA | 0
SWITCHBOARD MECHANICAL |  | UNKNOWN |  | NULL | NULL
DOMESTIC HOT WATER PUMP | UNKNOWN | UNKNOWN | UNKNOWN | NULL | NULL
COOL/FREEZER ROOM | NA | NULL | CAJT4492YHR | R134A | 3
FAN COIL UNIT - DUCTED | 833918 | TEMPERZONE | IMD280-4/1 | NA | 0
EYEWASH STATIONS | NA | ENWARE | NA | NULL | NULL
VARIABLE SPEED DRIVE | UNKNOWN | ABB | UNKNOWN | NULL | NULL
REHEAT COIL | NA | ACCENT AIR | MODERNAIR | NULL | NULL
CHILLER - WATER COOLED | 50610G92611201 | YORK | YKCPCQQ45CFGS | R134A | 554
CHILLER - WATER COOLED | 50610G92611402 | YORK | YKCPCQQ45CFGS | R134A | 554
CHILLER - WATER COOLED | 50610G92609411 | YORK | YKCPCQQ75CMFS | R134A | 726
CHILLER - WATER COOLED | 50610G92609410 | YORK | YKCPCQQ75CMFS | R134A | 726
SWITCHBOARD MECHANICAL | NIL | NULL | ELECTROMASTER | NA | 0
REHEAT COIL | NA | NULL | MODERNAIR | NA | 0
REHEAT COIL | NA | NULL | MODERNAIR | NA | 0
REHEAT COIL | NA | NULL | MODERNAIR | NULL | NULL
REHEAT COIL | NA | NULL | MODERNAIR | NULL | NULL
WALL MOUNTED SPLIT SYSTEM | UNKNOWN | SANYO | SPWC252GH8 | R22 | 4
REHEAT COIL | NA | NULL | MODERNAIR | NULL | NULL
WALL MOUNTED SPLIT SYSTEM | NA | SANYO | SPWC362GH8 | R22 | 5
REHEAT COIL | NA | NULL | MODERNAIR | NA | 0
WALL MOUNTED SPLIT SYSTEM | 06B2766210 | HITACHI | RAC60YHA | R22 | 4
WALL MOUNTED SPLIT SYSTEM | E000718 | FUJITSU | AOTG22KMCA | R32 | 4
REHEAT COIL | NA | NULL | MODERNAIR | NULL | NULL
WALL MOUNTED SPLIT SYSTEM | 4902312 | DAIKIN | RXS25BVMB | R410A | 1
WALL MOUNTED SPLIT SYSTEM | 4901631 | DAIKIN | FTXS25BVMA | R410A | 0
WALL MOUNTED SPLIT SYSTEM | 039101069RE | MITSUBISHI | DXC18Z3-S | R410A | 2
SWITCHBOARD MAIN |  | NULL |  | NULL | NULL
BMS | NA | NULL | NA | NULL | NULL
REHEAT COIL | NA | NULL | MODERNAIR | NULL | NULL
REHEAT COIL | NA | NULL | MODERNAIR | NULL | NULL
CHILLED WATER UNIT | - | MULLER | - | NA | 0
CHILLED WATER UNIT | - | MULLER | - | NA | 0
WALL MOUNTED SPLIT SYSTEM | - | PANASONIC | - | R410A | 3
CHILLED WATER UNIT | - | MULLER | - | NA | 0
CHILLED WATER UNIT | - | MULLER | - | NA | 0
REHEAT COIL | NA | NULL | MODERNAIR | NULL | NULL
REHEAT COIL | NA | NULL | MODERNAIR | NA | 0
CHILLER - WATER COOLED | TBC | HITACHI | TBC | R22 | 0
SWITCHBOARD MECHANICAL |  | UNKNOWN |  | NULL | NULL
AIR DAMPER | NA | NULL | NA | NA | 0
REHEAT COIL | NA | NULL | MODERNAIR | NA | 0
CASSETTE SPLIT SYSTEM | NA | SANYO | ESPACIO | NA | 0
SWITCHBOARD MAIN |  | UNKNOWN |  | NULL | NULL
REHEAT COIL | NA | NULL | MODERNAIR | NULL | NULL
SWITCHBOARD MAIN | NA | NULL | NA | NA | 0
ROOM AIR CONDITIONING UNIT | NWTVJ0003M | COOLINE AC | LHB20BIHDIIPW | R22 | 1.13
TOILET EXHAUST FAN | 7086 | PHOENIX | CHICAGO | NA | 0
REHEAT COIL | NA | NULL | MODERNAIR | NA | 0
TOILET EXHAUST FAN | 7085 | PHOENIX | CHICAGO | NA | 0
REHEAT COIL | NA | NULL | MODERNAIR | NULL | NULL
COOL/FREEZER ROOM | NA | KIRBY | UNKNOWN | OTHER | 2
FRIDGE | UNKNOWN | KIRBY | UNKNOWN | NA | 0
REHEAT COIL | NA | NULL | MODERNAIR | NULL | NULL
BOILING/CHILLED WATER UNIT | 2010101430038 | ZIP HYDROTAP | 39100 | NULL | NULL
COOL/FREEZER ROOM | NA | KIRBY | UNKNOWN | NA | 0
BOILING WATER UNIT | NA | UNKNOWN | UNKNOWN | NULL | NULL
BACKFLOW PREVENTION DEVICE RPZ | 9713 | AUTOHEAT | ARU2-303 | NULL | NULL
TOILET EXHAUST FAN | 7085 | PHOENIX | CHICAGO | NA | 0
CONDENSER UNIT | NA | TOSHIBA | RAV SP804AT E | R410A | 2.1
CONDENSER UNIT | 001BOO45 | TOSHIBA | RAV SP1104ATE | R410A | 3.1
CONDENSER UNIT | 003E0438 | TOSHIBA | RAV SP804AT E | R410A | 2.1
CONDENSER UNIT | 003E0392 | TOSHIBA | RAV SP804AT E | R410A | 2.1
CONDENSER UNIT | 003E0353 | TOSHIBA | RAV SP804AT E | R410A | 2.1
CONDENSER UNIT | 002B0098 | TOSHIBA | RAVSP110 | R410A | 3.1
WALL MOUNTED SPLIT SYSTEM | 444301467BE | MITSUBISHI | SRK20ZMA-S | NA | 0
CASSETTE SPLIT SYSTEM | 482401602BE | MITSUBISHI | SRC20ZMA-S | R410A | 1
STAIRWELL PRESSURISATION FAN | NA | AXIAL | PAINTED OVER | NULL | NULL
VARIABLE SPEED DRIVE | 10105 | NULL | DD210SH0055KVEFRR | NULL | NULL
AIR FAN - RETURN | B7019 | AXIAL | 48G1OP | NULL | NULL
AIR FAN - RETURN | NA | AXIAL | 48G1OP | NULL | NULL
FAN COIL UNIT - DUCTED | 92882 | TEMPERZONE | PAINTED OVER | NA | 0
FAN COIL UNIT - NON DUCTED | B10K0609ZS0Z | SINKO | LCB32VRVN-CWZ | NA | 0
WALL MOUNTED SPLIT SYSTEM | X11C0048ZSTD | SINKO | WX13MPVH-CWZ | NA | 0
WALL MOUNTED SPLIT SYSTEM | X11J0003ZSTD | SINKO | WX13MPVH-CWZ | NA | 0
WALL MOUNTED SPLIT SYSTEM | X11HO717ZSTD | SINKO | WX13MPVH-CWZ | NA | 0
SWITCHBOARD DISTRIBUTION |  | NULL |  | NULL | NULL
LIGHTING CONTROLS | 1858 2 | NULL | DMC805 | NULL | NULL
SWITCHBOARD DISTRIBUTION | NULL | NULL | NULL | NULL | NULL
COOLING TOWER | M5137 | AQUACOOLER | MSS540A | NULL | NULL
COOLING TOWER | M5137 | AQUACOOLER | MSS540A | NULL | NULL
AIR HANDLING UNIT | 1024 | NULL | CHICAGO | NA | 0
AIR DAMPER | NA | NULL | NA | NA | 0
SWITCHBOARD MECHANICAL |  | EATON |  | NULL | NULL
AIR HANDLING UNIT | NA | NULL | NA | CHILLED & HEATING WATER | 0
AIR HANDLING UNIT | NA | NULL | NA | CHILLED & HEATING WATER | 0
FAN COIL UNIT - DUCTED | PAINTED OVER | TEMPERZONE | PAINTED OVER | CHILLED & HEATING WATER | 0
DRINKING FOUNTAINS (REFRIG) | NA | NULL | NA | NULL | NULL
SWITCHBOARD DISTRIBUTION |  | NHP |  | NULL | NULL
SWITCHBOARD DISTRIBUTION |  | NULL |  | NULL | NULL
SWITCHBOARD DISTRIBUTION |  | NULL |  | NULL | NULL
SWITCHBOARD DISTRIBUTION |  | NULL |  | NULL | NULL
DRINKING FOUNTAINS (REFRIG) | NA | NULL | NA | NULL | NULL
SWITCHBOARD DISTRIBUTION |  | NULL |  | NULL | NULL
0 - NOT SET | NA | NULL | NA | NA | 0
BMS | NA | NULL | NA | NULL | NULL
CIRCULATING PUMP | 2 | GRUNDFOS | A96516976P1150 | NULL | NULL
CIRCULATING PUMP | 1 | GRUNDFOS | A96516170P11513 | NULL | NULL
PRESSURE CONTROL | NA | HONEYWELL | NA | NA | 0
PRESSURE CONTROL | NA | HONEYWELL | NA | NA | 0
AIR HANDLING UNIT | SN NOT LISTED ON EXTERIOR | CUSTOM-BUILT | CUSTOM MADE MULTI ZONE AHU | CHILLED & HEATING WATER | 0
AIR HANDLING UNIT | SN NOT LISTED ON EXTERIOR | CUSTOM-BUILT | CUSTOM MADE MULTI ZONE. | CHILLED & HEATING WATER | 0
SWITCHBOARD DISTRIBUTION |  | MENCO ELECTRIC |  | NULL | NULL
DRINKING FOUNTAINS (REFRIG) | NA | NULL | NA | NULL | NULL
AIR HANDLING UNIT | 348 | EMAIL | 3300-1687-697M | NA | 0
AIR HANDLING UNIT | 8 22 | NULL | 1687-3300 618M | NA | 0
AIR HANDLING UNIT | 2259/78 | NULL | CLEMCO PC23X | NA | 0
SWITCHBOARD DISTRIBUTION |  | NHP |  | NULL | NULL
SWITCHBOARD DISTRIBUTION |  | NHP |  | NULL | NULL
SWITCHBOARD DISTRIBUTION |  | FREDON |  | NULL | NULL
SWITCHBOARD DISTRIBUTION |  | NULL |  | NULL | NULL
TOILET EXHAUST FAN | 92958 | FANTECH | QE354 | NA | 0
BACKFLOW PREVENTION DEVICE RPZ | 9712 | UNKNOWN | ARU2-303 | NULL | NULL
COOLING TOWER | 10J0698 | BALTIMORE | RCT2636 | NULL | NULL
COOLING TOWER | 10J0698 | BALTIMORE | RCT2636 | NULL | NULL
CIRCULATING PUMP | NA | GRUNFOSS | A96260300T112520001 | NULL | NULL
FILTERS | 213 | NULL | FW150 | NA | 0
BOILING WATER UNIT | NA | AQUARIUS | NA | NA | 0
REHEAT COIL | NA | NULL | MODERNAIR | NULL | NULL
CIRCULATING PUMP | 2024-04-14 | ONGA | 413 | NULL | NULL
KITCHEN EXHAUST FAN | NA | FANTECH | NA | NA | 0
FAN COIL UNIT - DUCTED | 8331662 | TRANE | 12LPH | NA | 0
CHILLED WATER UNIT | - | MULLER | - | NA | 0
CHILLED WATER UNIT | - | MULLER | - | NA | 0
WALL MOUNTED SPLIT SYSTEM | - | PANASONIC | - | R410A | 3
CHILLED WATER UNIT | - | MULLER | - | NA | 0
CHILLED WATER UNIT | - | MULLER | - | NA | 0
FUME HOOD | NA | UNKNOWN | Other | NULL | NULL
AIR FAN - EXHAUST | NA | SMOOTH FLOW | UNKNOWN | NULL | NULL
FAN COIL UNIT - DUCTED | K2815 | MULLER | MIH04 | NA | 0
CONDENSER WATER PUMP | 814002 | NULL | KSB 210457 | NA | 0
VARIABLE SPEED DRIVE | 91167874 | VACON | PA006155H1SSS | NA | 0
VARIABLE SPEED DRIVE | 11430535 | VACON | PA006155H1SSS | NA | 0
VARIABLE SPEED DRIVE | 11426481 | VACON | PA006155H1SSS | NA | 0
VARIABLE SPEED DRIVE | 11426480 | VACON | PA006155H1SSS | NA | 0
VARIABLE SPEED DRIVE | 11399554 | VACON | PA008755H0SSS | NA | 0
VARIABLE SPEED DRIVE | 11363554 | VACON | PA008755H0SSS | NA | 0
CHILLED WATER UNIT | - | MULLER | - | NA | 0
CHILLED WATER UNIT | - | MULLER | - | NA | 0
WALL MOUNTED SPLIT SYSTEM | - | PANASONIC | - | R410A | 3
CHILLED WATER UNIT | - | MULLER | - | NA | 0
CHILLED WATER UNIT | - | MULLER | - | NA | 0
CHILLED WATER UNIT | - | MULLER | - | NA | 0
CHILLED WATER UNIT | - | MULLER | - | NA | 0
CHILLED WATER UNIT | - | MULLER | - | NA | 0
VARIABLE AIR VOLUME UNITS | - | NULL | - | NA | 0
VARIABLE AIR VOLUME UNITS | - | NULL | - | NA | 0
VARIABLE AIR VOLUME UNITS | - | NULL | - | NA | 0
VARIABLE AIR VOLUME UNITS | - | NULL | - | NA | 0
VARIABLE AIR VOLUME UNITS | - | NULL | - | NA | 0
VARIABLE AIR VOLUME UNITS | - | NULL | - | NA | 0
VARIABLE AIR VOLUME UNITS | - | NULL | - | NA | 0
VARIABLE AIR VOLUME UNITS | - | NULL | - | NA | 0
VARIABLE AIR VOLUME UNITS | - | NULL | - | NA | 0
VARIABLE AIR VOLUME UNITS | - | NULL | - | NA | 0
VARIABLE AIR VOLUME UNITS | - | NULL | - | NA | 0
VARIABLE AIR VOLUME UNITS | - | NULL | - | NA | 0
VARIABLE AIR VOLUME UNITS | - | NULL | - | NA | 0
VARIABLE AIR VOLUME UNITS | - | NULL | - | NA | 0
DUCTED SPLIT SYSTEM | - | LG | - | R410A | 4
0 - NOT SET | - | NULL | - | NA | 0
VARIABLE AIR VOLUME UNITS | - | NULL | - | NA | 0
VARIABLE AIR VOLUME UNITS | - | NULL | - | NA | 0
VARIABLE AIR VOLUME UNITS | - | NULL | - | NA | 0
VARIABLE AIR VOLUME UNITS | - | NULL | - | NA | 0
VARIABLE AIR VOLUME UNITS | 0 | NULL | 0 | NA | 0
VARIABLE AIR VOLUME UNITS | 0 | NULL | 0 | NA | 0
VARIABLE AIR VOLUME UNITS | 0 | NULL | 0 | NA | 0
VARIABLE AIR VOLUME UNITS | 0 | NULL | 0 | NA | 0
VARIABLE AIR VOLUME UNITS | 0 | NULL | 0 | NA | 0
VARIABLE AIR VOLUME UNITS | 0 | NULL | 0 | NA | 0
VARIABLE AIR VOLUME UNITS | 0 | NULL | 0 | NA | 0
DUCTED SPLIT SYSTEM | - | TOSHIBA | - | R410A | 3
DUCTED SPLIT SYSTEM | - | TOSHIBA | - | R410A | 3
WALL MOUNTED SPLIT SYSTEM | 2501521 | TOSHIBA | RAV-SM802KRT-E | R410A | 3
VARIABLE SPEED DRIVE | 088625G493 | DANFOSS | 0 | NA | 0
SWITCHBOARD MECHANICAL | 0 | NULL | 0 | NA | 0
AIR FAN - EXHAUST | 1078/82/001 | NULL | 0 | NA | 0
DUCTED SPLIT SYSTEM | - | TOSHIBA | - | R410A | 3
FAN COIL UNIT - DUCTED | 8331662 | TRANE | 12LPH | NA | 0
CONDENSER UNIT | 1858 | DAIKIN | RK835EVMA | R410A | 1
AIR HANDLING UNIT | NA | NULL | NA | NA | 0
AIR HANDLING UNIT | NA | NULL | NA | NA | 0
VARIABLE SPEED DRIVE | 509170244 | DANFOSS | VLT 131B3319 | NA | 0
VARIABLE SPEED DRIVE | NA | DANFOSS | VLT 131B3319 | NA | 0
CHILLED BEAMS - PASSIVE | A | NULL | FRENGER | NA | 0
CHILLED BEAMS - PASSIVE | A | NULL | FRENGER | NA | 0
CHILLED BEAMS - PASSIVE | A | NULL | FRENGER | NA | 0
CHILLED BEAMS - PASSIVE | A | NULL | FRENGER | NA | 0
CHILLED BEAMS - PASSIVE | A | NULL | FRENGER | NA | 0
CHILLED BEAMS - PASSIVE | A | NULL | FRENGER | NA | 0
CHILLED BEAMS - PASSIVE | A | NULL | FRENGER | NA | 0
CHILLED BEAMS - PASSIVE | A | NULL | FRENGER | NA | 0
CHILLED BEAMS - PASSIVE | A | NULL | FRENGER | NA | 0
CHILLED BEAMS - PASSIVE | A | NULL | FRENGER | NA | 0
CHILLED BEAMS - PASSIVE | A | NULL | FRENGER | NA | 0
CHILLED BEAMS - PASSIVE | A | NULL | FRENGER | NA | 0
CHILLED BEAMS - PASSIVE | A | NULL | FRENGER | NA | 0
CHILLED BEAMS - PASSIVE | A | NULL | FRENGER | NA | 0
CHILLED BEAMS - PASSIVE | A | NULL | FRENGER | NA | 0
CHILLED BEAMS - PASSIVE | A | NULL | FRENGER | NA | 0
CHILLED BEAMS - PASSIVE | A | NULL | FRENGER | NA | 0
CHILLED BEAMS - PASSIVE | A | NULL | FRENGER | NA | 0
CHILLED BEAMS - PASSIVE | A | NULL | FRENGER | NA | 0
CHILLED BEAMS - PASSIVE | A | NULL | FRENGER | NA | 0
CHILLED BEAMS - PASSIVE | A | NULL | FRENGER | NA | 0
CHILLED BEAMS - PASSIVE | A | NULL | FRENGER | NA | 0
CHILLED BEAMS - PASSIVE | A | NULL | FRENGER | NA | 0
CHILLED BEAMS - PASSIVE | A | NULL | FRENGER | NA | 0
CHILLED BEAMS - PASSIVE | A | NULL | FRENGER | NA | 0
CHILLED BEAMS - PASSIVE | A | NULL | FRENGER | NA | 0
CHILLED BEAMS - PASSIVE | A | NULL | FRENGER | NA | 0
CHILLED BEAMS - PASSIVE | A | NULL | FRENGER | NA | 0
CHILLED BEAMS - PASSIVE | A | NULL | FRENGER | NA | 0
CHILLED BEAMS - PASSIVE | A | NULL | FRENGER | NA | 0
CHILLED BEAMS - PASSIVE | A | NULL | FRENGER | NA | 0
CHILLED BEAMS - PASSIVE | A | NULL | FRENGER | NA | 0
CHILLED BEAMS - PASSIVE | A | NULL | FRENGER | NA | 0
CHILLED BEAMS - PASSIVE | A | NULL | FRENGER | NA | 0
CHILLED BEAMS - PASSIVE | A | NULL | FRENGER | NA | 0
CHILLED BEAMS - PASSIVE | A | NULL | FRENGER | NA | 0
CHILLED BEAMS - PASSIVE | A | NULL | FRENGER | NA | 0
CHILLED BEAMS - PASSIVE | A | NULL | FRENGER | NA | 0
CHILLED BEAMS - PASSIVE | A | NULL | FRENGER | NA | 0
CHILLED BEAMS - PASSIVE | A | NULL | FRENGER | NA | 0
CHILLED BEAMS - PASSIVE | A | NULL | FRENGER | NA | 0
CHILLED BEAMS - PASSIVE | A | NULL | FRENGER | NA | 0
CHILLED BEAMS - PASSIVE | A | NULL | FRENGER | NA | 0
CHILLED BEAMS - PASSIVE | A | NULL | FRENGER | NA | 0
CHILLED BEAMS - PASSIVE | A | NULL | FRENGER | NA | 0
CHILLED BEAMS - PASSIVE | A | NULL | FRENGER | NA | 0
CHILLED BEAMS - PASSIVE | A | NULL | FRENGER | NA | 0
CHILLED BEAMS - PASSIVE | A | NULL | FRENGER | NA | 0
CHILLED BEAMS - PASSIVE | A | NULL | FRENGER | NA | 0
CHILLED BEAMS - PASSIVE | A | NULL | FRENGER | NA | 0
CHILLED BEAMS - PASSIVE | A | NULL | FRENGER | NA | 0
CHILLED BEAMS - PASSIVE | A | NULL | FRENGER | NA | 0
CHILLED BEAMS - PASSIVE | A | NULL | FRENGER | NA | 0
CHILLED BEAMS - PASSIVE | A | NULL | FRENGER | NA | 0
CHILLED BEAMS - PASSIVE | A | NULL | FRENGER | NA | 0
CHILLED BEAMS - PASSIVE | A | NULL | FRENGER | NA | 0
CHILLED BEAMS - PASSIVE | A | NULL | FRENGER | NA | 0
CHILLED BEAMS - PASSIVE | A | NULL | FRENGER | NA | 0
CHILLED BEAMS - PASSIVE | A | NULL | FRENGER | NA | 0
CHILLED BEAMS - PASSIVE | A | NULL | FRENGER | NA | 0
CHILLED BEAMS - PASSIVE | A | NULL | FRENGER | NA | 0
CHILLED BEAMS - PASSIVE | A | NULL | FRENGER | NA | 0
AIR FAN - SUPPLY | 551060 | FANTECH | AP0312AP5/19 | NULL | NULL
AIR FAN - EXHAUST | NA | S&P | TD-500 | NULL | NULL
FAN COIL UNIT - DUCTED | N/A | COLAIR | ASHD300 | CHILLED & HEATING WATER | 0
COOL ROOM | N/A | BUFFALO | N/A | R22 | 3
FILTERS | N/A | NULL | 910089-000 | NULL | NULL
FRIDGE | 1043010 | NULL | BM45E | NA | 0
FRIDGE | 14J10 0200132 | KIRBY | BA12LMYB2 | R134A | 1
FRIDGE | N/A | KIRBY | N/A | R134A | 1
COOL ROOM | N/A | KIRBY | N/A | R22 | 1
FIELD CONTROLLER | NA | ALERTON | NA | NA | 0
FIELD CONTROLLER | NA | NULL | NA | NA | 0
SWITCHBOARD MECHANICAL | NULL | NULL | NULL | NULL | NULL
FAN COIL UNIT - DUCTED | NA | COLAIR | ASHD 1000 | CHILLED & HEATING WATER | 0
REHEAT COIL | N/A | BELIMO | N/A | NULL | NULL
REHEAT COIL | N/A | BELIMO | N/A | NULL | NULL
SWITCHBOARD DISTRIBUTION |  | NULL |  | NULL | NULL
REHEAT COIL | N/A | SIEMENS | N/A | NULL | NULL
REHEAT COIL | N/A | SIEMENS | N/A | NULL | NULL
REHEAT COIL | N/A | SIEMENS | N/A | NULL | NULL
FAN COIL UNIT - DUCTED | 827096 | TEMPERZONE | IMD 135-4/1 | CHILLED WATER | 0
REHEAT COIL | NA | BELIMO | NA | NULL | NULL
REHEAT COIL | N/A | NULL | N/A | NULL | NULL
REHEAT COIL | NA | BELIMO | NA | NULL | NULL
REHEAT COIL | NA | NULL | NA | NULL | NULL
SWITCHBOARD DISTRIBUTION |  | NULL |  | NULL | NULL
REHEAT COIL | NA | NULL | NA | NULL | NULL
SWITCHBOARD DISTRIBUTION |  | NULL |  | NULL | NULL
REHEAT COIL | NA | NULL | NA | NULL | NULL
SWITCHBOARD DISTRIBUTION |  | NULL |  | NULL | NULL
REHEAT COIL | NA | NULL | NA | NULL | NULL
SWITCHBOARD DISTRIBUTION |  | NULL |  | NULL | NULL
REHEAT COIL | N/A | SIEMENS | N/A | NULL | NULL
REHEAT COIL | N/A | NULL | N/A | NULL | NULL
VARIABLE SPEED DRIVE | V00000776261 | VACON | 141215 | NULL | NULL
AIR FAN - SUPPLY | NA | FANTECH | NA | NULL | NULL
AIR FAN - SUPPLY | NA | UNKNOWN | NA | NULL | NULL
SWITCHBOARD DISTRIBUTION |  | NULL |  | NULL | NULL
AIR FAN - EXHAUST | N/A | NULL | N/A | NULL | NULL
REHEAT COIL | N/A | SIEMENS | N/A | NULL | NULL
REHEAT COIL | N/A | SIEMENS | N/A | NULL | NULL
REHEAT COIL | N/A | NULL | N/A | NULL | NULL
REHEAT COIL | N/A | SIEMENS | N/A | NULL | NULL
REHEAT COIL | N/A | SIEMENS | N/A | NULL | NULL
REHEAT COIL | N/A | NULL | N/A | NULL | NULL
REHEAT COIL | N/A | SIEMENS | N/A | NULL | NULL
REHEAT COIL | N/A | NULL | N/A | NULL | NULL
REHEAT COIL | N/A | SIEMENS | N/A | NULL | NULL
SWITCHBOARD MECHANICAL |  | NULL |  | NULL | NULL
EVAPORATIVE COOLER | NA | NULL | NA | NA | 0
FREEZER | NA | COPELAND | COLD POINT- CPUCS18-1 | NA | 0
FREEZER | NA | COPELAND | COLD POINT- CPUCS18-1 | NA | 0
AIR FAN - EXHAUST | TBC | WOODS | TBC | NA | 0
DOSING POT (CLOSED LOOPS) | 802198781 | NULL | DIGICHEM AB2 V CABG | NA | 0
COOLING TOWER | 87J0894 | BAC | RCT2261 | NA | 0
COOLING TOWER | NA | BAC | RCT2261 | NA | 0
VARIABLE AIR VOLUME UNITS | NA | TEMPERZONE | HSW400 | NULL | NULL
CASSETTE SPLIT SYSTEM | 0399605673 R | PANASONIC | CS-F50DB4E5 | R410A | 0
FRIDGE | TSN01U80229 | NULL | SM10 | R404A | 0
WALL MOUNTED SPLIT SYSTEM | NA | ELECTROLUX | NA | R404A | 0
SWITCHBOARD MECHANICAL |  | UNKNOWN |  | NULL | NULL
AIR COMPRESSOR | 86483 | NULL | SM 8 | NULL | NULL
DOMESTIC HW UNIT (GAS) | 5503011 | RHEEM | 621265NO | NULL | NULL
DOMESTIC HW UNIT (GAS) | 5503010 | RHEEM | 621265NO | NULL | NULL
DOMESTIC HOT WATER PUMP | NA | UNKNOWN | MH.6204B-K-AP | NULL | NULL
VARIABLE SPEED DRIVE | NA | ABB | ACH550-01-012A-4+B055 | NULL | NULL
BACKFLOW PREVENTION DEVICE RPZ | 10730 | FEBCO | 860L | NULL | NULL
FAN COIL UNIT - DUCTED | A96C1423 | TRANE | FCHB700 | NA | 0
FAN COIL UNIT - DUCTED | A96C1422 | TRANE | FCHB700 | NA | 0
SMOKE EXHAUST FAN | NA | WOODS | NA | NA | 0
SMOKE EXHAUST FAN | NIL | WOODS | NA | NA | 0
SMOKE EXHAUST FAN | NIL | WOODS | NA | NA | 0
SMOKE EXHAUST FAN | NIL | WOODS | NA | NA | 0
KITCHEN EXHAUST FAN | NIL | RICHARDSON | NA | NA | 0
AIR FAN - EXHAUST | 947 | WOODS | UCBDSM | NA | 0
KITCHEN EXHAUST FAN | TBC | FANTECH | TBC | NA | 0
DRINKING FOUNTAINS (REFRIG) | NA | NULL | NA | NULL | NULL
WALL MOUNTED SPLIT SYSTEM | NA | SANYO | SAP-K225AS5 | NA | 0
VARIABLE AIR VOLUME UNITS | NA | YORK | HSW600 | NULL | NULL
VARIABLE AIR VOLUME UNITS | NA | YORK | NA | NULL | NULL
VARIABLE AIR VOLUME UNITS | NA | YORK | HSW1200 | NULL | NULL
VARIABLE AIR VOLUME UNITS | NA | YORK | HSW400 | NULL | NULL
VARIABLE AIR VOLUME UNITS | NA | YORK | HSW800 | NULL | NULL
VARIABLE AIR VOLUME UNITS | NA | YORK | NA | NULL | NULL
VARIABLE AIR VOLUME UNITS | NA | YORK | HWS400 | NULL | NULL
VARIABLE AIR VOLUME UNITS | NA | YORK | NA | NULL | NULL
VARIABLE AIR VOLUME UNITS | NA | YORK | NA | NULL | NULL
VARIABLE AIR VOLUME UNITS | NA | YORK | HSW400 | NULL | NULL
VARIABLE AIR VOLUME UNITS | NA | YORK | NA | NA | 0
VARIABLE AIR VOLUME UNITS | NA | YORK | HWS1600 | NULL | NULL
BOILING WATER UNIT | 1452 | NULL | 70305W-AU | NA | 0
SWITCHBOARD DISTRIBUTION | NA | NULL | NA | NA | 0
FRIDGE | NA | NULL | NA | OTHER | 0
FRIDGE | NA | NULL | NA | OTHER | 0
WALL MOUNTED SPLIT SYSTEM | 0789105469-R | PANASONIC | CU-L50DBE8 | R410A | 4
AIR FAN - EXHAUST | NA | NULL | NA | NA | 0
KITCHEN EXHAUST FAN | 7771 | CFM FANS | NA | NULL | NULL
FIRE DAMPER |  | HIGH FIRE HEAT |  | NULL | NULL
FIRE DAMPER | NA | NULL | NA | NA | 0
FUME EXTRACTION SYSTEM | NA | FANTECH | MT302 | NULL | NULL
FAN COIL UNIT - DUCTED | NA | NULL | NA | NA | 0
AIR FAN - EXHAUST | NA | MISTRAL | NA | NA | 0
BACKFLOW PREVENTION DEVICE RPZ | NA | S&P | 960XL | NULL | NULL
FAN COIL UNIT - NON DUCTED | 1.9266 | HENDY | 40-3-1 | NA | 0
FAN COIL UNIT - NON DUCTED | 1.9266 | HENDY | 450-3-1 | NA | 0
FAN COIL UNIT - NON DUCTED | 1.9266 | HENDY | 450-3-1 | NA | 0
FAN COIL UNIT - NON DUCTED | 2763427 | HENDY | 450-3-1 | NA | 0
FAN COIL UNIT - NON DUCTED | 2763427 | HENDY | 450-3-1 | NA | 0
FAN COIL UNIT - NON DUCTED | 19466 | HENDY | 450-3-1 | NA | 0
FAN COIL UNIT - NON DUCTED | NA | NULL | N15266 | NA | 0
RESIDUAL CURRENT DEVICE | NA | NULL | DMEC16 | NA | 0
DRINKING FOUNTAINS (REFRIG) | 27071 | EMAIL | 137 | NA | 0
RESIDUAL CURRENT DEVICE | NA | NULL | NA | NA | 0
RESIDUAL CURRENT DEVICE | NA | NULL | NA | NA | 0
VARIABLE AIR VOLUME UNITS | NA | NULL | NA | NULL | NULL
VARIABLE AIR VOLUME UNITS | NA | NULL | NA | NULL | NULL
VARIABLE AIR VOLUME UNITS | NA | NULL | NA | NULL | NULL
VARIABLE AIR VOLUME UNITS | NA | NULL | NA | NULL | NULL
VARIABLE AIR VOLUME UNITS | NA | NULL | NA | NULL | NULL
VARIABLE AIR VOLUME UNITS | NA | NULL | NA | NULL | NULL
VARIABLE AIR VOLUME UNITS | NA | NULL | NA | NULL | NULL
VARIABLE AIR VOLUME UNITS | NA | NULL | NA | NULL | NULL
SWITCHBOARD DISTRIBUTION | NA | EMAIL | NA | NA | 0
REHEAT COIL | NA | NULL | NA | NA | 0
AIR FAN - EXHAUST | NA | WOODS | NA | NA | 0
AIR HANDLING UNIT | NIL | PHOENIX | CHICAGO | NA | 0
AIR DAMPER | NIL | NULL | NA | NA | 0
VARIABLE SPEED DRIVE | NIL | NULL | VACON | NA | 0
KITCHEN EXHAUST FAN | 370339 | FANTECH | M0137720 | NA | 0
TOILET EXHAUST FAN | NIL | WOODS | UC BDM | NA | 0
SMOKE EXHAUST FAN | NIL | WOODS | NA | NA | 0
CONDENSER UNIT | 002B0097 | TOSHIBA | RAV-SP1104ATE | R410A | 3.1
CONDENSER UNIT | 002B0099 | TOSHIBA | RAV-SP1104ATE | R410A | 3.1
CONDENSER UNIT | NIL | LG | B42AHYU381 | R410A | 3.6
CONDENSER UNIT | NIL | LG | B42AHYU381 | R410A | 3.6
VARIABLE SPEED DRIVE | NIL | NULL | VACON NXL00315CH1SSS0000 | NA | 0
VARIABLE SPEED DRIVE | NIL | NULL | VACON NXL00315CH1SSS0000 | NA | 0
VARIABLE SPEED DRIVE | NIL | DANFOSS | VLT | NA | 0
VARIABLE SPEED DRIVE | NIL | DANFOSS | VLT | NA | 0
CIRCULATING PUMP | M22027-RPM143D | BKB GROUP | 40-250 | NULL | NULL
CHILLED WATER PUMP | NA | AJAX | NA | NULL | NULL
AIR FAN - EXHAUST | NA | NULL | NA | NULL | NULL
AIR FAN - EXHAUST | NA | NULL | NA | NULL | NULL
SWITCHBOARD MECHANICAL |  | FREDON |  | NULL | NULL
SMOKE SPILL FAN | SSF1214-2 | AXIAL | 921 | NULL | NULL
SWITCHBOARD MECHANICAL |  | FREDON |  | NULL | NULL
VARIABLE SPEED DRIVE | NA | ABB | NA | NULL | 0
STAIRWELL PRESSURISATION FAN | SPF12141 | AXIAL | 921 | NULL | NULL
CHILLED WATER PUMP | 24713 | BKB GROUP | NK 150-250 | NULL | NULL
VARIABLE SPEED DRIVE | 017811G340 | DANFOSS | 131B9890 | NULL | NULL
CIRCULATING PUMP | M70 4.8 | BKB GROUP | 50-315 | NULL | NULL
CIRCULATING PUMP | 25K92-18 | SOUTHERN CROSS | PSHC2G | NULL | NULL
CHILLED WATER PUMP | M11748 | BKB GROUP | 150X125-315 | NULL | NULL
HEATING HOT WATER PUMP | M11749 | BKB GROUP | 100X65-250 | NULL | NULL
CHILLER - WATER COOLED | KG 6540 | POWER PAX | WA260.6HH6.22S | R134A | 1127
CHILLER - WATER COOLED | KG 6539 | POWER PAX | WA240.5HH6.22S | R134A | 645
FUME EXTRACTION SYSTEM | 2584L/H | NULL | VSB 30 | NULL | NULL
FUME EXTRACTION SYSTEM | 2586 L/H | NULL | VSB 30 | NULL | NULL
FUME EXTRACTION SYSTEM | 2589 LH | NULL | VSB 30 | NULL | NULL
DOMESTIC HW UNIT (GAS) | NA | STIEBEL | SNU5S | NULL | NULL
FUME EXTRACTION SYSTEM | FP42285 | BESPOKE | LTE12CB14B AL | NULL | NULL
FUME EXTRACTION SYSTEM | 1213010 | NULL | FC125NOV1 | NULL | NULL
FUME EXTRACTION SYSTEM | FT42288O | NULL | LTE12CB14B AL | NULL | NULL
FUME EXTRACTION SYSTEM | 1704-164 978 | TECHTOP | TAI90L-4 | NULL | NULL
FUME EXTRACTION SYSTEM | FT42296 | NULL | LTE12CB14B AL | NULL | NULL
FUME EXTRACTION SYSTEM | 12130103 | NULL | FC125NOV01 | NULL | NULL
AIR FAN - EXHAUST | 106700 | FANTECH | CE222D | NULL | NULL
SWITCHBOARD MECHANICAL |  | NULL |  | NULL | NULL
POWER FACTOR CORRECTION |  | NULL |  | NULL | NULL
POWER FACTOR CORRECTION |  | ANSIR |  | NULL | NULL
CONDENSER WATER PUMP | N/A | GRUNDFOS | P/N 96292794 MODEL 225MC-4-60-G1 | NULL | NULL
CONDENSER WATER PUMP | N/A | GRUNDFOS | P/N 96292794 MODEL 225MC-4-60-G1 | NULL | NULL
VARIABLE SPEED DRIVE | 012111G340 | DANFOSS | 131B9891 | NULL | NULL
VARIABLE SPEED DRIVE | 012211G340 | DANFOSS | 131B9891 | NULL | NULL
CHILLED WATER PUMP | N/A | GRUNDFOS | P/N 96292792 MODEL 200LC-4-55-G1 | NULL | NULL
VARIABLE SPEED DRIVE | 018815G320 | DANFOSS | 131B7350 | NULL | NULL
DIGITAL CONTROLS | N/A | NULL | N/A | NULL | NULL
CHILLED WATER PUMP | N/A | NULL | N/A | NULL | NULL
FUME EXTRACTION SYSTEM | 1702-109 1245 | TECHTOP | TAI90L-4 | NULL | NULL
FUME EXTRACTION SYSTEM | 1601-060317 | TECHTOP | TAI90L-4 | NULL | NULL
FUME EXTRACTION SYSTEM | 1601-060337 | NULL | TAI90L-4 | NULL | NULL
SAFETY SHOWERS | N/A | NULL | N/A | NULL | NULL
EYEWASH STATIONS | N/A | NULL | N/A | NULL | NULL
EYEWASH STATIONS | N/A | NULL | N/A | NULL | NULL
SWITCHBOARD DISTRIBUTION |  | MENCO ELECTRIC |  | NULL | NULL
FUME EXTRACTION SYSTEM | 1007350784 | NULL | AS90L-4 | NULL | NULL
FUME EXTRACTION SYSTEM | FT42283 | NULL | LTE12CB14B AL | NULL | NULL
FUME EXTRACTION SYSTEM | 845610/013-082 | CMG | HLA 90-L-24-4 | NULL | NULL
FUME EXTRACTION SYSTEM | 1409-095 | TECHTOP | TAI90L-4 | NULL | NULL
FUME EXTRACTION SYSTEM | NA | NULL | NA | NULL | NULL
FRIDGE | CB070547 | SANYO | SRM-CD1210D | R404A | 750
DOMESTIC HW UNIT (GAS) | 120429BD | NULL | 61631507 | NULL | NULL
FRIDGE | CYCLOPENTANE | SANYO | SRM-CD1210D | R404A | 750
FRIDGE | NA | NULL | NA | R134A | 1
FRIDGE | NA | NULL | 1401-138000NZ | NA | 0
FRIDGE | 2724/25L8 | NULL | 2.26U/BC/W | R134A | 1
FRIDGE | 1043010 | NULL | BM45E | NA | 0
FRIDGE | NA | NULL | NA | R134A | 1
FRIDGE | NA | NULL | NA | R409A | 360
SWITCHBOARD DISTRIBUTION | NULL | NULL | NULL | NULL | NULL
SWITCHBOARD DISTRIBUTION |  | NULL |  | NULL | NULL
SWITCHBOARD DISTRIBUTION |  | ABB |  | NULL | NULL
SWITCHBOARD DISTRIBUTION |  | NULL |  | NULL | NULL
SWITCHBOARD DISTRIBUTION | NULL | NULL | NULL | NULL | NULL
SWITCHBOARD DISTRIBUTION |  | NULL |  | NULL | NULL
SWITCHBOARD DISTRIBUTION | NULL | NULL | NULL | NULL | NULL
SWITCHBOARD DISTRIBUTION |  | KLOCHNER MOLLER |  | NULL | NULL
SWITCHBOARD MECHANICAL |  | KS ELECTRICS |  | NULL | NULL
SWITCHBOARD MECHANICAL |  | R.G.LADD |  | NULL | NULL
REHEAT COIL | NA | NULL | NA | NULL | NULL
REHEAT COIL | NA | NULL | NA | NULL | NULL
REHEAT COIL | NA | NULL | NA | NULL | NULL
REHEAT COIL | NA | NULL | NA | NULL | NULL
SWITCHBOARD DISTRIBUTION |  | NULL |  | NULL | NULL
SWITCHBOARD MECHANICAL |  | NULL |  | NULL | NULL
SWITCHBOARD DISTRIBUTION |  | NULL |  | NULL | NULL
SWITCHBOARD DISTRIBUTION |  | NULL |  | NULL | NULL
FUME EXTRACTION SYSTEM | 15905 | NULL | ICQ23354 | NULL | NULL
FUME EXTRACTION SYSTEM | S577853 | NULL | D80AD | NULL | NULL
SWITCHBOARD DISTRIBUTION |  | EATON |  | NULL | NULL
FUME EXTRACTION SYSTEM | 829265/019-001/F10 | NULL | SLA 90-L-4 | NULL | NULL
FUME EXTRACTION SYSTEM | FR28327 | NULL | KTE1.2 | NULL | NULL
FUME EXTRACTION SYSTEM | 845610/013-073 | NULL | HLA 90L-24-4 | NULL | NULL
FUME EXTRACTION SYSTEM | 1251 | TECHTOP | TAI90L-4 | NULL | NULL
FUME EXTRACTION SYSTEM | FR28335 | NULL | KTE12 | NULL | NULL
FUME EXTRACTION SYSTEM | FT42287 | NULL | TE12CB14B AL | NULL | NULL
AIR FAN - SUPPLY | 184912 | FANTECH | PCD314EREX | NULL | NULL
AIR FAN - EXHAUST | 184912 | NULL | PCD314EREX | NULL | NULL
FRIDGE | NA | KIRBY | UNKNOWN | NA | 0
FAN COIL UNIT - NON DUCTED | K6332-B | MULLER | TSC013 | NA | 0
FAN COIL UNIT - NON DUCTED | NA | MULLER | TSC013 | NA | 0
SMOKE SPILL FAN | SSF1015-2 | AXIAL | 1250 | NULL | NULL
SWITCHBOARD MECHANICAL | NULL | SIEMENS | NULL | NULL | NULL
AIR FAN - SUPPLY | NA | NULL | NA | NULL | NULL
AIR FAN - EXHAUST | S585294 | FORDAIRE | D90LN | NULL | NULL
SWITCHBOARD MECHANICAL | NULL | NULL | NULL | NULL | NULL
AIR FAN - EXHAUST | 16665 | NULL | ICQ23354 | NULL | NULL
FUME EXTRACTION SYSTEM | NA | NULL | NA | NULL | NULL
SWITCHBOARD MECHANICAL | NULL | NULL | NULL | NULL | NULL
SWITCHBOARD MECHANICAL | NULL | NULL | NULL | NULL | NULL
CHILLED WATER PUMP | 802651 | BKB GROUP | Y2HF-250M-4 | NULL | NULL
CHILLED WATER PUMP | NA | BKB GROUP | Y2HF-250M-4 | NULL | NULL
CHILLED WATER PUMP | 802655 | BKB GROUP | Y2HF-250M-4 | NULL | NULL
BOILING WATER UNIT | NA | NULL | P8288 | NA | 0
BOILING WATER UNIT | NA | AQUARIUS | NA | NA | 0
DOMESTIC HW UNIT (GAS) | 4872089 | NULL | 631265N0 | NULL | NULL
DOMESTIC HOT WATER PUMP | 59726600 | GRUNDFOS | UPS 20-60 B 150 | NULL | NULL
VARIABLE SPEED DRIVE | NA | DANFOSS | NA | NULL | NULL
VARIABLE SPEED DRIVE | NA | DANFOSS | NA | NULL | NULL
VARIABLE SPEED DRIVE | NA | DANFOSS | NA | NULL | NULL
VARIABLE SPEED DRIVE | NA | DANFOSS | NA | NULL | NULL
VARIABLE SPEED DRIVE | NA | DANFOSS | NA | NULL | NULL
SWITCHBOARD MECHANICAL |  | R.G.LADD |  | NULL | NULL
SWITCHBOARD MECHANICAL |  | R.G.LADD |  | NULL | NULL
BMS | NA | NULL | NA | NULL | NULL
BMS | NA | NULL | NA | NULL | NULL
BMS | NA | NULL | NA | NULL | NULL
SWITCHBOARD MECHANICAL |  | SONMEC |  | NULL | NULL
LIGHTING CONTROLS | NA | NULL | NA | NULL | NULL
LIGHTING CONTROLS | NA | ABB | NA | NULL | NULL
CHILLED WATER PUMP | 975 | NULL | SFA200L2-6F8 | NULL | NULL
VARIABLE SPEED DRIVE | NA | NULL | NA | NULL | NULL
FAN COIL UNIT - DUCTED | NA | YORK | YAF-(MILENIUM) | NA | 0
FAN COIL UNIT - DUCTED | NA | YORK | NA | NA | 0
FAN COIL UNIT - DUCTED | NA | YORK | NA | NA | 0
FAN COIL UNIT - DUCTED | NA | YORK | MILENIUM SERIES | NA | 0
FAN COIL UNIT - DUCTED | NA | YORK | NA | NA | 0
VARIABLE SPEED DRIVE | 13428963 | NULL | ESMD152X2SFA | NULL | NULL
VARIABLE SPEED DRIVE | 13428963 | NULL | ESMD152X2SFA | NULL | NULL
VARIABLE SPEED DRIVE | 13428963 | NULL | ESMD152X2SFA | NULL | NULL
VARIABLE SPEED DRIVE | 13374835 | NULL | ESV152N04TFC | NULL | NULL
VARIABLE SPEED DRIVE | 13428963 | NULL | ESMD152X25FA | NULL | NULL
VARIABLE SPEED DRIVE | 13428963 | NULL | ESMD152X25FA | NULL | NULL
VARIABLE SPEED DRIVE | 13428963 | NULL | ESMD152X25FA | NULL | NULL
VARIABLE SPEED DRIVE | 13428963339321300 | NULL | ESMD152X25FA | NULL | NULL
VARIABLE SPEED DRIVE | 13188637324681300 | NULL | ESMD152X25FA | NULL | NULL
VARIABLE SPEED DRIVE | 13428963334141400 | NULL | ESMD152X25FA | NULL | NULL
VARIABLE SPEED DRIVE | 13428963315001300 | NULL | ESMD152X25FA | NULL | NULL
AIR FAN - EXHAUST | 59 | NULL | NA | NULL | NULL
AIR FAN - EXHAUST | 53 | NULL | NA | NULL | NULL
AIR FAN - EXHAUST | NA | NULL | NA | NULL | NULL
AIR FAN - EXHAUST | NA | NULL | NA | NULL | NULL
AIR FAN - EXHAUST | NA | NULL | NA | NULL | NULL
AIR FAN - EXHAUST | NA | NULL | NA | NULL | NULL
AIR FAN - EXHAUST | NA | NULL | NA | NULL | NULL
AIR FAN - EXHAUST | NA | NULL | NA | NULL | NULL
AUTOCLAVE | 13428963334201400 | NULL | NA | NULL | NULL
AUTOCLAVE | NA | NULL | NA | NULL | NULL
AUTOCLAVE | 13188637 | NULL | ESMD152X2SFA | NULL | NULL
AUTOCLAVE | 13188637 | NULL | ESMD152X2SFA | NULL | NULL
VARIABLE SPEED DRIVE | 13188637 | NULL | ESMD152X2SFA | NULL | NULL
VARIABLE SPEED DRIVE | 13188637 | NULL | ESMD152X2SFA | NULL | NULL
VARIABLE SPEED DRIVE | 13428963 | NULL | ESMD152X2SFA | NULL | NULL
VARIABLE SPEED DRIVE | 13428963 | NULL | ESMD152X2SFA | NULL | NULL
EYEWASH STATIONS | NA | ENWARE | NA | NA | 0
EYEWASH STATIONS | NA | ENWARE | NA | NA | 0
EYEWASH STATIONS | NA | ENWARE | NA | NA | 0
EYEWASH STATIONS | NA | ENWARE | NA | NA | 0
SWITCHBOARD DISTRIBUTION | NULL | NULL | NULL | NULL | NULL
EYEWASH STATIONS | NA | NULL | NA | NA | 0
SAFETY SHOWERS | NA | NULL | NA | NULL | NULL
FUME CUPBOARD | NA | LAB SYSTEMS | NA | NULL | NULL
FUME CUPBOARD | NA | LAB SYSTEMS | NA | NULL | NULL
FUME CUPBOARD | NA | LAB SYSTEMS | NA | NULL | NULL
0 - NOT SET | NA | NULL | METS2000-75 | NA | 0
AIR FAN - EXHAUST | 4974 | NULL | VSB 20 | NULL | NULL
SWITCHBOARD DISTRIBUTION | NULL | NULL | NULL | NULL | NULL
FIRE PANEL-GAS CONTROL PANEL | 314240-2519 | NULL | NA | NA | 0
SWITCHBOARD DISTRIBUTION | NULL | EATON | NULL | NULL | NULL
SWITCHBOARD DISTRIBUTION | NULL | NULL | NULL | NULL | NULL
SWITCHBOARD DISTRIBUTION |  | NULL |  | NULL | NULL
FAN COIL UNIT - NON DUCTED | NA | NULL | NA | CHILLED & HEATING WATER | 0
SWITCHBOARD DISTRIBUTION | NULL | NULL | NULL | NULL | NULL
VARIABLE SPEED DRIVE | 13428963317121300 | LENZE | ESMD152X2SFA | NULL | NULL
VARIABLE SPEED DRIVE | 13428963343981300 | NULL | ESMD152X2SFA | NULL | NULL
VARIABLE SPEED DRIVE | 13428963317121300 | NULL | ESMD152X2SFA | NULL | NULL
VARIABLE SPEED DRIVE | 41014H1368 | NULL | ASC150-035E-04A1-4 | NULL | NULL
VARIABLE SPEED DRIVE | 13301208309091000 | NULL | ESV222N04TFV | NULL | NULL
VARIABLE SPEED DRIVE | NA | NULL | ESMD152X2SFA | NULL | NULL
VARIABLE SPEED DRIVE | 13428963343791400 | NULL | ESMD152X2SFA | NULL | NULL
VARIABLE SPEED DRIVE | 13428963330541300 | NULL | ESMD152X2SFA | NULL | NULL
CHILLER - AIR COOLED | A89C0442 | TRANE | CGAB060DAA001011000H | R22 | 25
AIR FAN - EXHAUST | 14179401 | FANTECH | CD314V | NULL | NULL
AIR FAN - EXHAUST | ALP1-TC | FANTECH | MV354E | NULL | NULL
DOMESTIC HW UNIT (GAS) | 22000012381410 | FANTECH | REU-V2626WG-AK | NULL | NULL
DOMESTIC HW UNIT (GAS) | 22000012381410 | NULL | REU-V26261WG-AK | NULL | NULL
SOLENOID - INLET VALVE | 96281498 | NULL | UPS-25-60 B 180 | NA | 0
SOLENOID - INLET VALVE | 59726600 | NULL | UPS-20-60 B 150 | NA | 0
SOLENOID - INLET VALVE | NA | NULL | NA | NA | 0
SOLENOID - INLET VALVE | NA | NULL | NA | NA | 0
DOMESTIC HW UNIT (GAS) | NA | NULL | NA | NULL | NULL
SMOKE SPILL FAN | 20175 | UNKNOWN | NOT LISTED ON EXTERIOR(LABEL LIKELY PAINT | NULL | NULL
VARIABLE SPEED DRIVE | 3070200875 | ABB | ACH550-01-124A-4+B055 | NULL | NULL
CHILLER - AIR COOLED | LLHM2788 | YORK | J98MU7-50PA | R22 | 134
CHILLER - AIR COOLED | LLHM278 | YORK | YEAJ98MU7-50PA | R22 | 134
CASSETTE SPLIT SYSTEM | SLO3463 | AIRTEMP | 3218 | R22 | 2.5
SWITCHBOARD DISTRIBUTION |  | NULL |  | NULL | NULL
SWITCHBOARD DISTRIBUTION |  | NULL |  | NULL | NULL
SWITCHBOARD DISTRIBUTION |  | NULL |  | NULL | NULL
AIR FAN - EXHAUST | 0 | NULL | NA | NULL | NULL
SWITCHBOARD DISTRIBUTION |  | NHP |  | NULL | NULL
BOILING WATER UNIT | 7071273073 | ZIP HYDROTAP | NA | NULL | NULL
BOILING WATER UNIT | 945780 | RHEEM | 101051 | NULL | NULL
SWITCHBOARD DISTRIBUTION | NULL | NULL | NULL | NULL | NULL
BMS | 141190514 | NULL | TS0867 | NULL | NULL
SWITCHBOARD MECHANICAL |  | NULL |  | NULL | NULL
BMS | NA | NULL | TPS13-10MEHOBT-D10 | NULL | NULL
LIGHTING CONTROLS | NOT LABELLED | CLIPSAL | OTHER | NULL | NULL
LIGHTING CONTROLS | NA | CLIPSAL | NA | NULL | NULL
LIGHTING CONTROLS | 201000592 | NULL | 2000-0610-111-W-J-240 | NULL | NULL
LIGHTING CONTROLS | 201000591 | NULL | 2000-0610-111-W-J-240 | NULL | NULL
CONTACTOR ENCLOSURE | NA | NULL | NA | NA | 0
STAND ALONE CONTROLS - ELEC | NA | CHUBB | NA | NULL | NULL
SAFETY SHOWERS | NA | NULL | NA | NULL | NULL
SAFETY SHOWERS | NA | NULL | NA | NULL | NULL
SAFETY SHOWERS | NA | NULL | NA | NULL | NULL
SAFETY SHOWERS | NA | NULL | NA | NULL | NULL
SWITCHBOARD DISTRIBUTION | NULL | NULL | NULL | NULL | NULL
SAFETY SHOWERS | NA | NULL | NA | NULL | NULL
SWITCHBOARD DISTRIBUTION | NULL | NULL | NULL | NULL | NULL
AIR FAN - EXHAUST | NA | NULL | NA | NULL | NULL
BMS | NA | SIEMENS | PXC200-E.D | NULL | NULL
BACKFLOW PREVENTION DEVICE RPZ | NA | NULL | NA | NULL | NULL
DOMESTIC HW UNIT (GAS) | 4448290 | NULL | 11102507 | NULL | NULL
FILTERS | NA | NULL | NA | NA | 0
AIR HANDLING UNIT | 1111M2759 | YORK | M36H3F454CWHW | NA | 0
AIR FAN - SUPPLY | NOT VISIBLE | FANTECH | COMPACT 2000 | NULL | NULL
AIR FAN - SUPPLY | NOT VISIBLE | FANTECH | COMPACT 2000 | NULL | NULL
AIR FAN - SUPPLY | NOT VISIBLE | FANTECH | COMPACT 2000 | NULL | NULL
AIR FAN - SUPPLY | NOT VISIBLE | FANTECH | COMPACT 2000 | NULL | NULL
AIR FAN - SUPPLY | NOT VISIBLE | FANTECH | COMPACT 2000 | NULL | NULL
AIR FAN - SUPPLY | NOT VISIBLE | FANTECH | COMPACT 2000 | NULL | NULL
AIR FAN - SUPPLY | NOT VISIBLE | FANTECH | COMPACT 2000 | NULL | NULL
AIR FAN - SUPPLY | NOT VISIBLE | FANTECH | COMPACT 2000 | NULL | NULL
AIR FAN - SUPPLY | NOT VISIBLE | FANTECH | COMPACT 2000 | NULL | NULL
FILTERS | NA | NULL | NA | NA | 0
BMS | 111720514 | NULL | TS0869 | NULL | NULL
BMS | NA | NULL | TS0869 | NULL | NULL
CHILLED WATER PUMP | 977 | NULL | SGA200L2-6 | NULL | NULL
BMS | TS0867 | NULL | TS0867050919301 | NULL | NULL
BMS | NA | NULL | NA | NULL | NULL
BMS | NA | NULL | NA | NULL | NULL
BMS | NA | NULL | NA | NULL | NULL
BMS | NA | NULL | NA | NULL | NULL
BMS | NA | NULL | NA | NULL | NULL
LIFT HYDRAULIC | NA | NULL | NA | NA | 0
FAN COIL UNIT - DUCTED | NA | YORK | NA | NA | 0
FAN COIL UNIT - DUCTED | NOT LISTED ON LABELING. | YORK | MILLENNIUM SERIES. | CHILLED & HEATING WATER | 0
FAN COIL UNIT - DUCTED | NOT LISTED ON LABELING. | YORK | MILLENNIUM SERIES. | CHILLED & HEATING WATER | 0
FAN COIL UNIT - DUCTED | NA | YORK | NA | NA | 0
WATER FILTRATION SYSTEM | ASC000586 | NULL | NA | NULL | NULL
EXTRACTOR HOOD | CUSTOM MADE CANOPY. | UNKNOWN | CUSTOM MADE CANOPY. | NULL | NULL
EXTRACTOR HOOD | CUSTOM MADE CANOPY. | UNKNOWN | CUSTOM MADE CANOPY | NULL | NULL
EXTRACTOR HOOD | NA | NULL | NA | NULL | NULL
FUME CUPBOARD | NA | LAB SYSTEMS | NA | NULL | NULL
FAN COIL UNIT - DUCTED | NA | YORK | NA | NA | 0
FAN COIL UNIT - DUCTED | NA | YORK | NA | NA | 0
FAN COIL UNIT - DUCTED | NA | YORK | YAF-(MILENIUM) | NA | 0
FAN COIL UNIT - DUCTED | NA | YORK | NA | NA | 0
FAN COIL UNIT - DUCTED | NA | YORK | NA | NA | 0
AIR DAMPER | 24090 | NULL | 40MTA | NA | 0
AIR DAMPER | NA | NULL | NA | NA | 0
FAN COIL UNIT - DUCTED | NA | YORK | MILENNIUM SERIES. | NA | 0
EXTRACTOR HOOD | CUSTOM MADE CANOPY | YORK | CUSTOM MADE CANOPY | NULL | NULL
FUME CUPBOARD | NA | AIRCLEAN | NA | NULL | NULL
AIR DAMPER | 2588 | NULL | 40MTA | NA | 0
FIRE DAMPER | NULL | NULL | NULL | NULL | NULL
FIRE DAMPER |  | BULLOCK |  | NULL | NULL
FAN COIL UNIT - DUCTED | NA | NULL | NA | NA | 0
FUME CUPBOARD | 120457465 C | NULL | 3440825 | NULL | NULL
FUME CUPBOARD | 120457468 C | NULL | 3440825 | NULL | NULL
SAFETY SHOWERS | NA | NULL | NA | NULL | NULL
EYEWASH STATIONS | NA | NULL | NA | NULL | NULL
BACKFLOW PREVENTION DEVICE RPZ | NA | NULL | 175 PSIG 180 | NULL | NULL
BACKFLOW PREVENTION DEVICE RPZ | NA | NULL | 175 PSIG 180 | NULL | NULL
BACKFLOW PREVENTION DEVICE RPZ | NA | NULL | 65661 | NULL | NULL
POWER METER | 201000590 | NULL | 2000-0610-111-W-J-240 | NA | 0
SWITCHBOARD DISTRIBUTION | NULL | NULL | NULL | NULL | NULL
SWITCHBOARD DISTRIBUTION | NULL | NULL | NULL | NULL | NULL
CHECK METER | 20000012 | NULL | NA | NA | 0
SWITCHBOARD DISTRIBUTION | NULL | NULL | NULL | NULL | NULL
SWITCHBOARD DISTRIBUTION | NULL | NULL | NULL | NULL | NULL
TAKE OFF BOX - ELEC | NA | NULL | NA | NA | 0
SWITCHBOARD DISTRIBUTION | NULL | NULL | NULL | NULL | NULL
BOILING/CHILLED WATER UNIT | L08631307 | NULL | 904025 | NA | 0
FIRE DAMPER | NULL | BULLOCK | NULL | NULL | NULL
WALL MOUNTED SPLIT SYSTEM | NA | MCQUAY | NA | R22 | 1.7
BOILING WATER UNIT | 711 | NULL | NA | NA | 0
CASSETTE SPLIT SYSTEM | NA | MCQUAY | NA | R22 | 1.7
REHEAT COIL | NA | NULL | NA | NULL | NULL
REHEAT COIL | NA | NULL | NA | NULL | NULL
REHEAT COIL | NA | NULL | NA | NULL | NULL
VARIABLE SPEED DRIVE | NA | NULL | VLT6000 | NULL | NULL
AIR HANDLING UNIT | C8667 | RICHARDSON | 980CYD | NA | 0
AIR HANDLING UNIT | C8667 | RICHARDSON | 980CYD | NA | 0
SWITCHBOARD MECHANICAL | NULL | NULL | NULL | NULL | NULL
WATER FILTRATION SYSTEM |  | NULL |  | NULL | NULL
POTABLE WATER PUMP | CF | AJAX | 12MS | NULL | NULL
CHILLED WATER PUMP | CF | AJAX | 12MS | NULL | NULL
STAIRWELL PRESSURISATION FAN | 1291112 | FANTECH | AP06345B01127 | NULL | NULL
SMOKE SPILL FAN | SSF 12-4-1 | AXIAL | 921 | NULL | NULL
CASSETTE SPLIT SYSTEM | 937704200 | MITSUBISHI | SRC50ZIX-S | R410A | 1.4
WALL MOUNTED SPLIT SYSTEM | 920203049 | MITSUBISHI | SRK50ZIX-S | R410A | 1.4
UPS | 5ME44 | CLIPSAL | IP56 | NA | 0
SWITCHBOARD DISTRIBUTION |  | NULL |  | NULL | NULL
SWITCHBOARD DISTRIBUTION |  | CUSTOM-BUILT |  | NULL | NULL
DE-IONISED WATER PUMP | 704605 | GRUNDFOS | 96624775 | NA | 0
DE-IONISED WATER PUMP | NA | GRUNDFOS | C 4H512106 | NA | 0
EXPANSION TANK (CLOSED LOOPS) | NA | NULL | 4008 | NULL | NULL
AIR COOLED SPLIT SYSTEM | E011892 | DAIKIN | Ftxs71fvma | R410A | 2
EXPANSION TANK (CLOSED LOOPS) | 7234 | NULL | 24100 R | NULL | NULL
BREAK TANK | NA | NULL | NA | NULL | NULL
BREAK TANK | NA | NULL | NA | NULL | NULL
FILTERS | NA | NULL | NA | NA | 0
FILTERS | NA | NULL | NA | NA | 0
AIR FAN - EXHAUST | 08431/51F | WOODS | NA | NULL | NULL
WALL MOUNTED SPLIT SYSTEM | E000742 | DAIKIN | RXS90JVMA | R410A | 2.3
WALL MOUNTED SPLIT SYSTEM | E001219 | DAIKIN | FTXS90JVMA | R410A | 2.3
FAN COIL UNIT - NON DUCTED | NA | NULL | UNKNOWN | NA | 0
FUME CUPBOARD | 22 | SMOOTH FLOW | NA | NULL | NULL
FUME CUPBOARD | NA | SMOOTH FLOW | NA | NULL | NULL
WALL MOUNTED SPLIT SYSTEM | 4903297 | DAIKIN | RAS25BVMD | R410A | 1
WALL MOUNTED SPLIT SYSTEM | 4902377 | DAIKIN | RXS25BVMB | R410A | 1
WALL MOUNTED SPLIT SYSTEM | 039101829RE | MITSUBISHI | DXC18Z3-S | R410A | 2
WALL MOUNTED SPLIT SYSTEM | 4901137 | DAIKIN | FTXS25BVMA | R410A | 0
WALL MOUNTED SPLIT SYSTEM | 4901137 | DAIKIN | FTXS25BVMA | R410A | 0
WALL MOUNTED SPLIT SYSTEM | 022501113RE | MITSUBISHI | DXK18Z3-S | R410A | 0
WALL MOUNTED SPLIT SYSTEM | 022501078RE | MITSUBISHI | DXK18Z-S | R410A | 0
TOILET EXHAUST FAN | 2014-06-18 | FANTECH | MV302E | NA | 0
TOILET EXHAUST FAN | 280514 | FANTECH | MV302E | NA | 0
CASSETTE SPLIT SYSTEM | T002769 | FUJITSU | AOTA45LCTL | R410A | 4
CASSETTE SPLIT SYSTEM | T003366 | FUJITSU | AOTA30LGTL | R410A | 3
CASSETTE SPLIT SYSTEM | T003367 | FUJITSU | AOTA30LGTL | R410A | 3
CASSETTE SPLIT SYSTEM | E001611 | FUJITSU | AOTG18LACC | R410A | 2
CASSETTE SPLIT SYSTEM | E001661 | FUJITSU | AOTG18LCC | R410A | 2
CASSETTE SPLIT SYSTEM | E001663 | FUJITSU | AOTG18LACC | R410A | 2
WALL MOUNTED SPLIT SYSTEM | R007539 | FUJITSU | AOTR24LFL | R410A | 2
CASSETTE SPLIT SYSTEM | R003041 | FUJITSU | AUTA30LBLU | R410A | 0
CASSETTE SPLIT SYSTEM | R003044 | FUJITSU | AUTA30LBLU | R410A | 0
EXTRACTOR HOOD | NA | NULL | NA | NULL | NULL
EXTRACTOR HOOD | NA | NULL | NA | NULL | NULL
CASSETTE SPLIT SYSTEM | R002827 | FUJITSU | AUTA45LCLU | R410A | 0
SWITCHBOARD DISTRIBUTION | NULL | NULL | NULL | NULL | NULL
EYEWASH STATIONS | NA | ENWARE | EL 570 | NULL | NULL
SAFETY SHOWERS | NA | NULL | NA | NULL | NULL
WALL MOUNTED SPLIT SYSTEM | E009622 | FUJITSU | ASTA24LFC | R410A | 0
SWITCHBOARD MAIN | NULL | NHP | NULL | NULL | NULL
AIR COMPRESSOR | 2002/11/A | AUSTECH IND | XR-1355 | NULL | NULL
DOMESTIC HW UNIT (GAS) | 358051 | RHEEM | 30N135 | NULL | NULL
HEATER - GAS (ROOM) | NA | AIRA | NA | NATURAL GAS | 0
BMS | NA | ALERTON | NA | NULL | NULL
BMS | NA | ALERTON |  | NULL | NULL
BMS | NA | ALERTON |  | NULL | NULL
BMS | NA | SIEMENS |  | NULL | NULL
BMS | NA | ALERTON | NA | NULL | NULL
BMS | NA | ALERTON | NA | NULL | NULL
BMS | NA | ALERTON | NA | NULL | NULL
CHILLED WATER UNIT | NA | SINKO | NA | NULL | NULL
CHILLED WATER UNIT | NA | SINKO | NA | NULL | NULL
AIR HANDLING UNIT | S06-00483A1-001 | WALKER | CW050-4 | CHILLED & HEATING WATER | 0
AIR HANDLING UNIT | 11488 | SIEMENS | DBCC1500 | NA | 0
AIR COMPRESSOR | ARP727981 | ATLAS | GA 408 PACK | NULL | NULL
SWITCHBOARD MECHANICAL | NULL | BUTLER ELECTRIC | NULL | NULL | NULL
SWITCHBOARD MECHANICAL | NULL | ALERTON | NULL | NULL | NULL
AIR DRYER (REFRIG) | 2597960004 | DOMNICK HUNTER | CRD0310 | NULL | NULL
BOILING WATER UNIT | NA | UNKNOWN | NA | NA | 0
WALL MOUNTED SPLIT SYSTEM | E004115 | DAIKIN | RZQ125KV4A | R410A | 3.7
BACKFLOW PREVENTION DEVICE RPZ | NA | NULL | N/A | NULL | NULL
DOMESTIC HW UNIT (GAS) | 1740929 | RHEEM | 631275NO | NULL | NULL
DOMESTIC HW UNIT (GAS) | 1793603 | RHEEM | 631275N0 | NULL | NULL
BMS | NA | ALERTON | NA | NULL | NULL
BOILER - GAS FIRED | 2052 | HUNT | TNAR 1453 | NULL | NULL
BOILER - GAS FIRED | 81002 | AQUATHERM | A470/400 | NULL | NULL
BOILER - GAS FIRED | 81005 | AQUATHERM | A470/400 | NULL | NULL
LIGHTING CONTROLS | NA | NULL |  | NULL | NULL
CHILLER - WATER COOLED | 67662 | CARRIER | 19XRV3737385CQH52 | R134A | 3.9
CHILLER - WATER COOLED | 12Z245936 | CARRIER | 30HXC140-A0167-HEE | R134A | 96
0 - NOT SET | 12Z245936 | CARRIER | 30HXC140-A0167-HEE | NA | 0
BOILING WATER UNIT | NA | INTEGRA | CCT 123 | NA | 0
EYEWASH STATIONS | NA | ENWARE | NA | NULL | NULL
UNDER CEILING SPLIT SYSTEM | E015249 | DAIKIN | FHQ125BW1B | R410A | 3.7
PRESSURE VESSEL | 79DV | JAHCO | NA | NULL | NULL
AIR FAN - EXHAUST | NA | UNKNOWN | NA | NA | 0
COOLING TOWER | NA | BALTIMORE | NA | NULL | NULL
VARIABLE SPEED DRIVE | 3023200217 | ABB | ACS401001635 | NULL | NULL
COOLING TOWER | NA | BALTIMORE | NA | NULL | NULL
VARIABLE SPEED DRIVE | 3023500113 | ABB | ACS401001635 | NULL | NULL
CIRCULATING PUMP | SPA52995W AL132 | REGENT PUMPS | D80L-155-T21X | NULL | NULL
CONDENSER WATER PUMP | B3290400004 | MONARCH | UNKNOWN | NULL | NULL
CONDENSER WATER PUMP | M14983 | BKB GROUP | 123-80-315 | NULL | NULL
SWITCHBOARD DISTRIBUTION | NULL | NHP | NULL | NULL | NULL
SWITCHBOARD DISTRIBUTION |  | NULL |  | NULL | NULL
SWITCHBOARD DISTRIBUTION | NULL | EATON | NULL | NULL | NULL
SWITCHBOARD DISTRIBUTION | NULL | CONCEPT PLUS | NULL | NULL | NULL
SWITCHBOARD DISTRIBUTION | NULL | CONCEPT PLUS | NULL | NULL | NULL
SWITCHBOARD DISTRIBUTION | NULL | CONCEPT PLUS | NULL | NULL | NULL
SWITCHBOARD DISTRIBUTION |  | EATON |  | NULL | NULL
SWITCHBOARD DISTRIBUTION | NULL | NULL | NULL | NULL | NULL
SWITCHBOARD DISTRIBUTION | NULL | NHP | NULL | NULL | NULL
SWITCHBOARD DISTRIBUTION |  | CONCEPT PLUS 3 |  | NULL | NULL
SWITCHBOARD DISTRIBUTION | NA | NHP | NA | NA | 0
SWITCHBOARD DISTRIBUTION | NULL | NULL | NULL | NULL | NULL
EXPANSION TANK (CLOSED LOOPS) | NA | UNKNOWN | NA | NULL | NULL
DOMESTIC HOT WATER PUMP | 40804 | ASEA | 25-I71-T423 | NULL | NULL
SWITCHBOARD DISTRIBUTION | NULL | NULL | NULL | NULL | NULL
DRINKING FOUNTAINS (REFRIG) | NA | AQUA PURE | NA | NULL | NULL
DRINKING FOUNTAINS (REFRIG) | NA | AQUA PURE | NA | NULL | NULL
DRINKING FOUNTAINS (REFRIG) | NA | AQUA PURE | NA | NULL | NULL
DRINKING FOUNTAINS (REFRIG) | NA | AQUA PURE | NA | NULL | NULL
AIR FAN - EXHAUST | 424620 | FANTECH | TCD564 | NULL | NULL
AIR FAN - EXHAUST | 34037 | SWG FORDE | NA | NULL | NULL
AIR FAN - EXHAUST | 34034 | SWG FORDE | NA | NULL | NULL
AIR FAN - EXHAUST | 34036 | SWG FORDE | NA | NULL | NULL
AIR FAN - EXHAUST | 34034 | SWG FORDE | NA | NULL | NULL
AIR FAN - EXHAUST | 34038 | SWG FORDE | NA | NULL | NULL
AIR FAN - EXHAUST | NA | FANTECH | MV354E | NULL | NULL
AIR FAN - EXHAUST | 221403 | FANTECH | RVE0564P10B007/170 | NULL | NULL
AIR FAN - EXHAUST | NA | FANTECH | MV254 (EBM) | NULL | NULL
AIR FAN - EXHAUST | 602698 | FANTECH | MV354E | NULL | NULL
EXPANSION TANK (CLOSED LOOPS) | E4601929 | ELBI | ERE 500 | NULL | NULL
EXPANSION TANK (CLOSED LOOPS) | E4291338 | ELBI | ERE 300 | NULL | NULL
EXPANSION TANK (CLOSED LOOPS) | E4594768 | NULL | ERE 500 | NULL | NULL
FAN COIL UNIT - DUCTED | 6540 | SIEMENS | ASV-18 | NA | 0
FAN COIL UNIT - DUCTED | 6540 | WALKER | ASV-18 | NA | 0
FAN COIL UNIT - DUCTED | 6042 | SIEMENS | ASV-18 | NA | 0
FAN COIL UNIT - DUCTED | 698781 | SIEMENS | UNIT DETAILS PAINTED OVER | NA | 0
FAN COIL UNIT - DUCTED | F03080144 | SIEMENS | DCP16CC | NA | 0
FAN COIL UNIT - DUCTED | 698781 | SIEMENS | IMD 210-4/1 | NA | 0
FAN COIL UNIT - DUCTED | 83066 | TEMPERZONE | IMD280-4/1 | NA | 0
FAN COIL UNIT - DUCTED | 83066 | TEMPERZONE | IMD280-4/1 | NA | 0
FAN COIL UNIT - DUCTED | 77920 | TEMPERZONE | IMD 210-4/1 | CHILLED & HEATING WATER | 0
FAN COIL UNIT - DUCTED | 11486 | PARAGON | DBCC1500 | CHILLED & HEATING WATER | 0
FAN COIL UNIT - DUCTED | 11486 | PARAGON | DBCC1500 | NA | 0
FAN COIL UNIT - DUCTED | NA | TEMPERZONE | NA | NA | 0
FAN COIL UNIT - DUCTED | 77923 | TEMPERZONE | IMD 210-4/1 | CHILLED & HEATING WATER | 0
FAN COIL UNIT - DUCTED | A0307217 | SIEMENS | NO ACCESS TO DETAILS | CHILLED & HEATING WATER | 0
FAN COIL UNIT - DUCTED | 77930 | TEMPERZONE | IMD 420-4/1 | CHILLED & HEATING WATER | 0
FAN COIL UNIT - DUCTED | F03080139 | SIEMENS | DB 40-1+6R | NA | 0
FAN COIL UNIT - DUCTED | A0307217 | YORK | YSM30-50 | NA | 0
FAN COIL UNIT - DUCTED | 11483 | PARAGON | DBCC900 | CHILLED & HEATING WATER | 0
FAN COIL UNIT - DUCTED | PAINTED OVER | TEMPERZONE | IMD210-4/1 | CHILLED & HEATING WATER | 0
FAN COIL UNIT - DUCTED | A0307218 | YORK | YSM 30*50 | CHILLED & HEATING WATER | 0
FAN COIL UNIT - DUCTED | A0307218 | YORK | YSM30+50 | NA | 0
FAN COIL UNIT - DUCTED | F0308045 | YORK | DCP16CC | CHILLED & HEATING WATER | 0
FAN COIL UNIT - DUCTED | F0308014 | YORK | DB 20-1+6R | CHILLED & HEATING WATER | 0
FAN COIL UNIT - DUCTED | F03080133 | YORK | DB 20-1R | NA | 0
FAN COIL UNIT - DUCTED | F0307219 | YORK | NA | NA | 0
FAN COIL UNIT - DUCTED | 11484 | PARAGON | DBCC1100 | CHILLED & HEATING WATER | 0
FAN COIL UNIT - DUCTED | F03080137 | YORK | DB40-1+6R | NA | 0
FAN COIL UNIT - DUCTED | F03080130 | YORK | DB16-1+4R | CHILLED & HEATING WATER | 0
FAN COIL UNIT - DUCTED | 82967 | TEMPERZONE | IMD95-4/1 | CHILLED & HEATING WATER | 0
FAN COIL UNIT - DUCTED | 77917 | TEMPERZONE | IMD 210-4/1 | CHILLED & HEATING WATER | 0
FAN COIL UNIT - DUCTED | 11485 | PARAGON | DBCC500 | CHILLED & HEATING WATER | 0
FAN COIL UNIT - DUCTED | J65433 | TEMPERZONE | IMD210-4/1 | CHILLED & HEATING WATER | 0
FAN COIL UNIT - DUCTED | F03080135 | YORK | DB 30-1+4R | CHILLED & HEATING WATER | 0
FAN COIL UNIT - DUCTED | 77933 | TEMPERZONE | IMD 420-4/1 | CHILLED & HEATING WATER | 0
FAN COIL UNIT - DUCTED | COVERED | TEMPERZONE | IMD170-4/1 | CHILLED & HEATING WATER | 0
FAN COIL UNIT - DUCTED | PAINTED OVER | TEMPERZONE | IMD210-4/1 | CHILLED & HEATING WATER | 0
FAN COIL UNIT - DUCTED | F03080138 | YORK | DB 40- DB 40-1+6R | CHILLED & HEATING WATER | 0
FAN COIL UNIT - DUCTED | PAINTED OVER | TEMPERZONE | IMD210-4/1 | CHILLED & HEATING WATER | 0
DOMESTIC WATER & FLUSHER TANKS | NA | UNKNOWN | NA | NULL | NULL
AIR FAN - OUTSIDE | 406577 | FANTECH | AP0714BP7/22 | NULL | NULL
AIR FAN - OUTSIDE | 406577 | FANTECH | AP0714BP7/22 | NULL | NULL
FUME EXTRACTION SYSTEM | NA | PACE | ARM EVAC 1200 | NULL | NULL
FUME EXTRACTION SYSTEM | NA | PACE | ARM EVAC 1200 | NULL | NULL
MAKE UP TANK | NA | UNKNOWN | NA | NULL | NULL
MAKE UP TANK | NA | UNKNOWN | NA | NULL | NULL
MAKE UP TANK | NA | UNKNOWN | NA | NULL | NULL
EXPANSION TANK (CLOSED LOOPS) | NA | NULL | NA | NULL | NULL
HEATING HOT WATER PUMP | M14984 | BKB GROUP | 80-400 | NULL | NULL
HEATING HOT WATER PUMP | NA | WEG | KTE16 AL | NULL | NULL
HEATING HOT WATER PUMP | NA | WEG | MTE16 AL | NULL | NULL
SWITCHBOARD DISTRIBUTION | NULL | CONCEPT PLUS | NULL | NULL | NULL
SWITCHBOARD DISTRIBUTION | NULL | NHP | NULL | NULL | NULL
SWITCHBOARD MECHANICAL | NULL | NULL | NULL | NULL | NULL
SWITCHBOARD DISTRIBUTION | NULL | GE | NULL | NULL | NULL
CALORIFIER (DOMESTIC HW) | NA | UNKNOWN | NA | NULL | NULL
EYEWASH STATIONS | NA | ENWARE |  | NULL | NULL
BOILING WATER UNIT | 2013121910100 | AQUA | AB 5LT (WITH TIMER) | NULL | NULL
DRINKING FOUNTAINS (REFRIG) | NA | NULL |  | NULL | NULL
SWITCHBOARD MECHANICAL |  | NULL |  | NULL | NULL
SWITCHBOARD MECHANICAL | NULL | SONMEC | NULL | NULL | NULL
AIR HANDLING UNIT | CUSTOM BUILD | CUSTOM-BUILT | CUSTOM BUILD | CHILLED & HEATING WATER | 0
SWITCHBOARD MECHANICAL | NULL | NHP | NULL | NULL | NULL
SWITCHBOARD MECHANICAL | NULL | NULL | NULL | NULL | NULL
SWITCHBOARD MECHANICAL | NULL | BUTLER ELECTRIC | NULL | NULL | NULL
SWITCHBOARD MECHANICAL | NULL | BUTLER ELECTRIC | NULL | NULL | NULL
CHILLED WATER PUMP | M14979 | BKB GROUP | 125-315 | NULL | NULL
CHILLED WATER PUMP | M14980 | BKB GROUP | 100/65/250 | NULL | NULL
HEATING HOT WATER PUMP | NA | TECO | AEEB-UCB02 | NULL | NULL
AIR FAN - EXHAUST | NA | HALL THERMOTANK | NA | NULL | NULL
AIR FAN - RETURN | NA | UNKNOWN | NO NAME PLATE | NULL | NULL
SWITCHBOARD DISTRIBUTION |  | CONCEPT PLUS |  | NULL | NULL
SWITCHBOARD DISTRIBUTION | NULL | CONCEPT PLUS | NULL | NULL | NULL
CONDENSER UNIT | NA | UNKNOWN | NA | NA | 0
AIR FAN - EXHAUST | NA | UNKNOWN | NA | NA | 0
AIR FAN - EXHAUST | NA | SWG FORDE | NA | NA | 0
REHEAT COIL | NA | NULL | NA | NULL | NULL
REHEAT COIL | NOT LISTED ON EXTERIOR | NULL | NOT LISTED ON EXTERIOR | NULL | NULL
REHEAT COIL | NA | NULL | NA | NULL | NULL
REHEAT COIL | NA | NULL | NA | NULL | NULL
REHEAT COIL | NA | NULL | NA | NULL | NULL
REHEAT COIL | NOT LISTED ON EXTERIOR | NULL | NOT LISTED ON EXTERIOR | NULL | NULL
REHEAT COIL | NA | NULL | N/A | NULL | NULL
REHEAT COIL | NOT LISTED ON EXTERIOR | SIEMENS | NOT LISTED ON EXTERIOR | NULL | NULL
REHEAT COIL | NOT LISTED ON EXTERIOR | UNKNOWN | NOT LISTED ON EXTERIOR | NULL | NULL
REHEAT COIL | NOT LISTED ON EXTERIOR | UNKNOWN | NOT LISTED ON EXTERIOR | NULL | NULL
REHEAT COIL | NA | CUSTOM-BUILT | NA | NULL | NULL
REHEAT COIL | NA | NULL |  | NULL | NULL
REHEAT COIL | NA | NULL | NA | NULL | NULL
REHEAT COIL | NA | CUSTOM-BUILT | NA | NULL | NULL
REHEAT COIL | NA | SIEMENS |  | NULL | NULL
REHEAT COIL | NA | NULL | NA | NA | 0
REHEAT COIL | NA | CUSTOM-BUILT | NA | NULL | NULL
REHEAT COIL | NA | CUSTOM-BUILT | NA | NULL | NULL
REHEAT COIL | NA | CUSTOM-BUILT | NA | NULL | NULL
REHEAT COIL | NOT LISTED ON EXTERIOR | SIEMENS | NOT LISTED ON EXTERIOR | NULL | NULL
REHEAT COIL | NOT LISTED ON EXTERIOR | NULL | NOT LISTED ON EXTERIOR | NULL | NULL
REHEAT COIL | NOT LISTED ON EXTERIOR | NULL | NOT LISTED ON EXTERIOR | NULL | NULL
REHEAT COIL | NO NAME PLATE | HENDY | NO NAME PLATE | NULL | NULL
REHEAT COIL | NOT LISTED ON EXTERIOR | NULL | NOT LISTED ON EXTERIOR | NULL | NULL
REHEAT COIL | NA | NULL | NA | NULL | NULL
REHEAT COIL | NOT LISTED ON EXTERIOR | SIEMENS | NOT LISTED ON EXTERIOR | NULL | NULL
REHEAT COIL | NOT LISTED ON EXTERIOR | NULL | NOT LISTED ON EXTERIOR | NULL | NULL
REHEAT COIL | NOT LISTED ON EXTERIOR | NULL | NOT LISTED ON EXTERIOR | NULL | NULL
REHEAT COIL | NOT LISTED ON EXTERIOR | BELIMO | NOT LISTED ON EXTERIOR | NULL | NULL
REHEAT COIL | NOT LISTED ON EXTERIOR | BELIMO | NOT LISTED ON EXTERIOR | NULL | NULL
REHEAT COIL | NOT LISTED ON EXTERIOR | NULL | NOT LISTED ON EXTERIOR | NULL | NULL
REHEAT COIL | NOT LISTED ON EXTERIOR | SIEMENS | NOT LISTED ON EXTERIOR | NULL | NULL
REHEAT COIL | NOT LISTED ON EXTERIOR | SIEMENS | NOT LISTED ON EXTERIOR | NULL | NULL
REHEAT COIL | NOT LISTED ON EXTERIOR | SIEMENS | NOT LISTED ON EXTERIOR | NULL | NULL
REHEAT COIL | NOT LISTED ON EXTERIOR | SIEMENS | NOT LISTED ON EXTERIOR | NULL | NULL
REHEAT COIL | NOT LISTED ON EXTERIOR | NULL | NOT LISTED ON EXTERIOR | NULL | NULL
REHEAT COIL | NOT LISTED ON EXTERIOR | NULL | NOT LISTED ON EXTERIOR | NULL | NULL
REHEAT COIL | NOT LISTED ON EXTERIOR | SIEMENS | NOT LISTED ON EXTERIOR | NULL | NULL
REHEAT COIL | NOT LISTED ON EXTERIOR | SIEMENS | NOT LISTED ON EXTERIOR | NULL | NULL
REHEAT COIL | NOT LISTED ON EXTERIOR | UNKNOWN | NOT LISTED ON EXTERIOR | NULL | NULL
REHEAT COIL | CUSTOM BUILT | CUSTOM-BUILT | CUSTOM BUILT | NULL | NULL
REHEAT COIL | CUSTOM BUILT | CUSTOM-BUILT | CUSTOM BUILT | NULL | NULL
REHEAT COIL | NA | UNKNOWN | NA | NULL | NULL
REHEAT COIL | NA | UNKNOWN | NA | NULL | NULL
REHEAT COIL | NA | UNKNOWN | NA | NULL | NULL
REHEAT COIL | NOT LISTED ON EXTERIOR | UNKNOWN | NOT LISTED ON EXTERIOR | NULL | NULL
AIR FAN - EXHAUST | NA | HALL THERMOTANK | NA | NULL | NULL
AIR FAN - SUPPLY | NA | UNKNOWN | NO NAME PLATE | NULL | NULL
AIR FAN - SUPPLY | NOT VISIBLE | FANTECH | LABEL PAINTED OVER | NULL | NULL
AIR FAN - SUPPLY | NA | NULL | NA | NULL | NULL
AIR FAN - SUPPLY | PAINTED OVER | FANTECH | PAINTED OVER | NULL | NULL
AIR FAN - SUPPLY | PAINTED OVER | FANTECH | PAINTED OVER | NULL | NULL
AIR FAN - SUPPLY | PAINTED OVER | FANTECH | PAINTED OVER | NULL | NULL
VARIABLE SPEED DRIVE | NOT AVAILABLE | ABB | NOT AVAILABLE | NULL | NULL
CHILLED WATER PUMP | M14981 | BKB GROUP | 150-400 | NULL | NULL
AIR FAN - OUTSIDE | 162643 | FANS DIRECT | SCDQ500/4D | NULL | NULL
AIR FAN - EXHAUST | UNKNOWN | NULL | UNKNOWN | NULL | NULL
AIR FAN - EXHAUST | NOT ATTAINABLE | UNKNOWN | NOT ATTAINABLE | NA | 0
AIR FAN - EXHAUST | Not attainable | UNKNOWN | NOT ATTAINABLE | NA | 0
AIR FAN - EXHAUST | 212350 | FANTECH | CD716V | NULL | NULL
THERMOSTATIC MIXING VALVES | NA | ENWARE | NA | NA | 0
THERMOSTATIC MIXING VALVES | NA | ENWARE | NA | NA | 0
THERMOSTATIC MIXING VALVES | NA | ENWARE | NA | NA | 0
VARIABLE SPEED DRIVE | NA | ABB |  | NULL | NULL
VARIABLE SPEED DRIVE | NA | UNKNOWN |  | NULL | NULL
VARIABLE SPEED DRIVE | 91293146 | VACON | NXL00045C5H1SSS0000 | NULL | NULL
VARIABLE SPEED DRIVE | NA | DANFOSS | VLT HVAC DRIVE | NULL | NULL
BMS | NA | ALERTON | NA | NA | 0
BMS | NA | ALERTON | NA | NA | 0
WALL MOUNTED SPLIT SYSTEM | 1902190 | DAIKIN | RY100KUY1 | R410A | 3.4
WALL MOUNTED SPLIT SYSTEM | 1902178 | DAIKIN | RY100KUY1 | R410A | 3.4
AIR FAN - EXHAUST | NA | UNKNOWN | NA | NA | 0
MULTI HEAD NON DUCTED SPLIT | 4yu00597 | MITSUBISHI | MXZ-8B140VA | R410A | 8.5
WALL MOUNTED SPLIT SYSTEM | MSZ-GE50VAD | MITSUBISHI | MSZ-GE50VAD | R410A | 0
WALL MOUNTED SPLIT SYSTEM | MSZ-GE22VAD | MITSUBISHI | MSZ-GE22VAD | NA | 0
UNDER CEILING SPLIT SYSTEM | NA | MITSUBISHI | UNDER CEILING | NA | 0
WALL MOUNTED SPLIT SYSTEM | 4zu02135 | MITSUBISHI | PUHZ-RP140VKA2 | R410A | 5.5
WALL MOUNTED SPLIT SYSTEM | 4zu02113 | MITSUBISHI | PUHZ-RP140VKA2 | R410A | 5.5
WALL MOUNTED SPLIT SYSTEM | NA | MITSUBISHI | NA | NA | 0
TRADE WASTE - PIT | NA | UNKNOWN | NA | NA | 0
TRADE WASTE - PIT | NA | UNKNOWN | NA | NA | 0
TRADE WASTE - PIT | NA | UNKNOWN | NA | NA | 0
TRADE WASTE - PIT | NA | UNKNOWN | NA | NA | 0
TRADE WASTE - PIT | NA | UNKNOWN | NA | NA | 0
TRADE WASTE - PIT | NA | UNKNOWN | NA | NA | 0
TRADE WASTE - PIT | NA | UNKNOWN | NA | NA | 0
TRADE WASTE - PIT | NA | UNKNOWN | NA | NA | 0
TRADE WASTE - PIT | NA | UNKNOWN | NA | NA | 0
TRADE WASTE - PIT | NA | UNKNOWN | NA | NA | 0
AIR COMPRESSOR | A2234 | CHAMPION | CI 55 | NA | 0
WALL MOUNTED SPLIT SYSTEM | 902189 | DAIKIN | RY100KUY1 | R410A | 3.4
WALL MOUNTED SPLIT SYSTEM | 902177 | DAIKIN | RY100KUY1 | R410A | 3.4
DOMESTIC HW UNIT (GAS) | 1180000-020984 | AQUAMAX | G270VE | NULL | NULL
BOILER - GAS ATMOSPHERIC | CFS 094 | PRESHA | RF 1250 | NULL | NULL
BOILER - GAS ATMOSPHERIC | CFS 095 | PRESHA | RF 1250 | NULL | NULL
CHILLED WATER PUMP | 3021 | GRUNDFOS | MGE 71A2-14FT85-C | NULL | NULL
WALL MOUNTED SPLIT SYSTEM | E003065 | DAIKIN | RXS80HVMA | R410A | 2.4
WALL MOUNTED SPLIT SYSTEM | E029263 | DAIKIN | RXS25EBVMA | R410A | 1
WALL MOUNTED SPLIT SYSTEM | E000744 | DAIKIN | RQ250KY1 | R410A | 10.5
UNDER CEILING SPLIT SYSTEM | NA | DAIKIN | NA | NA | 0
UNDER CEILING SPLIT SYSTEM | NA | DAIKIN | NA | NA | 0
WALL MOUNTED SPLIT SYSTEM | NA | DAIKIN | NA | NA | 0
UNDER CEILING SPLIT SYSTEM | NA | DAIKIN | NA | NA | 0
UNDER CEILING SPLIT SYSTEM | NA | DAIKIN | NA | NA | 0
WALL MOUNTED SPLIT SYSTEM | NA | DAIKIN | NA | NA | 0
VARIABLE SPEED DRIVE | NA | DANFOSS | VLT 6000 HVAC | NA | 0
VARIABLE SPEED DRIVE | NA | DANFOSS | VLT 6000 HVAC | NA | 0
SWITCHBOARD DISTRIBUTION |  | CONCEPT PLUS 2 |  | NULL | NULL
SWITCHBOARD DISTRIBUTION |  | EATON |  | NULL | NULL
SWITCHBOARD DISTRIBUTION | NA | CONCEPT PLUS 2 | NA | NA | 0
SWITCHBOARD DISTRIBUTION |  | ANSIR |  | NULL | NULL
SWITCHBOARD DISTRIBUTION |  | MENCO ELECTRIC |  | NULL | NULL
SWITCHBOARD DISTRIBUTION | NA | CONCEPT PLUS 2 | NA | NA | 0
SWITCHBOARD DISTRIBUTION |  | CONCEPT PLUS |  | NULL | NULL
SWITCHBOARD DISTRIBUTION |  | CONCEPT PLUS 3 |  | NULL | NULL
SWITCHBOARD DISTRIBUTION |  | CONCEPT PLUS 3 |  | NULL | NULL
SWITCHBOARD DISTRIBUTION |  | ENVIRO |  | NULL | NULL
SWITCHBOARD DISTRIBUTION |  | CONCEPT PLUS 2 |  | NULL | NULL
SWITCHBOARD DISTRIBUTION |  | CONCEPT PLUS 2 |  | NULL | NULL
SWITCHBOARD DISTRIBUTION |  | CONCEPT PLUS 2 |  | NULL | NULL
SWITCHBOARD DISTRIBUTION |  | CONCEPT PLUS 3 |  | NULL | NULL
SWITCHBOARD DISTRIBUTION |  | CONCEPT PLUS |  | NULL | NULL
BOILING/CHILLED WATER UNIT | N/A | ZIP HYDROTAP | 30271 | NA | 0
BOILING/CHILLED WATER UNIT | 2009060130000 | ZIP HYDROTAP | 37671 | NULL | NULL
DUCTED SPLIT SYSTEM | 107286 | BRADWAY | NA | R22 | 0
DUCTED SPLIT SYSTEM | 97459 | BRADWAY | NA | R22 | 0
EXTRACTION SYSTEM - DUST | 13776 | DONALDSON TORIT | UMA 253 G8 | NULL | NULL
HEATER - HYDRONIC (ROOM) | NA | UNKNOWN | NA | NULL | NULL
HEATER - HYDRONIC (ROOM) | NA | UNKNOWN | NA | NULL | NULL
AIR FAN - EXHAUST | 426486 | FANTECH | CHD663 | NA | 0
FUME EXTRACTION SYSTEM | 11006605005 | FANTECH | M38002203HGMT | NULL | NULL
WALL MOUNTED SPLIT SYSTEM | NA | EMAIL | NA | R22 | 1.95
EYEWASH STATIONS | NA | UNKNOWN | NA | NA | 0
EYEWASH STATIONS | NA | ENWARE | NA | NA | 0
EYEWASH STATIONS | NA | ENWARE | NA | NA | 0
EYEWASH STATIONS | NA | UNKNOWN | NA | NA | 0
AIR FAN - EXHAUST | 3831510000 | TECO | NA | NULL | NULL
FUME HOOD | NA | UNKNOWN | NA | NA | 0
FUME HOOD | NA | UNKNOWN | NA | NA | 0
FUME HOOD | NA | UNKNOWN | NA | NULL | NULL
FUME HOOD | NA | UNKNOWN | NA | NULL | NULL
FUME HOOD | NA | UNKNOWN | NA | NULL | NULL
FUME HOOD | NA | UNKNOWN | NA | NULL | NULL
FUME HOOD | NA | UNKNOWN | NA | NULL | NULL
FUME HOOD | NA | UNKNOWN | NA | NULL | NULL
FUME HOOD | NA | UNKNOWN | NA | NA | 0
FUME EXTRACTION SYSTEM | NOT LISTED ON ARMA'S | ALSIDENT SYSTEM | CUSTOM BUILT SYSTEM | NULL | NULL
AIR FAN - EXHAUST | NA | UNKNOWN | NA | NULL | NULL
AIR FAN - EXHAUST | Y10 | MISBRAL | D | NA | 0
FUME EXTRACTION SYSTEM | 1323415 | FANTECH | 12 EF 3 | NULL | NULL
FUME EXTRACTION SYSTEM | 859141/001-054 | CMG | HLA90L-24-4 | NULL | NULL
FUME EXTRACTION SYSTEM | 859141/001-081 | CMG | HLA90L-24-4 | NULL | NULL
AIR FAN - EXHAUST | NA | MARKAIR | IND6601 | NULL | NULL
FUME EXTRACTION SYSTEM | 3310570003 | TECO | AEEB-NECC | NULL | NULL
FUME EXTRACTION SYSTEM | GO702648 | AIRENG | 5020 | NULL | NULL
FUME EXTRACTION SYSTEM | 458377 | LEEROY SOMER | LS90L T | NULL | NULL
FUME EXTRACTION ARM | NA | ALSIDENT SYSTEM | NA | NULL | NULL
FUME EXTRACTION ARM | NA | UNKNOWN | NA | NULL | NULL
AIR FAN - EXHAUST | NA | UNKNOWN | NA | NA | 0
FUME EXTRACTION SYSTEM | 458377 PB095 | LEEROY SOMER | LS90L T | NULL | NULL
FUME EXTRACTION ARM | NA | UNKNOWN | NA | NULL | NULL
EXPANSION TANK (CLOSED LOOPS) | ref 15p 0210 90233 | DURAFLEX | 200 LITRE | NULL | NULL
FUME HOOD | NA | UNKNOWN | NA | NULL | NULL
FUME HOOD | NA | UNKNOWN | NA | NULL | NULL
AIR FAN - EXHAUST | 374169 | FANTECH | PCD454DD | NULL | NULL
AIR FAN - EXHAUST | NA | UNKNOWN | NA | NULL | NULL
FAN COIL UNIT - DUCTED | NA | UNKNOWN | NA | NA | 0
FAN COIL UNIT - DUCTED | NA | UNKNOWN | NA | NA | 0
FAN COIL UNIT - DUCTED | NA | UNKNOWN | NA | NA | 0
FAN COIL UNIT - DUCTED | NA | UNKNOWN | NA | NA | 0
FAN COIL UNIT - DUCTED | NA | UNKNOWN | NA | NA | 0
FAN COIL UNIT - DUCTED | NA | UNKNOWN | NA | CHILLED WATER | 0
FAN COIL UNIT - DUCTED | LABEL PAINTED OVER | UNKNOWN | LABEL PAINTED OVER | CHILLED WATER | 0
FAN COIL UNIT - DUCTED | 100535 | TEMPERZONE | IMD420-4/1 | NA | 0
FAN COIL UNIT - DUCTED | NA | UNKNOWN | NA | NA | 0
FAN COIL UNIT - DUCTED | NA | UNKNOWN | NA | NA | 0
FAN COIL UNIT - DUCTED | NA | UNKNOWN | NA | NA | 0
FAN COIL UNIT - DUCTED | 545701443 | SCORPION | SPA32-80 180ML | NA | 0
FAN COIL UNIT - DUCTED | 545701443 | SCORPION | SPA32-80 180ML | NA | 0
FAN COIL UNIT - DUCTED | NA | UNKNOWN | NA | NA | 0
FAN COIL UNIT - DUCTED | NA | SCORPION | NA | NA | 0
FAN COIL UNIT - DUCTED | NA | UNKNOWN | NA | NA | 0
FAN COIL UNIT - DUCTED | J67867 | TEMPERZONE | IMDL130 | NA | 0
FAN COIL UNIT - DUCTED | NOT LISTED ON EXTERIOR | HURLCON | AH1500 | NA | 0
FUME CUPBOARD | NA | LAB SYSTEMS | NA | NA | 0
FUME CUPBOARD | NA | LAB SYSTEMS | NA | NA | 0
SWITCHBOARD MECHANICAL |  | UNKNOWN |  | NULL | NULL
0 - NOT SET | NA | UNKNOWN | NA | NA | 0
HEATING HOT WATER PUMP | 4110107 | TROJAN | MO1C180M | NULL | NULL
HEATING HOT WATER PUMP | 4110106 | TROJAN | ME1C180M | NULL | NULL
FUME HOOD | NA | UNKNOWN | NA | NULL | NULL
FUME HOOD | NA | UNKNOWN | NA | NULL | NULL
FUME HOOD | NA | UNKNOWN | NA | NULL | NULL
FUME HOOD | NA | UNKNOWN | NA | NA | 0
0 - NOT SET | NA | UNKNOWN | NA | NA | 0
AIR FAN - OUTSIDE | IEC60034-4 | TECHTOP | TMY80A-4 | NULL | NULL
AIR FAN - OUTSIDE | IEC60034-4 | TECHTOP | TMY80A-4 | NULL | NULL
AIR FAN - OUTSIDE | IEC60034-4 | TECHTOP | TMY80A-4 | NULL | NULL
AIR FAN - OUTSIDE | IEC60034-4 | TECHTOP | TMY80A-4 | NULL | NULL
AIR FAN - OUTSIDE | IEC60034-4 | TECHTOP | TMY80A-4 | NULL | NULL
AIR FAN - OUTSIDE | NA | UNKNOWN | NA | NULL | NULL
SOLENOID - INLET VALVE | NA | UNKNOWN | NA | NA | 0
SWITCHBOARD MECHANICAL |  | RLG |  | NULL | NULL
THERMOSTATIC MIXING VALVES | NA | UNKNOWN | NA | NA | 0
SWITCHBOARD MECHANICAL |  | UNKNOWN |  | NULL | NULL
AIR FAN - OUTSIDE | NA | UNKNOWN | NA | NULL | NULL
AIR FAN - OUTSIDE | NA | UNKNOWN | NA | NULL | NULL
VARIABLE SPEED DRIVE | 41736F0241 | ABB | ACS355-01E-06A7-2 | NULL | NULL
VARIABLE SPEED DRIVE | 4982386/001/06 | DOVERS | OD-22220-AU | NULL | NULL
HEATER - HYDRONIC (ROOM) | NA | UNKNOWN | NA | NULL | NULL
HEATER - HYDRONIC (ROOM) | NA | UNKNOWN | NA | NULL | NULL
HEATER - HYDRONIC (ROOM) | NA | UNKNOWN | NA | NULL | NULL
HEATER - HYDRONIC (ROOM) | NA | UNKNOWN | NA | NULL | NULL
HEATER - HYDRONIC (ROOM) | NA | UNKNOWN | NA | NULL | NULL
HEATER - HYDRONIC (ROOM) | 0 | UNKNOWN | NA | NULL | NULL
HEATER - HYDRONIC (ROOM) | NA | UNKNOWN | NA | NULL | NULL
HEATER - HYDRONIC (ROOM) | NA | UNKNOWN | NA | NULL | NULL
HEATER - HYDRONIC (ROOM) | NA | UNKNOWN | NA | NULL | NULL
HEATER - HYDRONIC (ROOM) | NA | UNKNOWN | NA | NULL | NULL
HEATER - HYDRONIC (ROOM) | NA | UNKNOWN | NA | NULL | NULL
HEATER - HYDRONIC (ROOM) | NA | UNKNOWN | NA | NULL | NULL
HEATER - HYDRONIC (ROOM) | NA | UNKNOWN | NA | NULL | NULL
HEATER - HYDRONIC (ROOM) | NA | UNKNOWN | NA | NULL | NULL
HEATER - HYDRONIC (ROOM) | NA | UNKNOWN | NA | NULL | NULL
HEATER - HYDRONIC (ROOM) | NA | UNKNOWN | NA | NULL | NULL
HEATER - HYDRONIC (ROOM) | NA | UNKNOWN | NA | NULL | NULL
HEATER - HYDRONIC (ROOM) | NA | UNKNOWN | NA | NULL | NULL
HEATER - HYDRONIC (ROOM) | NA | UNKNOWN | NA | NULL | NULL
HEATER - HYDRONIC (ROOM) | NA | UNKNOWN | NA | NULL | NULL
HEATER - HYDRONIC (ROOM) | NA | UNKNOWN | NA | NULL | NULL
HEATER - HYDRONIC (ROOM) | NA | UNKNOWN | NA | NULL | NULL
HEATER - HYDRONIC (ROOM) | NA | UNKNOWN | NA | NULL | NULL
HEATER - HYDRONIC (ROOM) | NA | UNKNOWN | NA | NULL | NULL
HEATER - HYDRONIC (ROOM) | NA | UNKNOWN | NA | NULL | NULL
HEATER - HYDRONIC (ROOM) | NA | UNKNOWN | NA | NULL | NULL
HEATER - HYDRONIC (ROOM) | NA | UNKNOWN | NA | NULL | NULL
HEATER - HYDRONIC (ROOM) | NA | UNKNOWN | NA | NULL | NULL
HEATER - HYDRONIC (ROOM) | NA | UNKNOWN | NA | NULL | NULL
HEATER - HYDRONIC (ROOM) | NA | UNKNOWN | NA | NULL | NULL
HEATER - HYDRONIC (ROOM) | NA | UNKNOWN | NA | NULL | NULL
HEATER - HYDRONIC (ROOM) | NA | UNKNOWN | NA | NULL | NULL
HEATER - HYDRONIC (ROOM) | NA | UNKNOWN | NA | NULL | NULL
DOMESTIC HW UNIT (ELECTRIC) | 3867795 | RHEEM | 61305007 | NULL | NULL
DOMESTIC HW UNIT (ELECTRIC) | 3867795 | RHEEM | 61305007 | NULL | NULL
DOMESTIC HW UNIT (ELECTRIC) | 3867795 | RHEEM | 61305007 | NULL | NULL
DOMESTIC HW UNIT (ELECTRIC) | NA | RHEEM | NA | NULL | NULL
DOMESTIC HW UNIT (ELECTRIC) | 3867795 | RHEEM | 61305007 | NULL | NULL
DOMESTIC HW UNIT (GAS) | 3867795 | RHEEM | 61305007 | NULL | NULL
VARIABLE SPEED DRIVE | NA | TOSHIBA | VF-S11 | NA | 0
AIR FAN - SUPPLY | NA | FANTECH | PMD 806/2 | NULL | NULL
WALL MOUNTED SPLIT SYSTEM | NA | TOSHIBA | NA | R410A | 0
VARIABLE SPEED DRIVE | NA | HVAC | NA | NA | 0
VARIABLE SPEED DRIVE | V00000776209 | VACON | IP54/TYPE12 | NA | 0
VARIABLE SPEED DRIVE | NA | DANFOSS | VLT HVAC DRIVE | NULL | NULL
VARIABLE SPEED DRIVE | NA | DANFOSS | VLT HVAC DRIVE | NULL | NULL
HEATER - HYDRONIC (ROOM) | NA | BOAG ENGING | 1238 | NULL | NULL
HEATER - HYDRONIC (ROOM) | 1232 | BOAG ENGING | 23416 | NULL | NULL
HEATER - HYDRONIC (ROOM) | NA | BOAG ENGING | 1237 | NA | 0
HEATER - HYDRONIC (ROOM) | 1233 | BOAG ENGING | 2341 | NA | 0
HEATER - HYDRONIC (ROOM) | 1234 | BOAG ENGING | 23416 | NA | 0
COOL/FREEZER ROOM | IG40825622 | LOVELOCK | ASHD-160E-3 | R22 | 10
SWITCHBOARD DISTRIBUTION | NA | NULL | NA | NA | 0
WALL MOUNTED SPLIT SYSTEM | R017817 | FUJITSU | AOTR24LCL | R410A | 1.6
CONDENSER UNIT | 07UOO371 | MITSUBISHI | PUHZ-RP71VHA3 | R410A | 3.5
0 - NOT SET | NA | NULL | NA | NA | 0
AIR HANDLING UNIT | NA | NULL | NA | NA | 0
AIR FAN - EXHAUST | NA | FANTECH | MV354E | NULL | NULL
AIR FAN - EXHAUST | 4717 | UNKNOWN | VSB 30 | NULL | NULL
AIR FAN - EXHAUST | 4716 | UNKNOWN | VSB 30 | NULL | NULL
AIR FAN - EXHAUST | NA | FASCO -ABLE | MS712-2 | NULL | NULL
AIR FAN - EXHAUST | NA | FANTECH | NA | NULL | NULL
AIR FAN - EXHAUST | NA | FANTECH | NA | NULL | NULL
AIR FAN - EXHAUST | NA | FANTECH | NA | NULL | NULL
VARIABLE SPEED DRIVE | NA | ABB | NA | NULL | NULL
BMS | NA | ALERTON | NA | NULL | NULL
BMS | NA | ALERTON | NA | NULL | NULL
BMS | NA | ALERTON | NA | NULL | NULL
BMS | NA | UNKNOWN | NA | NULL | NULL
BMS | NA | UNKNOWN | NA | NULL | NULL
BMS | NA | UNKNOWN | NA | NULL | NULL
FAN COIL UNIT - DUCTED | NA | CLINT | K30/45OG2/4T | NA | 0
FAN COIL UNIT - DUCTED | 4318 | CLINT | K30/45OG2/4T | CHILLED & HEATING WATER | 0
FAN COIL UNIT - DUCTED | 4318 | CLINT | K30/45OG2/4T | NA | 0
FAN COIL UNIT - DUCTED | NOT LISTED ON UNIT. | CLINT | K30/45OG2/4T | CHILLED WATER | 0
FAN COIL UNIT - DUCTED | NOT LISTED ON EXTERIOR. | CLINT | K30/45OG2/4T | CHILLED & HEATING WATER | 0
FAN COIL UNIT - DUCTED | NOT LISTED ON EXTERIOR | CLINT | K30/45OG2/4T | NA | 0
FAN COIL UNIT - DUCTED | NA | CLINT | K30/45OG2/4T | CHILLED WATER | 0
FAN COIL UNIT - DUCTED | NA | CLINT | K30/45OG2/4T | CHILLED WATER | 0
FAN COIL UNIT - DUCTED | 4318 | CLINT | K30/45OG2/4T | CHILLED WATER | 0
FAN COIL UNIT - DUCTED | 4318 | CLINT | K30/45OG2/4T | CHILLED WATER | 0
FAN COIL UNIT - DUCTED | 4318 | CLINT | K30/45OG2/4T | NA | 0
FAN COIL UNIT - DUCTED | 4318 | CLINT | K30/45OG2/4T | CHILLED & HEATING WATER | 0
FAN COIL UNIT - DUCTED | 4318 | CLINT | K30/45OG2/4T | CHILLED & HEATING WATER | 0
AIR HANDLING UNIT | CR893 AHU-9-2-1 | COLAIR | ASV 3500 | CHILLED & HEATING WATER | 0
VARIABLE SPEED DRIVE | 91198804 | VACON | NXL00165C5H1SSS0000 | NULL | NULL
AIR HANDLING UNIT | CR893 AHU-9-3-1 | COLAIR | ASV 3500 | CHILLED WATER | 0
VARIABLE SPEED DRIVE | 91198803 | VACON | NXL00165C5H1SSS0000 | NULL | NULL
AIR HANDLING UNIT | 11540 | PARAGON | DBAH150 | CHILLED & HEATING WATER | 0
AIR HANDLING UNIT | CR946AHU-9-B-2 | COLAIR | ASH | CHILLED WATER | 0
CHILLED BEAMS - ACTIVE | 0812V50-1299 | FRENGER | POLARIS 1-60-H-15-125-A1-3,00 | NULL | NULL
CHILLED BEAMS - ACTIVE | 0812V50-1300 | FRENGER | SEE PIC ATT FOR MN | NULL | NULL
CHILLED BEAMS - ACTIVE | 0812V50-1303 | FRENGER | SEE PIC ATT FOR MN | NULL | NULL
CHILLED BEAMS - ACTIVE | 0812V50-1298 | FRENGER | SEE PIC ATT FOR MN | NULL | NULL
CHILLED BEAMS - ACTIVE | 0812V50-1311 | FRENGER | SEE PIC ATT FOR MN | NULL | NULL
CHILLED BEAMS - ACTIVE | 0812V50-1258 | FRENGER | SEE PIC ATT FOR MN | NULL | NULL
CHILLED BEAMS - ACTIVE | 0812V50-1260 | FRENGER | SEE PIC ATT FOR MN | NULL | NULL
CHILLED BEAMS - ACTIVE | 0812V50-1259 | FRENGER | SEE PIC ATT FOR MN | NULL | NULL
CHILLED BEAMS - ACTIVE | 0812V50-1246 | FRENGER | SEE PIC ATT FOR MN | NULL | NULL
CHILLED BEAMS - ACTIVE | 0812V50-1266 | FRENGER | SEE PIC ATT FOR MN | NULL | NULL
CHILLED BEAMS - ACTIVE | 0812V50-1273 | FRENGER | SEE PIC ATT FOR MN | NULL | NULL
CHILLED BEAMS - ACTIVE | 0812V50-1276 | FRENGER | SEE PIC ATT FOR MN | NULL | NULL
CHILLED BEAMS - ACTIVE | 0812V50-1271 | FRENGER | SEE PIC ATT FOR MN | NULL | NULL
CHILLED BEAMS - ACTIVE | 0812V50-1312 | FRENGER | SEE PIC ATT FOR MN | NULL | NULL
CHILLED BEAMS - ACTIVE | 0812V50-1318 | FRENGER | SEE PIC ATT FOR MN | NULL | NULL
CHILLED BEAMS - ACTIVE | 0812V50-1323 | FRENGER | SEE PIC ATT FOR MN | NULL | NULL
CHILLED BEAMS - ACTIVE | 0812V50-1319 | FRENGER | SEE PIC ATT FOR MN | NULL | NULL
CHILLED BEAMS - ACTIVE | 0812V50-1315 | FRENGER | SEE PIC ATT FOR MN | NULL | NULL
CHILLED BEAMS - ACTIVE | 0812V50-1313 | FRENGER | SEE PIC ATT FOR MN | NULL | NULL
CHILLED BEAMS - ACTIVE | 0812V50-1317 | FRENGER | SEE PIC ATT FOR MN | NULL | NULL
CHILLED BEAMS - ACTIVE | 0812V50-1314 | FRENGER | SEE PIC ATT FOR MN | NULL | NULL
CHILLED BEAMS - ACTIVE | 0812V50-1316 | FRENGER | SEE PIC ATT FOR MN | NULL | NULL
CHILLED BEAMS - ACTIVE | 0812V50-1235 | FRENGER | SEE PIC ATT FOR MN | NULL | NULL
CHILLED BEAMS - ACTIVE | 0812V50-1237 | FRENGER | SEE PIC ATT FOR MN | NULL | NULL
CHILLED BEAMS - ACTIVE | 0812V50-1288 | FRENGER | SEE PIC ATT FOR MN | NULL | NULL
CHILLED BEAMS - ACTIVE | 0812V50-1275 | BELIMO | 152 | NA | 0
CHILLED BEAMS - ACTIVE | 0812V50-1278 | FRENGER | 152 | NA | 0
CHILLED BEAMS - ACTIVE | 0812V50-1205 | FRENGER | SEE PIC ATT FOR MN | NULL | NULL
CHILLED BEAMS - ACTIVE | 0812V50-1204 | FRENGER | SEE PIC ATT FOR MN | NULL | NULL
CHILLED BEAMS - ACTIVE | 0812V50-1330 | BELIMO | 218 | NULL | NULL
CHILLED BEAMS - ACTIVE | 0812V50-1320 | BELIMO | 218 | NULL | NULL
CHILLED BEAMS - ACTIVE | 0812V50-1328 | FRANGER | 218 | NULL | NULL
CHILLED BEAMS - ACTIVE | 0812V50-1322 | FRANGER | 218 | NULL | NULL
CHILLED BEAMS - ACTIVE | 0812V50-1267 | BELIMO | 218 | NA | 0
CHILLED BEAMS - ACTIVE | 0812V50-1272 | FRENGER | 218 | NULL | NULL
CHILLED BEAMS - ACTIVE | 0812V50-1294 | FRANGER | 218 | NULL | NULL
CHILLED BEAMS - ACTIVE | 0812V50-1293 | FRANGER | 218 | NULL | NULL
CHILLED BEAMS - ACTIVE | 0812V50-1269 | FRANGER | 218 | NULL | NULL
CHILLED BEAMS - ACTIVE | 0812V50-1270 | FRANGER | 218 | NULL | NULL
CHILLED BEAMS - ACTIVE | 0812V50-1331 | FRANGER | 218 | NULL | NULL
CHILLED BEAMS - ACTIVE | 0812V50-1200 | FRANGER | 246 | NULL | NULL
CHILLED BEAMS - ACTIVE | 0812V50-1203 | FRANGER | 246 | NULL | NULL
CHILLED BEAMS - ACTIVE | 0812V50-1292 | BELIMO | 156 | NULL | NULL
CHILLED BEAMS - ACTIVE | 0812V50-1264 | FRANGER | 156 | NULL | NULL
CHILLED BEAMS - ACTIVE | 0812V50-1199 | BELIMO | 246 | NA | 0
CHILLED BEAMS - ACTIVE | 0812V50-1201 | FRENGER | 246 | NA | 0
CHILLED BEAMS - ACTIVE | 0812V50-1228 | FRENGER | 152 | NA | 0
CHILLED BEAMS - ACTIVE | NOT LISTED. | FRENGER | 152 | NA | 0
CHILLED BEAMS - ACTIVE | 0812V50-1295 | FRANGER | 212 | NULL | NULL
CHILLED BEAMS - ACTIVE | 0812V50-1296 | FRENGER | SEE PIC ATT FOR MN | NULL | NULL
CHILLED BEAMS - ACTIVE | 0812V50-1277 | FRANGER | 212 | NULL | NULL
CHILLED BEAMS - ACTIVE | 0812V50-1280 | FRANGER | 106 | NULL | NULL
CHILLED BEAMS - ACTIVE | 0812V50-1281 | FRENGER | 106 | NA | 0
CHILLED BEAMS - ACTIVE | 0812V50-1284 | FRANGER | 106 | NULL | NULL
CHILLED BEAMS - ACTIVE | 0812V50-1221 | FRANGER | 152 | NULL | NULL
CHILLED BEAMS - ACTIVE | 0812V50-1227 | FRANGER | 152 | NULL | NULL
CHILLED BEAMS - ACTIVE | 0812V50-1240 | FRANGER | 204 | NULL | NULL
CHILLED BEAMS - ACTIVE | 0812V50-1333 | FRANGER | 312 | NULL | NULL
CHILLED BEAMS - ACTIVE | 0812V50-1203 | FRANGER | 246 | NULL | NULL
CHILLED BEAMS - ACTIVE | 0812V50-1334 | BELIMO | 436 | NA | 0
CHILLED BEAMS - ACTIVE | 0812V50-1207 | FRENGER | 184 | NA | 0
CHILLED BEAMS - ACTIVE | 0812V50-1210 | BELIMO | 184 | NA | 0
CHILLED BEAMS - ACTIVE | 0812V50-1222 | FRENGER | 184 | NA | 0
CHILLED BEAMS - ACTIVE | 0812V50-1208 | FRENGER | 184 | NA | 0
CHILLED BEAMS - ACTIVE | 0812V50-1221 | FRENGER | 184 | NA | 0
CHILLED BEAMS - ACTIVE | 0812V50-1223 | FRENGER | 184 | NA | 0
CHILLED BEAMS - ACTIVE | 0812V50-1213 | FRENGER | 184 | NA | 0
CHILLED BEAMS - ACTIVE | 0812V50-1176 | FRENGER | SEE PIC ATT FOR MN | NULL | NULL
CHILLED BEAMS - ACTIVE | 0812V50-1188 | FRENGER | SEE PIC ATT FOR MN | NULL | NULL
CHILLED BEAMS - ACTIVE | 0812V50-1179 | FRENGER | 184 | NA | 0
CHILLED BEAMS - ACTIVE | 0812V50-1185 | FRENGER | SEE PIC ATT FOR MN | NULL | NULL
CHILLED BEAMS - ACTIVE | 0812V50-1175 | FRENGER | SEE PIC ATT FOR MN | NULL | NULL
CHILLED BEAMS - ACTIVE | 0812V50-1186 | BELIMO | SEE PIC ATT FOR MN | NULL | NULL
CHILLED BEAMS - ACTIVE | 0812V50-1184 | FRENGER | SEE PIC ATT FOR MN | NULL | NULL
CHILLED BEAMS - ACTIVE | 0812V50-1191 | FRENGER | SEE PIC ATT FOR MN | NULL | NULL
CHILLED BEAMS - ACTIVE | 0812V50-1194 | FRENGER | SEE PIC ATT FOR MN | NULL | NULL
CHILLED BEAMS - ACTIVE | 0812V50-1213 | FRENGER | SEE PIC ATT FOR MN | NULL | NULL
CHILLED BEAMS - ACTIVE | 0812V50-1242 | FRENGER | SEE PIC ATT FOR MN | NULL | NULL