## Sheet1
AssetType | SerialNo | Manufacturer | ModelNbr | Refrigerant | RefrigerantQty
CHILLED BEAMS - PASSIVE | NA | NULL | NA | NULL | NULL
CHILLED BEAMS - PASSIVE | NA | NULL | NA | NULL | NULL
CHILLED BEAMS - PASSIVE | NA | NULL | NA | NULL | NULL
CHILLED BEAMS - PASSIVE | 0 | NULL | O | NULL | NULL
CHILLED BEAMS - PASSIVE | NA | NULL | FRENGER | NULL | NULL
CHILLED BEAMS - PASSIVE | NA | UNKNOWN | Other | NULL | NULL
CHILLED BEAMS - PASSIVE | NA | NULL | NA | NULL | NULL
CHILLED BEAMS - PASSIVE | NA | NULL | NA | NULL | NULL
CHILLED BEAMS - PASSIVE | NA | NULL | CARAT H-84 B | NULL | NULL
CHILLED BEAMS - PASSIVE | NA | NULL | CARAT H-84 B | NULL | NULL
CHILLED BEAMS - PASSIVE | NA | NULL | CARAT H-84 B | NA | 0
CHILLED BEAMS - PASSIVE | NA | NULL | CARAT H-84 B | NA | 0
CHILLED BEAMS - PASSIVE | NA | NULL | CARAT H-84 B | NA | 0
CHILLED BEAMS - PASSIVE | NA | NULL | CARAT H-84 B | NA | 0
CHILLED BEAMS - PASSIVE | NA | NULL | CARAT H-84 B | NA | 0
CHILLED BEAMS - PASSIVE | NA | NULL | CARAT H-84 B | NA | 0
AIR COOLED SPLIT SYSTEM | E000531 | DAIKIN | FTXM71PVMA | R410A | 3
AIR COOLED SPLIT SYSTEM | E035595 | DAIKIN | FTXS50FVMA | R410A | 3
CASSETTE SPLIT SYSTEM | E004039 | DAIKIN | FTXM35PVMA | R410A | 3
AIR COOLED SPLIT SYSTEM | E015362 | DAIKIN | FTXM35PVMA | R410A | 1.3
AIR COOLED SPLIT SYSTEM | E014304 | DAIKIN | FTXM35PVMA | R410A | 2
ROOM AIR CONDITIONING UNIT | NONE | KELVINATOR | NONE | NULL | NULL
ROOM AIR CONDITIONING UNIT | 2.1105e+65 | TECO | LA201Y | NULL | NULL
AIR FAN - EXHAUST | NONE | LENCO | NONE | NA | 0
ROOM AIR CONDITIONING UNIT | NA | KELVINATOR | R150M | R22 | 1
ROOM AIR CONDITIONING UNIT | NA | KELVINATOR | R150M | R22 | 1
WALL MOUNTED SPLIT SYSTEM | 7576801589 | PANASONIC | CU-RE24JKR | R410A | 2
ICE MACHINE | NC 6121 13F | UNKNOWN | SCN 75 AS 230/50/1 | R134A | 0.45
EVAPORATIVE COOLER | 244 | BONAIRE | GS17000244 | NA | 0
NON DUCTED SPLIT SYSTEM | NA | LG | F24AHJ | R410A | 2
ROOM AIR CONDITIONING UNIT | NA | CARRIER | NA | R22 | 2
WALL MOUNTED SPLIT SYSTEM | T001109 | FUJITSU | AOT45UMAXT | R410A | 4
WALL MOUNTED SPLIT SYSTEM | 6631302324 | PANASONIC | CS-RE12MKR | R410A | 1
WALL MOUNTED SPLIT SYSTEM | 7516114311 | PANASONIC | CU-W24EKR | R410A | 2
WALL MOUNTED SPLIT SYSTEM | 4002548 | FUJITSU | AOT24RAWF | R22 | 2
WALL MOUNTED SPLIT SYSTEM | NA | PANASONIC | CS-RE12NKR | R410A | 1
WALL MOUNTED SPLIT SYSTEM | 3831 | SANYO | SAP-C302AH | R22 | 3
PACKAGED AIR CONDITIONING UNIT | 1999W129004 | APAC | SO170HR9AH | R22 | 5
WALL MOUNTED SPLIT SYSTEM | NA | SANYO | SPW-1H483GH58 | R22 | 5
AIR FAN - EXHAUST | 495703 | FANTECH | CE404V | NULL | NULL
AIR FAN - EXHAUST | 495703 | FANTECH | CE404V | NULL | NULL
AIR FAN - EXHAUST | 496173 | FANTECH | CE404V | NULL | NULL
AIR FAN - EXHAUST | 505343 | FANTECH | AE504V | NULL | NULL
AIR FAN - EXHAUST | 505343 | FANTECH | AE504V | NULL | NULL
AIR FAN - EXHAUST | 505343 | FANTECH | AE504V | NULL | NULL
WALL MOUNTED SPLIT SYSTEM | 6644200597 | PANASONIC | CU-RE12NKR | R410A | 1
ROOM AIR CONDITIONING UNIT | na | LENNOX | NA | R410A | 1
WALL MOUNTED SPLIT SYSTEM | 807P0454 | TOSHIBA | RAS-22SKV-E | R410A | 2
WALL MOUNTED SPLIT SYSTEM | 807P0503 | TOSHIBA | RAS-22SKV-E | R410A | 2
WALL MOUNTED SPLIT SYSTEM | 780402538 | PANASONIC | CU-W7DKR | R410A | 1
WALL MOUNTED SPLIT SYSTEM | na | HITACHI | RAC-60YHA2 | R410A | 2
WALL MOUNTED SPLIT SYSTEM | 1042751275 | HITACHI | RAC-60YHA2 | R410A | 2
WALL MOUNTED SPLIT SYSTEM | E009809 | DAIKIN | RXS35KVMA | R410A | 2
WALL MOUNTED SPLIT SYSTEM | E019308 | DAIKIN | RXS25KVMA | R410A | 1
WALL MOUNTED SPLIT SYSTEM | NA | LENOX | LNIV2610 | R410A | 1
WALL MOUNTED SPLIT SYSTEM | 807P0598 | TOSHIBA | RAS-22SKV-E | R410A | 2
WALL MOUNTED SPLIT SYSTEM | 3441 | HITACHI | RAC-25YHA1 | R410A | 1
CASSETTE SPLIT SYSTEM | 6401803 | DAIKIN | RY71DAY1 | R22 | 4
WALL MOUNTED SPLIT SYSTEM | NA | DERBY | KFR-26W/J11 | R22 | 1
WALL MOUNTED SPLIT SYSTEM | 3523 | HITACHI | RAC-25YHA1 | R410A | 1
WALL MOUNTED SPLIT SYSTEM | 4011330 | MITSUBISHI | MUH-A26WV | R410A | 2
WALL MOUNTED SPLIT SYSTEM | 4006075 | MITSUBISHI | MUH-A30WV | R410A | 3
HEATER - ELECTRIC (ROOM) | UNABLE TO LOCATE | UNKNOWN | TEE | NULL | NULL
EVAPORATIVE COOLER | C14010133 | BRAEMAR | RPB6007C | NULL | NULL
FUME EXTRACTION SYSTEM | UNABLE TO OBTAIN | UNKNOWN | UNABLE TO OBTAIN | NULL | NULL
FUME EXTRACTION SYSTEM | NO ACCESS | UNKNOWN | NO ACCESS | NULL | NULL
FUME EXTRACTION SYSTEM | UNKOWN | UNKNOWN | UNKOWN | NULL | NULL
ROOM AIR CONDITIONING UNIT | NO ID | NULL | NO ID | R410A | 2
ROOM AIR CONDITIONING UNIT | DATA PLATE FADED | UNKNOWN | DATA PLATE FADED | R22 | 2
WALL MOUNTED SPLIT SYSTEM | 675301483BE6.3KW | MITSUBISHI | SRC63ZMA-S | R410A | 2
WALL MOUNTED SPLIT SYSTEM | KF25023101100083 | UNKNOWN | OLSEN OAF34 | R410A | 2
WALL MOUNTED SPLIT SYSTEM | na | UNKNOWN | DELONGHI | R410A | 3
WALL MOUNTED SPLIT SYSTEM | 9945 | HITACHI | RAS25YHA3 | R410A | 3
WALL MOUNTED SPLIT SYSTEM | 5709 | HITACHI | RAS25YHA3 | R410A | 3
WALL MOUNTED SPLIT SYSTEM | E185251708000062 | UNKNOWN | ONSEN H18-ET | R22 | 2
WALL MOUNTED SPLIT SYSTEM | UNABLE TO LOCATE | MISTRAL | MSS10 | R22 | 2
WALL MOUNTED SPLIT SYSTEM | 674605401BE | MITSUBISHI | SRC50ZMA-S | R410A | 1
WALL MOUNTED SPLIT SYSTEM | 675301487BE | MITSUBISHI | SRC63ZMA-S | R410A | 2
WALL MOUNTED SPLIT SYSTEM | 3005190T | MITSUBISHI | MUZ-GE42VA | R410A | 2
DUCTED SPLIT SYSTEM | 363220 | ACTRON | SRG201E | R410A | 5
AIR FAN - EXHAUST | 1987 | RICHARDSON | Q41286 | NULL | NULL
WALL MOUNTED SPLIT SYSTEM | NA | JULIUS | NA | NA | 0
ELECTRIC DUCT HEATER | NA | JULIUS | NA | NULL | NULL
TOILET EXHAUST FAN | 105103 | FANTECH | TILD-400-4 | NULL | NULL
SWITCHBOARD MECHANICAL |  | HADEN |  | NULL | NULL
AIR FAN - EXHAUST | NA | FANTECH | 250-2 | NULL | NULL
AIR HANDLING UNIT | NOT AVAILABLE | JULIUS | TMKSII030LA-Z | NA | 0
CHILLER - AIR COOLED | C703105580111A26400001 | UNKNOWN | LSQWRF25M/DN1-C | R410A | 7
CHILLER - AIR COOLED | C703105580111A26400002 | UNKNOWN | LSQWRF25M/DN1-C | R410A | 7
CHILLER - AIR COOLED | C703105580111A26400003 | UNKNOWN | LSQWRF25M/DN1-C | R410A | 7
AIR HANDLING UNIT | NA | JULIUS | MKS 11 060WA-Y | NA | 0
AIR HANDLING UNIT | NA | UNKNOWN | T-MKS II 020DA-Z | NA | 0
AIR HANDLING UNIT | UNKNOWN | JULIUS | UNKNOWN | NA | 0
ELECTRIC DUCT HEATER | NA | JULIUS | NA | NA | 0
ELECTRIC DUCT HEATER | NA | JULIUS | NA | NA | 0
ELECTRIC DUCT HEATER | NA | UNKNOWN | NA | NA | 0
ELECTRIC DUCT HEATER | NA | JULIUS | NA | NA | 0
ELECTRIC DUCT HEATER | NA | JULIUS | NA | NA | 0
ELECTRIC DUCT HEATER | NA | JULIUS | NA | NA | 0
AIR FAN - EXHAUST | NA | RICHARDSON | NA | NULL | NULL
AIR FAN - EXHAUST | NA | RICHARDSON | NA | NA | 0
AIR FAN - EXHAUST | NA | RICHARDSON | NA | NA | 0
AIR FAN - EXHAUST | NA | RICHARDSON | NA | NA | 0
AIR FAN - EXHAUST | NA | WOODS | NA | NA | 0
AIR FAN - EXHAUST | 14480 | SIGREST DESIGN | TA 380-4/6 | NA | 0
AIR FAN - EXHAUST | NA | FANTECH | SIL 200 | NA | 0
WALL MOUNTED SPLIT SYSTEM | 2937005211 | PANASONIC | CS-E15LKR | NA | 0
WALL MOUNTED SPLIT SYSTEM | 2937005208 | PANASONIC | CS-E15LKR | R410A | 2
CHILLED WATER PUMP | DE6305 | GRUNDFOS | IE2IE3 | NA | 0
CHILLED WATER PUMP | DE6305 | GRUNDFOS | IE2IE3 | NA | 0
CHILLED WATER PUMP | DE6304 | GRUNDFOS | IE2-IE3 | NA | 0
SWITCHBOARD MECHANICAL | NA | HADEN | NA | NA | 0
WALL MOUNTED SPLIT SYSTEM | NA | LG | NA | NA | 0
WALL MOUNTED SPLIT SYSTEM | NA | LG | NA | NA | 0
AIR HANDLING UNIT | C703105360211A28400002 | JULIUS | TMKS II 020DAZ | NA | 0
WALL MOUNTED SPLIT SYSTEM | NA | PANASONIC | NA | R410A | 2
WALL MOUNTED SPLIT SYSTEM | na | JULIUS | na | NA | 0
WALL MOUNTED SPLIT SYSTEM | 2937203985 | PANASONIC | CSE21LKR | R410A | 2
WALL MOUNTED SPLIT SYSTEM | 2974503789 | PANASONIC | CSE21MKR | R410A | 2
WALL MOUNTED SPLIT SYSTEM | 293700538 | PANASONIC | CSE15LKR | R410A | 2
PACKAGED AIR CONDITIONING UNIT | S01932 | TEMPERZONE | OPA186RKTYH | R410A | 0
WALL MOUNTED SPLIT SYSTEM | E000428 | DAIKIN | RKS71KVMA | R410A | 2
PACKAGED AIR CONDITIONING UNIT | NA | TEMPERZONE | OPA410RA | R22 | 0
WALL MOUNTED SPLIT SYSTEM | E006098 | DAIKIN | RXD50BVMA | R22 | 1
WALL MOUNTED SPLIT SYSTEM | E006792 | FUJITSU | AOTR18JCC | R410A | 1
WALL MOUNTED SPLIT SYSTEM | E002092 | FUJITSU | AOTR24JFCB | R410A | 2
WALL MOUNTED SPLIT SYSTEM | E004035 | UNKNOWN | AOTRO9JCC | R410A | 1
WALL MOUNTED SPLIT SYSTEM | NA | FUJITSU | AOTGO9CMCA | R32 | 2
WALL MOUNTED SPLIT SYSTEM | E000431 | DAIKIN | RKS71KVMA | R410A | 2
WALL MOUNTED SPLIT SYSTEM | E001064 | FUJITSU | AOTRO7JCC | NA | 0
WALL MOUNTED SPLIT SYSTEM | E000459 | DAIKIN | RKD71BVMA | R22 | 2
WALL MOUNTED SPLIT SYSTEM | E001063 | FUJITSU | AOTRO7JCC | R410A | 1
ROOM AIR CONDITIONING UNIT | T007971 | FUJITSU | AXT24ADS-W | R22 | 2
WALL MOUNTED SPLIT SYSTEM | NA | FUJITSU | AOTR24JCC | R410A | 1
WALL MOUNTED SPLIT SYSTEM | E026332 | FUJITSU | AOTR24LCC | R410A | 2
DUCTED SPLIT SYSTEM | 786623 | TEMPERZONE | OSA280RKTV | R410A | 11
AIR FAN - EXHAUST | NA | PACIFIC HVAC | MFP 150-V | NA | 0
AIR FAN - EXHAUST | NA | PACIFIC HVAC | MFP 150-V | NA | 0
WALL MOUNTED SPLIT SYSTEM | E004922 | FUJITSU | AOTG12KMCA | R32 | 1
WALL MOUNTED SPLIT SYSTEM | NA | FUJITSU | AOTG12CMCA | R32 | 1
AIR COOLED SPLIT SYSTEM | 1903745 | DAIKIN | RY100KUY1 | R22 | 4
CASSETTE SPLIT SYSTEM | 1903754 | DAIKIN | RY100KUY1 | R22 | 4
WALL MOUNTED SPLIT SYSTEM | 1905916 | DAIKIN | RV60GAV1A | R22 | 2
WALL MOUNTED SPLIT SYSTEM | E000276 | DAIKIN | RXS60BVMA | R410A | 2
WALL MOUNTED SPLIT SYSTEM | E006789 | DAIKIN | RXS60KVMA | R410A | 2
WALL MOUNTED SPLIT SYSTEM | E014828 | DAIKIN | RXS50FBVMA | R410A | 2
WALL MOUNTED SPLIT SYSTEM | NA | CARRIER | NA | R22 | 2
WALL MOUNTED SPLIT SYSTEM | E001432 | DAIKIN | RXS25EBVMA | R410A | 1
WALL MOUNTED SPLIT SYSTEM | E000919 | DAIKIN | RXS25EBVMA | R410A | 1
DUCTED SPLIT SYSTEM | NA | CARRIER | NA | R22 | 5
PACKAGED AIR CONDITIONING UNIT | 608564 | ACPAC | H3530 | NA | 0
PACKAGED AIR CONDITIONING UNIT | 2233 | NULL | SPECIALIZED APH012HA3B | R410A | 3
PACKAGED AIR CONDITIONING UNIT | 0498W112358 | APAC | S4531S45CBV-C-02 | R22 | 8
PACKAGED AIR CONDITIONING UNIT | ACP7011 | APAC | S2240S22CCHB | R22 | 0
WALL MOUNTED SPLIT SYSTEM | E004121 | DAIKIN | RKD50BVMA | R22 | 3
WALL MOUNTED SPLIT SYSTEM | E004203 | DAIKIN | FLXS60BVMA | R410A | 3
PACKAGED AIR CONDITIONING UNIT | ACP7012 | APAC | SO1843S18CCHB-05 | R22 | 0
PACKAGED AIR CONDITIONING UNIT | ACP7013 | APAC | SO1843-S18CCHB-05 | R22 | 0
CASSETTE SPLIT SYSTEM | ACP7014 | DAIKIN | R71FY1 | R22 | 2
WALL MOUNTED SPLIT SYSTEM | E006974 | FUJITSU | ASTA12JCC | R410A | 3
WALL MOUNTED SPLIT SYSTEM | E003635 | DAIKIN | RKD60BVMA | R22 | 3
WALL MOUNTED SPLIT SYSTEM | E003963 | DAIKIN | FTKS35LVMA | R410A | 2
PACKAGED AIR CONDITIONING UNIT | L000105 | APAC | UAY90BY1M9 | R22 | 0
PACKAGED AIR CONDITIONING UNIT | 3594W67917 | APAC | S20CBV-C | R22 | 8
CASSETTE SPLIT SYSTEM | E004075 | DAIKIN | RQ100LVIA | R410A | 4
WALL MOUNTED SPLIT SYSTEM | E 007900 | DAIKIN | RKS 25 LVMA | R410A | 2
WALL MOUNTED SPLIT SYSTEM | E 004812 | DAIKIN | RKS 35 KVMA | R410A | 2
WALL MOUNTED SPLIT SYSTEM | E 001156 | FUJITSU | AST12LMCA | R410A | 2
WALL MOUNTED SPLIT SYSTEM | T 004011 | FUJITSU | AST24FBBT | R410A | 2
WALL MOUNTED SPLIT SYSTEM | NA | FUJITSU | NA | R410A | 2
WALL MOUNTED SPLIT SYSTEM | T 003614 | FUJITSU | AST24FBBJ | R410A | 2
WALL MOUNTED SPLIT SYSTEM | NA | FUJITSU | NA | R410A | 2
WALL MOUNTED SPLIT SYSTEM | E009245 | DAIKIN | RXS 45LVMA | R410A | 2
WALL MOUNTED SPLIT SYSTEM | 82603078 | KELVINATOR | KSE 53HRA | R22 | 2
WALL MOUNTED SPLIT SYSTEM | E016210 | DAIKIN | RXS50LVMA | R410A | 2
WALL MOUNTED SPLIT SYSTEM | E 015705 | DAIKIN | RXS 50LVMA | R410A | 2
WALL MOUNTED SPLIT SYSTEM | E024414 | DAIKIN | RXS 25 LVMA | R410A | 2
ROOM AIR CONDITIONING UNIT | NA | LG | LWC 122RC-4 | R22 | 3
WALL MOUNTED SPLIT SYSTEM | E000257 | DAIKIN | RKS50KAVMA | R410A | 2
ROOM AIR CONDITIONING UNIT | 9 DEX 5430- 012TAPE00038 | LG | W18TCM-NB60 | R22 | 1
CASSETTE SPLIT SYSTEM | E001372 | DAIKIN | RZQ 160 KV4A | R410A | 4
CASSETTE SPLIT SYSTEM | E 004720 | DAIKIN | RZQ 150 KV4A | R410A | 4
MULTI HEAD NON DUCTED SPLIT | E 000204 | DAIKIN | 5MKS 100 LVMA | R410A | 5
WALL MOUNTED SPLIT SYSTEM | E0244XXX | DAIKIN | RXA25LVMA | R410A | 2
WALL MOUNTED SPLIT SYSTEM | E016211 | DAIKIN | RXS50LVMA | R410A | 2
WALL MOUNTED SPLIT SYSTEM | E025664 | DAIKIN | RXS25LVMA | R410A | 2
WALL MOUNTED SPLIT SYSTEM | T 004072 | FUJITSU | AST24FBBJ | R410A | 2
WALL MOUNTED SPLIT SYSTEM | E002634 | FUJITSU | ATO9LFBC | R410A | 1
WALL MOUNTED SPLIT SYSTEM | 17760 | FUJITSU | AOT24LMADL | R410A | 1
WALL MOUNTED SPLIT SYSTEM | na | FUJITSU | AOT24LMAOL | R410A | 1
WALL MOUNTED SPLIT SYSTEM | E011334 | DAIKIN | RXS25EBVMA | R410A | 1
WALL MOUNTED SPLIT SYSTEM | E031038 | DAIKIN | RXS35LVMA | R410A | 1
WALL MOUNTED SPLIT SYSTEM | na | DAIKIN | RXS35LVMA | R410A | 1
WALL MOUNTED SPLIT SYSTEM | E029666 | DAIKIN | RXS60LVMA | R410A | 1
WALL MOUNTED SPLIT SYSTEM | E015603 | DAIKIN | RXS71FBVMA | R410A | 1
WALL MOUNTED SPLIT SYSTEM | na | FUJITSU | AOT24LMADL | R410A | 1
FUME EXTRACTION SYSTEM | NA | FANTECH | CHD566 | NA | 0
FUME EXTRACTION SYSTEM | NA | FANTECH | CHD566 | NA | 0
FUME EXTRACTION SYSTEM | NA | FANTECH | CHD566 | NA | 0
AIR FAN - EXHAUST | NA | JULIUS | NA | NA | 0
FUME EXTRACTION SYSTEM | NA | FANTECH | NA | NA | 0
FUME EXTRACTION SYSTEM | NA | FANTECH | NA | NA | 0
WALL MOUNTED SPLIT SYSTEM | NA | DAIKIN | RXS60LVMA | R410A | 3
DUCTED SPLIT SYSTEM | E009633 | DAIKIN | RXS50JVMA | R410A | 2
WALL MOUNTED SPLIT SYSTEM | 4097 | HITACHI | RAC - 25YHA3 | R410A | 1
DUCTED SPLIT SYSTEM | E005801 | DAIKIN | RXS 50JVMA | R410A | 2
WALL MOUNTED SPLIT SYSTEM | 146701397RE | MHI | DXC18Z3-S | R410A | 2
CASSETTE SPLIT SYSTEM | 42P00427 | MITSUBISHI | SUZ-KA71VA3 | R410A | 2
WALL MOUNTED SPLIT SYSTEM | E007407 | DAIKIN | RXS35 LVMA | R410A | 2
WALL MOUNTED SPLIT SYSTEM | E004750 | DAIKIN | RXS 35LVMA | R410A | 2
WALL MOUNTED SPLIT SYSTEM | UNKNOWN | AIRWELL | GCXLM12RCA | R22 | 2
WALL MOUNTED SPLIT SYSTEM | E013576 | DAIKIN | RXS 95LVMA | R410A | 4
WALL MOUNTED SPLIT SYSTEM | E009601 | DAIKIN | RXS 50JVMA | R410A | 2
WALL MOUNTED SPLIT SYSTEM | 72800030 | CARRIER | 38NYV035H-A | R410A | 2
WALL MOUNTED SPLIT SYSTEM | 628 00327 | TOSHIBA | RAS13NKV-A2 | R410A | 1
WALL MOUNTED SPLIT SYSTEM | 72900011 | CARRIER | 38NYV035M-A | R410A | 1
WALL MOUNTED SPLIT SYSTEM | 8.09e+149 | CARRIER | 38VYX080N | R410A | 2
WALL MOUNTED SPLIT SYSTEM | T002314 | FUJITSU | AOT18UNBKL | R410A | 2
WALL MOUNTED SPLIT SYSTEM | E 031148 | DAIKIN | RXS71LVMA | R410A | 3
WALL MOUNTED SPLIT SYSTEM | 82800288 | TOSHIBA | RAS-10SAVA | R410A | 1
WALL MOUNTED SPLIT SYSTEM | E | DAIKIN | RXS 71 LVMA | R410A | 3
WALL MOUNTED SPLIT SYSTEM | 33000169 | TOSHIBA | RAS-18N3AV2-A | R410A | 2
WALL MOUNTED SPLIT SYSTEM | 3008894T | MITSUBISHI | MUZ=GE25VA | R410A | 1
WALL MOUNTED SPLIT SYSTEM | E 031115 | DAIKIN | RXS 71 LVMA | R410A | 3
MULTI HEAD NON DUCTED SPLIT | 911N0288 | TOSHIBA | RAS4M27GAV-E1 | R410A | 3
WALL MOUNTED SPLIT SYSTEM | NA | MITSUBISHI | MUHGA35VB | R410A | 1
AIR FAN - OUTSIDE | UNABLE TO LOCATE | FANTECH | MV132S | NA | 0
AIR FAN - OUTSIDE | UNABLE TO LOCATE | FANTECH | MV132S | NA | 0
AIR FAN - OUTSIDE | UNABLE TO READ | FANTECH | MV2025 | NA | 0
AIR FAN - OUTSIDE | 5145512 | FANTECH | VM-3154 | NA | 0
TOILET EXHAUST FAN | 511583 | FANTECH | MRV1 | NA | 0
SWITCHBOARD MECHANICAL | UNKOWN | NHP | UNKOWN | NA | 0
EVAPORATIVE COOLER | 1201874 | BONAIRE | 2550020 | NA | 0
EVAPORATIVE COOLER | 1201876 | BONAIR | 2550020 | NA | 0
HEATER - GAS (ROOM) | ACCESS ISSUES | UNKNOWN | ACCESS ISSUES | NA | 0
HEATER - GAS (ROOM) | ACCESS ISSUES | UNKNOWN | ACCESS ISSUES | NA | 0
EXTRACTION SYSTEM - SMOKE | UNKOWN | UNKNOWN | FILEAR | NA | 0
FUME EXTRACTION SYSTEM | UNABLE TO LOCATE | UNKNOWN | WESTAFLEX | NA | 0
AIR FAN - EXHAUST | NO DATA PLATE | EXPELAIR | NO DATA PLATE | NA | 0
SWITCHBOARD MECHANICAL | NA | UNKNOWN | NA | NA | 0
ELECTRIC DUCT HEATER | 29847 | UNKNOWN | UNABLE TO LOCATE | NA | 0
ELECTRIC DUCT HEATER | 235897 | UNKNOWN | UNABLE TO LOCATE | NA | 0
WALL MOUNTED SPLIT SYSTEM | NA | UNKNOWN | NA | NA | 0
AIR FAN - EXHAUST | 514551290 | FANTECH | VM-3154 | NA | 0
AIR FAN - EXHAUST | UNABLE TO READ | FANTECH | RV3 | NA | 0
AIR FAN - EXHAUST | UNABLE TO LOCATE | FANTECH | VCQ0 | NA | 0
AIR FAN - EXHAUST | 746097 | FANTECH | MV354E | NULL | NULL
AIR FAN - EXHAUST | UNABLE TO LOCATE | FANTECH | MV354E | NULL | NULL
AIR FAN - EXHAUST | UNABLE TO LOCATE | FANTECH | UNABLE TO LOCATE | NA | 0
EXTRACTION SYSTEM - SMOKE | NO DATA PLATE | FANTECH | NO DATA PLATE | NA | 0
EXTRACTION SYSTEM - SMOKE | NO DATA PLATE | FANTECH | NO DATA PLATE | NA | 0
EXTRACTION SYSTEM - SMOKE | NO DATA PLATE | FANTECH | NO DATA PLATE | NA | 0
EXTRACTION SYSTEM - SMOKE | NO DATA PLATE | FANTECH | NO DATA PLATE | NA | 0
EXTRACTION SYSTEM - SMOKE | 509987 | FANTECH | BFA0404AA10HT00S | NA | 0
EXTRACTION SYSTEM - SMOKE | 9887 | FANTECH | BFA0404AA10HT00S | NA | 0
AIR FAN - EXHAUST | 510448 | FANTECH | RV1 | NA | 0
AIR FAN - OUTSIDE | UNABLE TO LOCATE | FANTECH | MV1325 | NA | 0
TOILET EXHAUST FAN | 509984 | FANTECH | CE406D | NA | 0
AIR FAN - OUTSIDE | 5300773 | FANTECH | MV2025 | NA | 0
KITCHEN EXHAUST FAN | 5300772 | FANTECH | MV2025 | NA | 0
KITCHEN EXHAUST FAN | UNABLE TO READ | FANTECH | MV2025 | NA | 0
TOILET EXHAUST FAN | na | FANTECH | na | NA | 0
CASSETTE SPLIT SYSTEM | 3YA03928 | MITSUBISHI | PLA -RP140BA | NA | 0
WALL MOUNTED SPLIT SYSTEM | na | MITSUBISHI | MSZCE25VA | R410A | 3
WALL MOUNTED SPLIT SYSTEM | na | MITSUBISHI | MSZGE50VAD | R410A | 5
WALL MOUNTED SPLIT SYSTEM | na | MITSUBISHI | MSZGE25VA | R410A | 3
WALL MOUNTED SPLIT SYSTEM | E011004 | DAIKIN | FTX546LVMA | R410A | 3
CASSETTE SPLIT SYSTEM | 3ZA03346 | MITSUBISHI | PLA RP100RA | R410A | 5
CASSETTE SPLIT SYSTEM | 33AO3487 | MITSUBISHI | PLA-RP100BA | R410A | 5
WALL MOUNTED SPLIT SYSTEM | PO28189 | DAIKIN | FTXS25LVMA | R410A | 3
CASSETTE SPLIT SYSTEM | 1259 | MITSUBISHI | LZKA50VAQ | R410A | 4
WALL MOUNTED SPLIT SYSTEM | EO16264 | MITSUBISHI | FTXS35LVMA | R410A | 3
WALL MOUNTED SPLIT SYSTEM | EO11688 | DAIKIN | FTXS35EVMA | R410A | 3
CASSETTE SPLIT SYSTEM | 39AO2329 | MITSUBISHI | PLARP125BA | R410A | 5
CASSETTE SPLIT SYSTEM | 39A02333 | MITSUBISHI | PLARP125BA | R410A | 5
WALL MOUNTED SPLIT SYSTEM | 4002069T | MITSUBISHI | MSZGE42VAD | R410A | 3
WALL MOUNTED SPLIT SYSTEM | OFFICE LOCKED AT TIME OF VISIT | DAIKIN | OFFICE LOCKED AT TIME OF VISIT | R410A | 3
WALL MOUNTED SPLIT SYSTEM | 4003642 | MITSUBISHI | MSZGE35VAD | R410A | 3
WALL MOUNTED SPLIT SYSTEM | 45M032-26 | MITSUBISHI | PKA RPA100KAL | R410A | 4
WALL MOUNTED SPLIT SYSTEM | 45M 03228 | MITSUBISHI | PKA RP100KAL | R410A | 5
WALL MOUNTED SPLIT SYSTEM | 45M 03280 | MITSUBISHI | PKARP100KAL | R410A | 5
WALL MOUNTED SPLIT SYSTEM | 45M 0322 | MITSUBISHI | PKA RP 100KAL | R410A | 5
WALL MOUNTED SPLIT SYSTEM | 4007628 T | MITSUBISHI | MSZGE 71VAD | R410A | 5
WALL MOUNTED SPLIT SYSTEM | 4007623T | MITSUBISHI | MSZGE71VAD | R410A | 5
WALL MOUNTED SPLIT SYSTEM | 1453831570 | HITACHI | RAS 80YHA3 | R410A | 4
WALL MOUNTED SPLIT SYSTEM | 1453831567 | HITACHI | RAS 80YHA3 | R410A | 4
AIR FAN - OUTSIDE | 530773 | FANTECH | MV202S | NA | 0
AIR FAN - OUTSIDE | 530773 | FANTECH | MV202S | NA | 0
UNDER CEILING SPLIT SYSTEM | NO ACCESS | DAIKIN | NO ACCESS | R410A | 6
UNDER CEILING SPLIT SYSTEM | E023778 | DAIKIN | FHQ125B1B | R410A | 6
WALL MOUNTED SPLIT SYSTEM | SAME | HITACHI | SAME | R410A | 4
CASSETTE SPLIT SYSTEM | 39A02331 | MITSUBISHI | PLA RP125BA | R410A | 5
FAN COIL UNIT - DUCTED | T000072 | FUJITSU | ARXC60LATH | R410A | 0
MULTI HEAD DUCTED SPLIT SYSTEM | R000354 | FUJITSU | AJY144LALH | R410A | 12
MULTI HEAD DUCTED SPLIT SYSTEM | R000303 | FUJITSU | AJYA72LALH | R410A | 12
MULTI HEAD DUCTED SPLIT SYSTEM | R000437 | FUJITSU | AJY108LALH | R410A | 12
DUCTED SPLIT SYSTEM | T000415 | FUJITSU | AOTD54LATT | R410A | 4
DUCTED SPLIT SYSTEM | T054513 | FUJITSU | AOTR30LCT | R410A | 2
CASSETTE SPLIT SYSTEM | E001746 | DAIKIN | RQ140KV4A | R410A | 4
CASSETTE SPLIT SYSTEM | R001076 | FUJITSU | AOTA18LALL | R410A | 2
CASSETTE SPLIT SYSTEM | R000887 | FUJITSU | AOTA18LALL | R410A | 2
TOILET EXHAUST FAN | 394912 | FANTECH | CE404V | NULL | NULL
AIR FAN - EXHAUST | 393720 | FANTECH | CE354V | NULL | NULL
AIR FAN - EXHAUST | 395729 | FANTECH | CD506S | NULL | NULL
AIR FAN - EXHAUST | 395730 | FANTECH | CD354S | NULL | NULL
AIR FAN - EXHAUST | 395731 | FANTECH | AE354S | NULL | NULL
AIR FAN - EXHAUST | 394103 | FANTECH | CE284D | NULL | NULL
AIR FAN - EXHAUST | 394660 | FANTECH | CE224D | NULL | NULL
TOILET EXHAUST FAN | 394660 | FANTECH | CE224D | NULL | NULL
AIR FAN - EXHAUST | 395733 | FANTECH | CD716VGL | NULL | NULL
AIR FAN - EXHAUST | NA | FANTECH | CE404V | NULL | NULL
AIR FAN - EXHAUST | 395732 | FANTECH | CE354D | NULL | NULL
WALL MOUNTED SPLIT SYSTEM | 3001532 | MITSUBISHI | MUZ-GE71VA | R410A | 2
WALL MOUNTED SPLIT SYSTEM | 39A05395 | MITSUBISHI | PKFY-P25VBM-E | R410A | 2
PACKAGED AIR CONDITIONING UNIT | 12753-01-01 | AIR CHANGE | ACDHUM2-D-ECP-SC | R410A | 15
MULTI HEAD NON DUCTED SPLIT | 3XW06064 | MITSUBISHI | PUHY-P300YJM-A <G> | R410A | 8
CASSETTE SPLIT SYSTEM | 36U02704 | MITSUBISHI | PUHZ-RP100VKA2 | R410A | 6
CASSETTE SPLIT SYSTEM | 36U02886 | MITSUBISHI | PUHZ-RP100VKA2 | R410A | 6
WALL MOUNTED SPLIT SYSTEM | 3001670 | MITSUBISHI | MZU-GE60VA | R410A | 2
WALL MOUNTED SPLIT SYSTEM | 3001643 | MITSUBISHI | MUZ-GE60VA | R410A | 2
WALL MOUNTED SPLIT SYSTEM | 2027932 | MITSUBISHI | MUZ-GE25VA | R410A | 1
WALL MOUNTED SPLIT SYSTEM | 2027949 | MITSUBISHI | MUZ-GE25VA | R410A | 1
HUMIDIFIER | SP3042 | UNKNOWN | SUNTEC SP1000C | R410A | 0
HUMIDIFIER | SP30039 | UNKNOWN | SUNTEC SP1000C | R410A | 0
HUMIDIFIER | SP30040 | UNKNOWN | SUNTEC SP1000C | R410A | 0
HUMIDIFIER | SP30034 | UNKNOWN | SUNTEC SP1000C | R410A | 0
HUMIDIFIER | SP30038 | UNKNOWN | SUNTEC SP1000C | R410A | 0
HUMIDIFIER | SP30041 | UNKNOWN | SUNTEC SP1000C | R410A | 0
AIR FAN - EXHAUST | NA | UNKNOWN | NA | NA | 0
AIR FAN - EXHAUST | NA | UNKNOWN | NA | NA | 0
AIR FAN - EXHAUST | NA | UNKNOWN | NA | NA | 0
AIR FAN - EXHAUST | NA | UNKNOWN | NA | NA | 0
AIR FAN - EXHAUST | NA | UNKNOWN | NA | NA | 0
TOILET EXHAUST FAN | NA | UNKNOWN | NA | NA | 0
TOILET EXHAUST FAN | NA | UNKNOWN | NA | NA | 0
AIR FAN - EXHAUST | NA | UNKNOWN | NA | NA | 0
AIR FAN - EXHAUST | NA | UNKNOWN | NA | NA | 0
AIR FAN - EXHAUST | NA | UNKNOWN | NA | NA | 0
AIR FAN - EXHAUST | NA | UNKNOWN | NA | NA | 0
AIR FAN - EXHAUST | NA | UNKNOWN | NA | NA | 0
ROOM AIR CONDITIONING UNIT | NA | MIDEN | NA | NA | 0
ROOM AIR CONDITIONING UNIT | C101401020211C20150022 | MIDEN | NA | NA | 0
ROOM AIR CONDITIONING UNIT | C101401020211C20150159 | MIDEN | NA | NA | 0
ROOM AIR CONDITIONING UNIT | C101401020211C20150559 | MIDEN | NA | NA | 0
ROOM AIR CONDITIONING UNIT | B120385003907707150310 | KELVINATOR | NA | NA | 0
ROOM AIR CONDITIONING UNIT | 1112886090110130 | KELVINATOR | NA | NA | 0
ROOM AIR CONDITIONING UNIT | B116271003906C05120610 | KELVINATOR | NA | NA | 0
ROOM AIR CONDITIONING UNIT | B120385003907707150300 | KELVINATOR | NA | NA | 0
ROOM AIR CONDITIONING UNIT | 207KA003237A3825 | KELVINATOR | KR15WR-01 | R22 | 1
ROOM AIR CONDITIONING UNIT | 2039510001277 | KELVINATOR | KWH26HRC | R410A | 1
WALL MOUNTED SPLIT SYSTEM | 5000 357T | MITSUBISHI | MS2-GE25VAD | R410A | 2
WALL MOUNTED SPLIT SYSTEM | 7433706428 | PANASONIC | CS-E9FKR | R410A | 2
WALL MOUNTED SPLIT SYSTEM | 3001094T | MITSUBISHI | MSH-30TU | R22 | 2
WALL MOUNTED SPLIT SYSTEM | 788810008 | PANASONIC | CS-E24DKR | R410A | 2
WALL MOUNTED SPLIT SYSTEM | 7433702921 | PANASONIC | CS-E9FKR | R410A | 2
WALL MOUNTED SPLIT SYSTEM | 399210502 | PANASONIC | CS-E24DKR | R410A | 2
WALL MOUNTED SPLIT SYSTEM | 185 | DAIKIN | FAY100FAVE | R22 | 2
WALL MOUNTED SPLIT SYSTEM | 7434303250 | PANASONIC | CS-E24FKR | R410A | 2
TOILET EXHAUST FAN | 43RPS/0.35A/240V/20FCP | FANTECH | MV202E | NA | 0
DUCTED SPLIT SYSTEM | A006407 | DAIKIN | FXMQ250MAVE | R410A | 4
DUCTED SPLIT SYSTEM | E005627 | DAIKIN | FXMQ125PVE | R410A | 4
VRV DUCTED SPLIT | E000526 | DAIKIN | RXYQ18PAY19 | R410A | 5
WALL MOUNTED SPLIT SYSTEM | E004052 | DAIKIN | RXS71JVMA | R410A | 3
WALL MOUNTED SPLIT SYSTEM | E004049 | DAIKIN | RXS71JVMA | R410A | 3
WALL MOUNTED SPLIT SYSTEM | E000595 | DAIKIN | RZQ71KBV4A | R410A | 3
WALL MOUNTED SPLIT SYSTEM | E001809 | DAIKIN | RXS50JVMA | R410A | 3
WALL MOUNTED SPLIT SYSTEM | E001808 | DAIKIN | RXS50JVMA | R410A | 3
CASSETTE SPLIT SYSTEM | 4915789 | DAIKIN | BYFQ60B8W1 | R410A | 3
CASSETTE SPLIT SYSTEM | 4915788 | DAIKIN | BYFQ60B8W1 | R410A | 3
CASSETTE SPLIT SYSTEM | 4915790 | DAIKIN | BYFQ60B8W1 | R410A | 3
CASSETTE SPLIT SYSTEM | 4915787 | DAIKIN | BYFQ60B8W1 | R410A | 3
DUCTED SPLIT SYSTEM | 71579 | TEMPERZONE | OSA500RB | R22 | 10
WALL MOUNTED SPLIT SYSTEM | J00464477 | DAIKIN | RXS35L2V1B | R410A | 2
WALL MOUNTED SPLIT SYSTEM | J017004 | DAIKIN | RXS50L2V1B | R410A | 2
WALL MOUNTED SPLIT SYSTEM | J006234 | DAIKIN | RXS60L2V1B | R410A | 2
WALL MOUNTED SPLIT SYSTEM | E034680 | DAIKIN | RXS35LVMA | R410A | 2
WALL MOUNTED SPLIT SYSTEM | E034693 | DAIKIN | RXS35LVMA | R410A | 2
WALL MOUNTED SPLIT SYSTEM | E034671 | DAIKIN | RXS35LVMA | R410A | 2
CASSETTE SPLIT SYSTEM | E001439 | DAIKIN | RZQ100HAY4A | R410A | 5
CASSETTE SPLIT SYSTEM | E002001 | DAIKIN | RZQ125HAY4A | R410A | 5
ROOM AIR CONDITIONING UNIT | NA | TECO | NA | NA | 0
WALL MOUNTED SPLIT SYSTEM | J032616 | DAIKIN | RXS50L2V1B | R410A | 2
AIR FAN - EXHAUST | 272875 | FANTECH | CH0504MT | NA | 0
AIR FAN - EXHAUST | 272876 | FANTECH | CH0504MT | NA | 0
TOILET EXHAUST FAN | NA | S&P | EDM-300 | NA | 0
AIR FAN - EXHAUST | NA | UNKNOWN | NA | NA | 0
WALL MOUNTED SPLIT SYSTEM | 38U0045 | MITSUBISHI | PUNS-RP100YKA2 | R410A | 6
WALL MOUNTED SPLIT SYSTEM | 38U00446 | MITSUBISHI | PUNS-RP100KA2 | R410A | 6
WALL MOUNTED SPLIT SYSTEM | 3000799 | MITSUBISHI | MTZ-4C71VA | R410A | 3
WALL MOUNTED SPLIT SYSTEM | 38U01751 | MITSUBISHI | PUNS-RP71VHA5 | R410A | 4
WALL MOUNTED SPLIT SYSTEM | 2014629 | MITSUBISHI | MUZ-GE71VA | R410A | 2
WALL MOUNTED SPLIT SYSTEM | 4901494 | DAIKIN | RY35CVMA | R22 | 1
WALL MOUNTED SPLIT SYSTEM | 1002270 | MITSUBISHI | MUH-18RV | R22 | 2
WALL MOUNTED SPLIT SYSTEM | 6001994 | MITSUBISHI | MUH-GA35VB | R410A | 1
WALL MOUNTED SPLIT SYSTEM | 37U00091 | MITSUBISHI | MTZ-4C80VA | R410A | 4
WALL MOUNTED SPLIT SYSTEM | 3000772 | MITSUBISHI | MTZ-4C71VA | NA | 0
WALL MOUNTED SPLIT SYSTEM | 38U01746 | MITSUBISHI | PUNS-RP71VHA5 | R410A | 4
WALL MOUNTED SPLIT SYSTEM | 18U00281 | MITSUBISHI | PUNS-RP140YKA | R410A | 6
AIR FAN - EXHAUST | NA | JULIUS | NA | NA | 0
AIR FAN - EXHAUST | NA | FANTECH | NA | NA | 0
AIR FAN - EXHAUST | NA | FANTECH | NA | NA | 0
AIR FAN - EXHAUST | 24722 | CFM FANS | NA | NA | 0
AIR FAN - EXHAUST | NA | FANTECH | NA | NA | 0
AIR FAN - EXHAUST | NA | FANTECH | NA | NA | 0
WALL MOUNTED SPLIT SYSTEM | 4000336 | MITSUBISHI | MUZ-GE42VAD | R410A | 2
WALL MOUNTED SPLIT SYSTEM | 4000665 | MITSUBISHI | MUZ-GE42VAD | R410A | 2
ROOM AIR CONDITIONING UNIT | NA | TECO | KCR53 | R22 | 2
ROOM AIR CONDITIONING UNIT | NA | TECO | KCR53 | R22 | 2
ROOM AIR CONDITIONING UNIT | NA | TECO | KCR53 | R22 | 2
ROOM AIR CONDITIONING UNIT | NA | TECO | KCR53 | R22 | 2
ROOM AIR CONDITIONING UNIT | NA | TECO | KCR53 | R22 | 2
ROOM AIR CONDITIONING UNIT | NA | TECO | KCR53 | R22 | 2
ROOM AIR CONDITIONING UNIT | NA | TECO | NA | R22 | 2
ROOM AIR CONDITIONING UNIT | NA | TECO | KCR53 | R22 | 2
WALL MOUNTED SPLIT SYSTEM | 8000188T | MITSUBISHI | MU-GA60VB | R410A | 3
WALL MOUNTED SPLIT SYSTEM | 0006596T | MITSUBISHI | MUZ-GE60VA | R410A | 3
WALL MOUNTED SPLIT SYSTEM | E005537 | FUJITSU | AOT18JCC | R410A | 2
WALL MOUNTED SPLIT SYSTEM | E000450 | FUJITSU | AOTR12JCC | R410A | 1
WALL MOUNTED SPLIT SYSTEM | T00440 | FUJITSU | AOT24FNBK | R410A | 2
WALL MOUNTED SPLIT SYSTEM | T00503 | FUJITSU | AOT18FNBK | R410A | 1
PACKAGED AIR CONDITIONING UNIT | 574110 | TEMPERZONE | OPA300R | R22 | 0
WALL MOUNTED SPLIT SYSTEM | E033425 | DAIKIN | RXS71LVMA | R410A | 3
WALL MOUNTED SPLIT SYSTEM | E033488 | DAIKIN | RXS71LVMN | R410A | 3
WALL MOUNTED SPLIT SYSTEM | 378 | TECO | TWS25HVAMJBB | R410A | 2
ROOM AIR CONDITIONING UNIT | NA | TECO | KCR53 | R22 | 2
PACKAGED AIR CONDITIONING UNIT | 646956 | APAC | P075AHR9AD | R407C | 0
AIR FAN - SUPPLY | -3 | FANTECH | SCE0354-HP | NA | 0
WALL MOUNTED SPLIT SYSTEM | NA | DAIKIN | RXS71BVMA | R407C | 4
CASSETTE SPLIT SYSTEM | NA | DAIKIN | RZP125DVI | R407C | 5
CASSETTE SPLIT SYSTEM | NA | DAIKIN | RZP125DVI | R407C | 5
WALL MOUNTED SPLIT SYSTEM | NA | DAIKIN | RXS71BVMA | R407C | 4
WALL MOUNTED SPLIT SYSTEM | NA | DAIKIN | RXS71BVMA | R407C | 4
WALL MOUNTED SPLIT SYSTEM | E006482 | DAIKIN | RXS50LVMA | R410A | 5
AIR FAN - EXHAUST | NA | FANTECH | SCE404 | NA | 0
AIR FAN - EXHAUST | NA | FANTECH | AD806/3V | NA | 0
AIR FAN - EXHAUST | NA | FANTECH | AD806/3V | NA | 0
TOILET EXHAUST FAN | 262912 | FANTECH | PCE354 | NA | 0
BMS | NA | INNOTECH | GENESIS 2 | NA | 0
CHILLED BEAMS - PASSIVE | NA | NULL | CARAT H-84 B | NA | 0
CHILLED BEAMS - PASSIVE | NA | NULL | CARAT H-84 B | NA | 0
CHILLED BEAMS - PASSIVE | NA | NULL | CARAT H-84 B | NA | 0
CHILLED BEAMS - PASSIVE | NA | NULL | CARAT H-84 B | NA | 0
CHILLED BEAMS - PASSIVE | NA | NULL | CARAT H-84 B | NA | 0
CHILLED BEAMS - PASSIVE | NA | NULL | CARAT H-84 B | NA | 0
CHILLED BEAMS - PASSIVE | NA | NULL | CARAT H-84 B | NA | 0
CHILLED BEAMS - PASSIVE | NA | NULL | CARAT H-84 B | NA | 0
WALL MOUNTED SPLIT SYSTEM | 7516603638 | PANASONIC | CU-W12EKR | R410A | 3
WALL MOUNTED SPLIT SYSTEM | E002967 | DAIKIN | RXS80HVMA | R410A | 3
WALL MOUNTED SPLIT SYSTEM | 7534502143 | PANASONIC | CU-E21GKR | R410A | 4
WALL MOUNTED SPLIT SYSTEM | 4900551 | DAIKIN | ARXD60CV4 | R22 | 3
WALL MOUNTED SPLIT SYSTEM | E008075 | DAIKIN | RXD60BVMA | R22 | 3
WALL MOUNTED SPLIT SYSTEM | E004290 | DAIKIN | RXD25DVMA | R410A | 1.5
WALL MOUNTED SPLIT SYSTEM | NA | MITSUBISHI | SRC35ZG-S | R410A | 1.65
WALL MOUNTED SPLIT SYSTEM | 641401931 RE | MITSUBISHI | SRC63ZE-S1 | R410A | 1.9
ROOM AIR CONDITIONING UNIT | UNREADABLE | TECO | UNREADABLE | R410A | 0
WALL MOUNTED SPLIT SYSTEM | UNREADABLE | PANASONIC | UNREADABLE | R410A | 0
WALL MOUNTED SPLIT SYSTEM | E000879 | DAIKIN | RKS50KVMA | NA | 0
WALL MOUNTED SPLIT SYSTEM | E009487 | DAIKIN | RXD71BVMA | R410A | 0
WALL MOUNTED SPLIT SYSTEM | E009496 | DAIKIN | RXD71BVMA | R410A | 0
ROOM AIR CONDITIONING UNIT | 0 | FUJITSU | 0 | R22 | 0
WALL MOUNTED SPLIT SYSTEM | T031448 | GREGORY | AST24UBBJ | R410A | 2
WALL MOUNTED SPLIT SYSTEM |  | PARKER |  | NA | 0
WALL MOUNTED SPLIT SYSTEM | N/A | PANASONIC | N/A | NA | 0
WALL MOUNTED SPLIT SYSTEM | UNREADABLE | PANASONIC | CS-E21JKR | R410A | 3
WALL MOUNTED SPLIT SYSTEM | 2905010018 | PANASONIC | CS-E21JKR | R410A | 3
WALL MOUNTED SPLIT SYSTEM | 4908205 | DAKO | RXD71BVMA | NA | 0
WALL MOUNTED SPLIT SYSTEM | 7553007775 | PARKER | CU-E18HKR | NA | 0
AIR HANDLING UNIT | 732109 | THERMAL EQUP CO | OSA 465RKTBV (INDOOR) | NA | 0
AIR HANDLING UNIT | 732109 | THERMAL EQUP CO | OSA 465RKTBV (OUTDOOR) | NA | 0
AIR FAN - EXHAUST |  | FEDERAL |  | NA | 0
WALL MOUNTED SPLIT SYSTEM | E008234 | DAIKIN | RX80HVMA | R410A | 2.3
WALL MOUNTED SPLIT SYSTEM | 7556001545 | PANASONIC | CU-RE24HKR | R410A | 3
WALL MOUNTED SPLIT SYSTEM | 061109-015635906 | TECO | LT1508V | R22 | 1.25
WALL MOUNTED SPLIT SYSTEM | N/A | TECO | LT1508V | NA | 0
WALL MOUNTED SPLIT SYSTEM | 393608672 | PANASONIC | CS-E21PKR | R410A | 3
WALL MOUNTED SPLIT SYSTEM | 1757614070900520 | TECO | LS2409Y | R22 | 0
WALL MOUNTED SPLIT SYSTEM | 1.7576e+17 | TECO | LS2409Y | R22 | 4
WALL MOUNTED SPLIT SYSTEM | UNREADABLE | TECO | LT1508V | R22 | 1.25
WALL MOUNTED SPLIT SYSTEM | N/A | TEMPERZONE | LT1508V | NA | 0
WALL MOUNTED SPLIT SYSTEM | 1.7576e+17 | TECO | LS2409Y | R22 | 4
WALL MOUNTED SPLIT SYSTEM | 1.856e+17 | YORK | HLJA12FS | R22 | 2
ROOM AIR CONDITIONING UNIT | UNREADABLE | YORK | YEUSE12-5R-11 | R22 | 1.3
WALL MOUNTED SPLIT SYSTEM | NA | YORK | RAHCIFSAAA-11 | R410A | 3
ROOM AIR CONDITIONING UNIT | NA | TECO RAC | TWW53HFAG | NA | 0
WALL MOUNTED SPLIT SYSTEM | E002468 | DAIKIN | RXS50KVMA | R410A | 1.5
WALL MOUNTED SPLIT SYSTEM | E002470 | DAIKIN | RXS50KVMA | R410A | 1.5
WALL MOUNTED SPLIT SYSTEM | E004014 | DAIKIN | RXS25J2VMA | R410A | 1
WALL MOUNTED SPLIT SYSTEM | E006019 | DAIKIN | RXS35JVMA | R410A | 1.2
ROOM AIR CONDITIONING UNIT | N/A | LIEBERT | N/A | NA | 0
WALL MOUNTED SPLIT SYSTEM | 7576608605 | PANASONIC | CU-E24JKR | R410A | 3
UNDER CEILING SPLIT SYSTEM | T005815 | FUJITSU | ABTF24LAT | R410A | 3
ROOM AIR CONDITIONING UNIT | 92 | TEMPERZONE | LA1206Y | NA | 0
WALL MOUNTED SPLIT SYSTEM | 24013495606641 | NULL | SWB82C | R410A | 5
WALL MOUNTED SPLIT SYSTEM | 7536102744 | PANASONIC | CU-RE9GKR | NA | 0
ROOM AIR CONDITIONING UNIT |  | ATLANTIC |  | NA | 0
WALL MOUNTED SPLIT SYSTEM | Y3MDPABB500069A | SAMSUNG | AQV24UWBX | R410A | 2
WALL MOUNTED SPLIT SYSTEM | 7556001169 | PANASONIC | CU-RE24HKR | R410A | 1.7
ROOM AIR CONDITIONING UNIT | N/A | LG | N/A | NA | 0
WALL MOUNTED SPLIT SYSTEM |  | SAMSUNG | AQV24UWBM | R410A | 2
WALL MOUNTED SPLIT SYSTEM |  | SAMSUNG | AQV30UWBM | R410A | 3
ROOM AIR CONDITIONING UNIT | UNREADABLE | YORK | UNREADABLE | NA | 0
CASSETTE SPLIT SYSTEM | E007963 | DAIKIN | RY50GAV1A | R410A | 0
WALL MOUNTED SPLIT SYSTEM | 7534302974 | PANASONIC | CU-E15GKR | R410A | 0
WALL MOUNTED SPLIT SYSTEM | 3590 | MODULEX | MUZ-GE42VA | NA | 0
AIR HANDLING UNIT | N/A | CARRIER | N/A | NA | 0
CRAC UNIT | N/A | LIEBERT | N/A | NA | 0
CRAC UNIT | N/A | LIEBERT | N/A | NA | 0
CRAC UNIT | N/A | LIEBERT | N/A | NA | 0
CRAC UNIT | N/A | LIEBERT | NA | NA | 0
ROOM AIR CONDITIONING UNIT | 14200184 | KIRBY | KWH20CRC | NA | 0
CASSETTE SPLIT SYSTEM | UNREADABLE | PANASONIC | UNREADABLE | R22 | 3
WALL MOUNTED SPLIT SYSTEM | 7552900620 | PANASONIC | CU-E21HKR | R22 | 2
WALL MOUNTED SPLIT SYSTEM | 7576210445 | PANASONIC | CU-E21JKR | R410A | 2
ROOM AIR CONDITIONING UNIT | 709TA100614 | KELVINATOR | W18THM | R22 | 1.1
ROOM AIR CONDITIONING UNIT | MFGKBC-02310 | TECO | TWW40CFBGJBB | NA | 0
WALL MOUNTED SPLIT SYSTEM | 7553104797 | PANASONIC | CU-E15HKR | R410A | 2
CASSETTE SPLIT SYSTEM | NA | PANASONIC | CS-F34DB4E5 | R410A | 2
CASSETTE SPLIT SYSTEM | N/A | PANASONIC | N/A | NA | 0
WALL MOUNTED SPLIT SYSTEM | 4905589 | DAIKIN | RY50GAV1A | R22 | 1.55
WALL MOUNTED SPLIT SYSTEM | 7515805639 | PANASONIC | CU-E21FKR | R410A | 1.29
AIR FAN - EXHAUST | N/A | FANTECH | MRV2 | NA | 0
ROOM AIR CONDITIONING UNIT | C101136 | TECO | LA1204H | NA | 0
WALL MOUNTED SPLIT SYSTEM | 7576401841 | PANASONIC | CUE18JKR | R410A | 1.18
WALL MOUNTED SPLIT SYSTEM | 7576101437 | PANASONIC | CU-E9JKR | R410A | 1
WALL MOUNTED SPLIT SYSTEM | 7576501699 | PANASONIC | CU-E21JKR | R410A | 1.8
WALL MOUNTED SPLIT SYSTEM | 7576405185 | PANASONIC | CU-E18JKR | R410A | 1.18
ROOM AIR CONDITIONING UNIT | N/A | COOL OR COSY | N/A | NA | 0
ROOM AIR CONDITIONING UNIT | 2015 | TECO | LA808Y | R22 | 1
WALL MOUNTED SPLIT SYSTEM | 211KA00126 | LG | LST160H-2 | R22 | 1.5
ROOM AIR CONDITIONING UNIT |  | TEMPERZONE |  | NA | 0
WALL MOUNTED SPLIT SYSTEM | 581404255 | PARKER | CU-C24BKP5 | NA | 0
ROOM AIR CONDITIONING UNIT | UNREADABLE | LG | UNREADABLE | R22 | 2
WALL MOUNTED SPLIT SYSTEM | 3596 | MITSUBISHI | MUZ-GE24VA | R410A | 1.15
WALL MOUNTED SPLIT SYSTEM | 7477400133 | PANASONIC | CS-RE24HKR | NA | 0
WALL MOUNTED SPLIT SYSTEM | 112900167RE | MODULEX | SRK71ZEA-S1 | R410A | 19
ROOM AIR CONDITIONING UNIT | UNREADABLE | COOLINE AC | UNREADABLE | R22 | 2
ROOM AIR CONDITIONING UNIT | N/A | TECO | N/A | NA | 0
ROOM AIR CONDITIONING UNIT | N/A | TECO | N/A | NA | 0
WALL MOUNTED SPLIT SYSTEM | 7553104790 | PARKER | CU-E15HKR | NA | 0
WALL MOUNTED SPLIT SYSTEM | 7556001172 | PANASONIC | CU-RE24HKR | R410A | 1.7
WALL MOUNTED SPLIT SYSTEM | E001323 | DAIKIN | FTKS50KVMA | R410A | 0
WALL MOUNTED SPLIT SYSTEM | 146700015RE | MODULEX | DXC18Z3-S | NA | 0
WALL MOUNTED SPLIT SYSTEM | 137 | HITACHI | RAC-25YHA3 | NA | 0
WALL MOUNTED SPLIT SYSTEM | 7552902633 | PANASONIC | CU-E21HKR | R410A | 0
WALL MOUNTED SPLIT SYSTEM | E001032 | DAIKIN | RXS90FVMA | R410A | 2
WALL MOUNTED SPLIT SYSTEM | E000519 | DAIKIN | RXS90FVMA | R410A | 2
WALL MOUNTED SPLIT SYSTEM | 600004 | MITSUBISHI | MS-A24WV | R410A | 2
WALL MOUNTED SPLIT SYSTEM | 7553000816 | PANASONIC | CU-E18HKR | NA | 0
ROOM AIR CONDITIONING UNIT | 83810879 | KELVINATOR | KWH35HRA | NA | 0
ROOM AIR CONDITIONING UNIT |  | LIEBERT | KANYO1463 | NA | 0
CASSETTE SPLIT SYSTEM | 0780710278R | PARKER | CU-L34DBE5 | NA | 0
CASSETTE SPLIT SYSTEM | 0780710279R | PARKER | CU-L34DBE5 | NA | 0
WALL MOUNTED SPLIT SYSTEM | E017550 | DAIKIN | RXS60JVMA | R410A | 3
WALL MOUNTED SPLIT SYSTEM |  | AIRFACT | AGSG1-12HR | NA | 0
WALL MOUNTED SPLIT SYSTEM |  | AIRFACT | ASGS112HR | NA | 0
WALL MOUNTED SPLIT SYSTEM |  | DAKO |  | NA | 0
ROOM AIR CONDITIONING UNIT | 24580000245 | TEMPERZONE | LA1218Y | NA | 0
WALL MOUNTED SPLIT SYSTEM | 1.169e+17 | YORK | RAJC18FS-AAA-II | R410A | 1.74
WALL MOUNTED SPLIT SYSTEM | 1.169e+18 | YORK | RAJC18FS-AAA-II | R410A | 1.74
WALL MOUNTED SPLIT SYSTEM | 6543002425 | PANASONIC | CU-RE12PKR | R410A | 2
WALL MOUNTED SPLIT SYSTEM | E009475 | FUJITSU | AOTG8LVCB | R410A | 1.15
WALL MOUNTED SPLIT SYSTEM | 7576301833 | PANASONIC | CU-E15JKR | R410A | 0.93
CASSETTE SPLIT SYSTEM |  | SANYO |  | NA | 0
CASSETTE SPLIT SYSTEM | YOV7PAFZ700011P | SAMSUNG | MH080FXBA4BXSA | R410A | 0
WALL MOUNTED SPLIT SYSTEM | UNREADABLE | SAMSUNG | MH026FNEA | R410A | 0
WALL MOUNTED SPLIT SYSTEM | 29361222246 | PANASONIC | CSE9LKR | R410A | 1.8
WALL MOUNTED SPLIT SYSTEM | 7453603038 | PANASONIC | CS-E18GKR | R410A | 3
WALL MOUNTED SPLIT SYSTEM | 9013418 | MITSUBISHI | MSZGE35VA | R410A | 2
WALL MOUNTED SPLIT SYSTEM | 9002527 | MITSUBISHI | MSZ-GE80VA | R410A | 2
ROOM AIR CONDITIONING UNIT | 202KA0033 | KELVINATOR | KR25WR | R22 | 3
ROOM AIR CONDITIONING UNIT | UNREADABLE | TECO RAC | UNREADABLE | R410A | 3
ROOM AIR CONDITIONING UNIT | 17280 | TECO RAC | LA1808Y | R22 | 1.5
ROOM AIR CONDITIONING UNIT | 1037 | TECO RAC | LA1808Y | R22 | 3
WALL MOUNTED SPLIT SYSTEM | E000656 | DAIKIN | RYN35DV1A | R410A | 3
WALL MOUNTED SPLIT SYSTEM | E000653 | DAIKIN | RYN35DV1A | R410A | 3
WALL MOUNTED SPLIT SYSTEM | C101380220511925130086 | ACTRON | SWA24C | R410A | 4
WALL MOUNTED SPLIT SYSTEM | E000654 | DAIKIN | RYN35DV1A | R410A | 3
WALL MOUNTED SPLIT SYSTEM | E000702 | DAIKIN | RYN35DV1A | R410A | 3
WALL MOUNTED SPLIT SYSTEM | 7552816401 | PANASONIC | CU-E24HKR | R410A | 3
AIR FAN - EXHAUST | 0 | AIRFLOW | 0 | NA | 0
AIR FAN - EXHAUST | 0 | AIRFLOW | 0 | NA | 0
WALL MOUNTED SPLIT SYSTEM | E000652 | DAIKIN | RYN35DV1A | R410A | 3
WALL MOUNTED SPLIT SYSTEM | UNREADABLE | DAIKIN | RYN35DV1A | R410A | 2
WALL MOUNTED SPLIT SYSTEM | E000699 | DAIKIN | RYN35DV1A | R410A | 2.5
WALL MOUNTED SPLIT SYSTEM | E000655 | DAIKIN | RYN35DV1A | R410A | 2.5
WALL MOUNTED SPLIT SYSTEM | E000684 | DAIKIN | RYN35DV1A | R410A | 2.5
WALL MOUNTED SPLIT SYSTEM | E000658 | DAIKIN | RYN35DV1A | R410A | 3
WALL MOUNTED SPLIT SYSTEM | 2006484 | MITSUBISHI | MSZ-GE60VA | R410A | 1.55
WALL MOUNTED SPLIT SYSTEM | UNREADABLE | MITSUBISHI | UNREADABLE | NA | 0
WALL MOUNTED SPLIT SYSTEM | 11022 | MITSUBISHI | MSZ-GE35VA | R410A | 1
WALL MOUNTED SPLIT SYSTEM | 17164 | MITSUBISHI | MSZ-GE35VA | R410A | 0.8
WALL MOUNTED SPLIT SYSTEM | 1001341 | MITSUBISHI | MSZ-GE50VA | R410A | 1.55
ROOM AIR CONDITIONING UNIT | 10245600000000 | TECO RAC | LA0198Y | R22 | 2
CASSETTE SPLIT SYSTEM | UNREADABLE | MITSUBISHI | UNREADABLE | R410A | 3
CASSETTE SPLIT SYSTEM |  | MODULEX |  | NA | 0
WALL MOUNTED SPLIT SYSTEM |  | GREGORY |  | NA | 0
WALL MOUNTED SPLIT SYSTEM | T002573 | GREGORY | AOTG30LFTC | NA | 0
WALL MOUNTED SPLIT SYSTEM |  | MODULEX |  | NA | 0
WALL MOUNTED SPLIT SYSTEM |  | MODULEX |  | NA | 0
WALL MOUNTED SPLIT SYSTEM |  | MODULEX |  | NA | 0
WALL MOUNTED SPLIT SYSTEM |  | MODULEX |  | NA | 0
WALL MOUNTED SPLIT SYSTEM |  | MODULEX |  | NA | 0
WALL MOUNTED SPLIT SYSTEM |  | MODULEX |  | NA | 0
WALL MOUNTED SPLIT SYSTEM |  | MODULEX |  | NA | 0
WALL MOUNTED SPLIT SYSTEM |  | MODULEX |  | NA | 0
WALL MOUNTED SPLIT SYSTEM |  | PARKER |  | NA | 0
WALL MOUNTED SPLIT SYSTEM |  | PARKER |  | NA | 0
WALL MOUNTED SPLIT SYSTEM |  | SCHNEIDER |  | NA | 0
ROOM AIR CONDITIONING UNIT | UNREADABLE | TECO RAC | UNREADABLE | R410A | 2
ROOM AIR CONDITIONING UNIT | UNREADABLE | TECO RAC | UNREADABLE | R410A | 2
ROOM AIR CONDITIONING UNIT | UNREADABLE | TECO RAC | UNREADABLE | R410A | 2
WALL MOUNTED SPLIT SYSTEM | E001140 | DAKO | FTSX7FVMA | NA | 0
WALL MOUNTED SPLIT SYSTEM | E001620 | DAKO | RYN60DV1A | NA | 0
AIR FAN - EXHAUST | 0 | SINKO | 0 | NA | 0
AIR COOLED SPLIT SYSTEM | 788401846 | PANASONIC | CU-E18PKR | R410A | 3
WALL MOUNTED SPLIT SYSTEM | E0006478 | DAKO | RXS35J2VMA | NA | 0
WALL MOUNTED SPLIT SYSTEM | 7555106889 | PARKER | CUE12HKR | NA | 0
WALL MOUNTED SPLIT SYSTEM | 7516604111 | PARKER | CU-W12EKR | NA | 0
DUCTED SPLIT SYSTEM | E002634 | DAIKIN | RZYQ7PY1 | R410A | 8
WALL MOUNTED SPLIT SYSTEM | 7515915402 | PANASONIC | CU-E24FKR | R410A | 2
WALL MOUNTED SPLIT SYSTEM | 0338115892RE | MITSUBISHI | SRC71ZE-S1 | NA | 0
WALL MOUNTED SPLIT SYSTEM | 7556000908 | PANASONIC | CU-RE24HKR | NA | 0
WALL MOUNTED SPLIT SYSTEM | 7534709216 | PANASONIC | CE-E28GKR | NA | 0
AIR HANDLING UNIT |  | CAMEO |  | NA | 0
CASSETTE SPLIT SYSTEM | 0777207162R | PARKER | CU-L28DBE5 | NA | 0
AIR FAN - EXHAUST | N/A | S&P | N/A | NA | 0
FIRE DAMPER |  | COLD MAGIC |  | NA | 0
ROOM AIR CONDITIONING UNIT |  | TEMPERZONE |  | NA | 0
SMOKE DAMPERS |  | NULL |  | NA | 0
SMOKE DAMPERS |  | NULL |  | NA | 0
WALL MOUNTED SPLIT SYSTEM | E001609 | DAKO | RXS80KAVMA | NA | 0
CASSETTE SPLIT SYSTEM | E007965 | DAIKIN | RY50GAV1A | R410A | 2
WALL MOUNTED SPLIT SYSTEM | 6625301683 | PANASONIC | CU-RE18MKR | NA | 0
WALL MOUNTED SPLIT SYSTEM | 7575606326 | PANASONIC | CU-RE9JKR | R410A | 0
WALL MOUNTED SPLIT SYSTEM | 6625201356 | PANASONIC | CU-E18MKR | R410A | 1.31
WALL MOUNTED SPLIT SYSTEM | Y3GNPAEZA00315F | SAMSUNG | AQV18UWAX | R410A | 1.45
AIR FAN - EXHAUST | 0 | S&P | 0 | NA | 0
WALL MOUNTED SPLIT SYSTEM | 1375 | MITSUBISHI | MUZ-GE60VA | R410A | 0
CASSETTE SPLIT SYSTEM | 0778111111R | PANASONIC | CU-L43DBE5 | R410A | 5
WALL MOUNTED SPLIT SYSTEM | F037507 | PARKER | CU-RE12JKR | NA | 0
WALL MOUNTED SPLIT SYSTEM | 7476307591 | PANASONIC | CS-E28HKR | R410A | 3
WALL MOUNTED SPLIT SYSTEM | E001571 | DAIKIN | RXYQ8PAY19 | R410A | 1
WALL MOUNTED SPLIT SYSTEM | EOO7821 | DAIKIN | FXAG50GMXA | R410A | 1
WALL MOUNTED SPLIT SYSTEM | EQ11901 | DAIKIN | FXAQ32MAVE | R410A | 1
WALL MOUNTED SPLIT SYSTEM | EQ11901 | DAIKIN | FXAQ32MAVE | R410A | 1
WALL MOUNTED SPLIT SYSTEM |  | DAKO |  | NA | 0
WALL MOUNTED SPLIT SYSTEM | 0001311 T | MITSUBISHI | MSZ-GE80VA | R410A | 3
WALL MOUNTED SPLIT SYSTEM | 1316 | MITSUBISHI | MUZ - GE80VA | R410A | 3
WALL MOUNTED SPLIT SYSTEM | 1322 | MITSUBISHI | MUZ - GE80VA | R410A | 3
WALL MOUNTED SPLIT SYSTEM | 9006481 | MITSUBISHI | MUZ - GE80VA | R410A | 3
WALL MOUNTED SPLIT SYSTEM | 9005775 | MITSUBISHI | MUZ - GE80VA | R410A | 3
WALL MOUNTED SPLIT SYSTEM | 1380 | MITSUBISHI | MUZ - GE80VA | R410A | 3
ROOM AIR CONDITIONING UNIT | 808157000000 | TEMPERZONE | LA1206Y | NA | 0
DUCTED SPLIT SYSTEM | VH79R533G60 | MITSUBISHI | PUHZ-RP140VKA | R410A | 5
ROOM AIR CONDITIONING UNIT | N/A | TEMPERZONE | DBA - 02200 | NA | 0
WALL MOUNTED SPLIT SYSTEM | E014208 | DAKO | RXS60KVMA | NA | 0
WALL MOUNTED SPLIT SYSTEM | E014459 | DAKO | RXS60KVMA | NA | 0
SWITCHBOARD MECHANICAL | 0 | NULL | 0 | NA | 0
ROOM AIR CONDITIONING UNIT | HBB-02269 | TEMPERZONE | LA1204H | NA | 0
WALL MOUNTED SPLIT SYSTEM | E001611 | DAIKIN | RXS46KVMA | R410A | 4
CASSETTE SPLIT SYSTEM | 0780709840R | PANASONIC | CU-L34DBE5 | R410A | 5
WALL MOUNTED SPLIT SYSTEM | E004315 | DAIKIN | RXS46KVMA | R410A | 3
WALL MOUNTED SPLIT SYSTEM | E004313 | DAIKIN | RXS46KVMA | R410A | 3
WALL MOUNTED SPLIT SYSTEM | N/A | YORK | N/A | R410A | 3
WALL MOUNTED SPLIT SYSTEM | E017286 | DAIKIN | RXS35KVMA | R410A | 3
AIR FAN - OUTSIDE |  | WORMALD | 65875 | NA | 0
CASSETTE SPLIT SYSTEM | UNREADABLE | MITSUBISHI | SLZ-KA25VA | R410A | 3
CASSETTE SPLIT SYSTEM | 74P00125 | MITSUBISHI | SUZUKI-KA25VA | R410A | 3
AIR FAN - EXHAUST |  | AIRFLOW |  | NA | 0
AIR FAN - EXHAUST |  | AIRFLOW |  | NA | 0
ROOM AIR CONDITIONING UNIT | 007TAGH00199 | LIEBERT | W18UHM-NB61 | NA | 0
ROOM AIR CONDITIONING UNIT | TBA | TEMPERZONE | TBA | NULL | NULL
ROOM AIR CONDITIONING UNIT | TBA | TEMPERZONE | TBA | NULL | NULL
WALL MOUNTED SPLIT SYSTEM | E024653 | DAKO | RXS35EBVMA | NA | 0
WALL MOUNTED SPLIT SYSTEM | E024860 | DAKO | RXS35EBVMA | NA | 0
WALL MOUNTED SPLIT SYSTEM | E024821 | DAKO | RXS35EBVMA | NA | 0
WALL MOUNTED SPLIT SYSTEM | E024823 | DAKO | RXS35EBVMA | NA | 0
WALL MOUNTED SPLIT SYSTEM | E024854 | DAKO | RXS35EBVMA | NA | 0
WALL MOUNTED SPLIT SYSTEM | E024815 | DAKO | RXS35EBVMA | NA | 0
WALL MOUNTED SPLIT SYSTEM | E021408 | DAIKIN | RXS25EBVMA | NA | 0
WALL MOUNTED SPLIT SYSTEM | E024344 | DAKO | RXS35EBVMA | NA | 0
WALL MOUNTED SPLIT SYSTEM | E002081 | DAKO | RXS35EBVMA | NA | 0
WALL MOUNTED SPLIT SYSTEM | E000604 | DAKO | RXS35EBVMA | NA | 0
WALL MOUNTED SPLIT SYSTEM | E024651 | DAKO | RXS35EBVMA | NA | 0
WALL MOUNTED SPLIT SYSTEM | E024822 | DAKO | RXS35EBVMA | NA | 0
WALL MOUNTED SPLIT SYSTEM | N/A | MITSUBISHI | N/A | NA | 0
WALL MOUNTED SPLIT SYSTEM | E015798 | DAKO | RXS50JVMA | NA | 0
WALL MOUNTED SPLIT SYSTEM | UNREADABLE | YORK | RAHA24FSAAAA-IIS | R22 | 25
WALL MOUNTED SPLIT SYSTEM | N/A | YORK | N/A | R410A | 0
ROOM AIR CONDITIONING UNIT |  | TECO |  | NA | 0
ROOM AIR CONDITIONING UNIT | N/A | LIEBERT | N/A | NA | 0
WALL MOUNTED SPLIT SYSTEM | 7571100140 | PANASONIC | CU-E12CKP5 | R410A | 0
DUCTED SPLIT SYSTEM | K10252046KF | MITSUBISHI | FDC100VN | R410A | 2
DUCTED SPLIT SYSTEM | K10252115KF | MITSUBISHI | FDC100VN | R410A | 3.8
CASSETTE SPLIT SYSTEM | 1000259T | MITSUBISHI | MXZ4C71VA | R410A | 4
ROOM AIR CONDITIONING UNIT | NA | KELVINATOR | EWH12HRB | NA | 0
ROOM AIR CONDITIONING UNIT | N/A | ELECTROLUX | EW12HRB | NA | 0
ROOM AIR CONDITIONING UNIT | 920RB50800475 | LG | LWN224RH4 | R22 | 1.1
ROOM AIR CONDITIONING UNIT | 920RB50800430 | LG | LWN224RH4 | R22 | 1.1
ROOM AIR CONDITIONING UNIT | 920RB-50800441 | LG | LWN224RH4 | R22 | 1.1
ROOM AIR CONDITIONING UNIT | 23170400000000000 | YORK | YHUEEO9C5R | R410A | 1
WALL MOUNTED SPLIT SYSTEM | YD00XPPAPZ700115D | SAMSUNG | AQV24NSFX | R410A | 1.75
WALL MOUNTED SPLIT SYSTEM | Y04WPAEQ700018H | SAMSUNG | AQV18NSDA | R410A | 1.45
CASSETTE SPLIT SYSTEM | COO5095 | DAKO | RZQ125HY4A | R22 | 2
WALL MOUNTED SPLIT SYSTEM | E001588 | GREGORY | AOTG12LVCB | NA | 0
WALL MOUNTED SPLIT SYSTEM | E001567 | GREGORY | AOTG12LVCB | NA | 0
WALL MOUNTED SPLIT SYSTEM | 7534405255 | PANASONIC | CU-E18GKR | R410A | 1.2
WALL MOUNTED SPLIT SYSTEM | 7516002999 | PANASONIC | CU-E28FKR | R410A | 1.7
WALL MOUNTED SPLIT SYSTEM | 7552900596 | PANASONIC | CU-E21HKR | R410A | 1.2
WALL MOUNTED SPLIT SYSTEM | 7534304734 | PANASONIC | CU-E15GKR | R410A | 1.01
WALL MOUNTED SPLIT SYSTEM | 7536102302 | PANASONIC | CU-RE9GKR | R410A | 1.5
WALL MOUNTED SPLIT SYSTEM | 7534405419 | PANASONIC | CU-E18GKR | R410A | 1.2
WALL MOUNTED SPLIT SYSTEM | 7553006759 | PANASONIC | CU-E18HKR | R410A | 1.2
WALL MOUNTED SPLIT SYSTEM | 7556001523 | PANASONIC | CU-RE24HKR | R410A | 2
WALL MOUNTED SPLIT SYSTEM | 7516107873 | PANASONIC | CU-W24EKR | R410A | 2.03
WALL MOUNTED SPLIT SYSTEM | 7534700120 | PANASONIC | CU-E28GKR | R410A | 1.69
WALL MOUNTED SPLIT SYSTEM | C101383330511B10120373 | TECO | TSO36HFAMJBB | R410A | 1.28
WALL MOUNTED SPLIT SYSTEM | 0 | TECO | TSO36HFAMJBB | R410A | 1
AIR COOLED SPLIT SYSTEM | 3939305333 | PANASONIC | CS-E12PKR | R410A | 3
CRAC UNIT | N/A | LOVELOCK LUKE | N/A | NA | 0
WALL MOUNTED SPLIT SYSTEM | 750210715 | PANASONIC | CU-A12CKP5 | R22 | 2
WALL MOUNTED SPLIT SYSTEM | 750210755 | PANASONIC | CU-A12CKP5 | R22 | 2
ROOM AIR CONDITIONING UNIT | 41930147 | KELVINATOR | R10L | R22 | 1.5
ROOM AIR CONDITIONING UNIT | RWRDVO572M | COOLINE AC | LCB20BIXCIIPW | R22 | 1.35
ROOM AIR CONDITIONING UNIT | 1332302002 | PANASONIC | CW-A240ER | R22 | 1.08
ROOM AIR CONDITIONING UNIT | RWTVZ0092M | COOLINE AC | LHB24BIHDIIPW | R22 | 1445
ROOM AIR CONDITIONING UNIT | n/a | TEMPERZONE | n/a | NA | 0
ROOM AIR CONDITIONING UNIT | NA | TEMPERZONE | NA | NA | 0
WALL MOUNTED SPLIT SYSTEM | N/A | HITACHI | N/A | NA | 0
ROOM AIR CONDITIONING UNIT |  | PARKER |  | NA | 0
ROOM AIR CONDITIONING UNIT | N/A | KIRBY | N/A | NA | 0
ROOM AIR CONDITIONING UNIT | N/A | KIRBY | N/A | NA | 0
ROOM AIR CONDITIONING UNIT | UNREADABLE | LG | UNREADABLE | NA | 0
ROOM AIR CONDITIONING UNIT | UNREADABLE | TECO | UNREADABLE | NA | 0
ROOM AIR CONDITIONING UNIT | N/A | TECO | LA0908Y | NA | 0
CASSETTE SPLIT SYSTEM | 300873 | PANASONIC | CS-80U32JP | R22 | 4
AIR HANDLING UNIT |  | NULL |  | NA | 0
CASSETTE SPLIT SYSTEM | 9904451 | DAKO | RY50GV1A7 | NA | 0
CASSETTE SPLIT SYSTEM | 9904441 | DAKO | RY50GV1A7 | NA | 0
AIR HANDLING UNIT |  | DAIKIN |  | NA | 0
CHILLER - AIR COOLED | U99H00340 | TRITEC ELECT | RTHC1D2UOEOF2L3F3LFV000 | NA | 0
CHILLER - AIR COOLED | U99H00339 | TRITEC ELECT | RTHC1D2UOEOF2L3F3LFV000 | NA | 0
CHILLER - AIR COOLED | U98005305 | TRITEC ELECT | RTWA125KY00100DOW | NA | 0
DUCTED SPLIT SYSTEM | ZC0712 | AQUA | CRC2353 | NA | 0
DUCTED SPLIT SYSTEM | 201946 | AQUA | X4511 | NA | 0
CHILLER - CENTRIFUGAL | U02B03312 | TRANE | RTHV1V2UOHOB3L3C2LF0000D | R22 | 195
AIR FAN - EXHAUST |  | NULL |  | NA | 0
AIR FAN - EXHAUST |  | FEDERAL | AP0804BP14B022 | NA | 0
AIR FAN - EXHAUST |  | FEDERAL |  | NA | 0
WALL MOUNTED SPLIT SYSTEM | C101381400111926120172 | AIRHANDLER | SWA09E | R410A | 2
WALL MOUNTED SPLIT SYSTEM | UNABLE TO READ | AIRHANDLER | SWA09C | R410A | 2
AIR HANDLING UNIT | TBA | FAN COIL INC | TBA | NA | 0
ROOM AIR CONDITIONING UNIT | UNREADABLE | TECO RAC | UNREADABLE | R22 | 2
AIR COOLED SPLIT SYSTEM | 3464900 | PANASONIC | CS -E18PKR | R410A | 3
AIR FAN - EXHAUST |  | SINKO |  | NA | 0
WALL MOUNTED SPLIT SYSTEM |  | ZEIL |  | NA | 0
AIR FAN - EXHAUST |  | EXPIER |  | NA | 0
AIR FAN - EXHAUST |  | EXPIER |  | NA | 0
AIR FAN - EXHAUST | 0 | NULL | 0 | NA | 0
ROOM AIR CONDITIONING UNIT |  | PANASONIC | IS4053 | NA | 0
WALL MOUNTED SPLIT SYSTEM | N/A | NULL | N/A | R410A | 3
CHILLED WATER PUMP | N/A | GRUNDFOS | N/A | NA | 0
CHILLED WATER PUMP | N/A | GRUNDFOS | N/A | NA | 0
CASSETTE SPLIT SYSTEM | UNREADABLE | LG | UNREADABLE | R22 | 3
CASSETTE SPLIT SYSTEM | UNREADABLE | LG | UNREADABLE | R410A | 3
WALL MOUNTED SPLIT SYSTEM | 4907781 | DAIKIN | RXD80CV4 | R410A | 3
WALL MOUNTED SPLIT SYSTEM | UNREADABLE | HITACHI | UNREADABLE | R410A | 1.5
WALL MOUNTED SPLIT SYSTEM | UNREADABLE | HITACHI | UNREADABLE | R22 | 1.5
ROOM AIR CONDITIONING UNIT | 60083T | TEMPERZONE | LA1249YFHS | NA | 0
ROOM AIR CONDITIONING UNIT | 49 | TECO | LA1206Y | NA | 0
ROOM AIR CONDITIONING UNIT | 810-16052-0630 | TECO | LA1206Y | NA | 0
DUCTED SPLIT SYSTEM | 202392-K12 | PARKER | CU-80C52XP | NA | 0
ROOM AIR CONDITIONING UNIT | 0 | GJ WALKER | 0 | NA | 0
AIR HANDLING UNIT |  | AQUATHERM | SHM090-610-L | NA | 0
WALL MOUNTED SPLIT SYSTEM | 366604979 | PANASONIC | CS-E21CKR | R410A | 3
AIR HANDLING UNIT |  | NULL |  | NA | 0
FAN COIL UNIT - DUCTED |  | MONARCH | MDB075BW-AAAS | NA | 0
SWITCHBOARD MECHANICAL |  | NULL |  | NA | 0
AIR FAN - EXHAUST |  | NULL |  | NA | 0
ROOM AIR CONDITIONING UNIT | UNREADABLE | CORMORANT | N10789 | R22 | 1
SWITCHBOARD MECHANICAL |  | NULL |  | NA | 0
WALL MOUNTED SPLIT SYSTEM | 1000231T | MITSUBISHI | MUZ-GE35VA | R410A | 0
WALL MOUNTED SPLIT SYSTEM | 363621823 | PANASONIC | CS-E15CKP | R410A | 3
ROOM AIR CONDITIONING UNIT | N/A | LIEBERT | N/A | NA | 0
ROOM AIR CONDITIONING UNIT | N/A | TEMPERZONE | N/A | NA | 0
ROOM AIR CONDITIONING UNIT | NA | TECO RAC | NA | R410A | 0
CASSETTE SPLIT SYSTEM |  | SCHNEIDER |  | NA | 0
CASSETTE SPLIT SYSTEM |  | SCHNEIDER |  | NA | 0
ROOM AIR CONDITIONING UNIT | TBA | KELVINATOR | TBA | NULL | NULL
CASSETTE SPLIT SYSTEM | 57619 | SANYO | SPW-C253GH5 | R22 | 3
CASSETTE SPLIT SYSTEM | 57519 | SANYO | SPW-C253GH5 | R22 | 0
CASSETTE SPLIT SYSTEM |  | SCHNEIDER |  | NA | 0
CASSETTE SPLIT SYSTEM |  | SCHNEIDER |  | NA | 0
CASSETTE SPLIT SYSTEM |  | SCHNEIDER |  | NA | 0
CASSETTE SPLIT SYSTEM |  | SCHNEIDER |  | NA | 0
CASSETTE SPLIT SYSTEM |  | SCHNEIDER |  | NA | 0
CASSETTE SPLIT SYSTEM |  | SCHNEIDER |  | NA | 0
CASSETTE SPLIT SYSTEM |  | SCHNEIDER |  | NA | 0
CASSETTE SPLIT SYSTEM |  | SCHNEIDER |  | NA | 0
CASSETTE SPLIT SYSTEM |  | SCHNEIDER |  | NA | 0
CASSETTE SPLIT SYSTEM |  | SCHNEIDER |  | NA | 0
CASSETTE SPLIT SYSTEM |  | SCHNEIDER |  | NA | 0
CASSETTE SPLIT SYSTEM |  | SCHNEIDER |  | NA | 0
CASSETTE SPLIT SYSTEM |  | SCHNEIDER |  | NA | 0
WALL MOUNTED SPLIT SYSTEM | S-95732 | SANYO | SAP - C92AH | R22 | 0
WALL MOUNTED SPLIT SYSTEM | 7477500128 | PANASONIC | CS-RE28HKR | R410A | 3
WALL MOUNTED SPLIT SYSTEM | 788401846 | PARKER | CU-B180KR | NA | 0
WALL MOUNTED SPLIT SYSTEM | E018414 | DAIKIN | RXS25EBVMA | R410A | 1
AIR FAN - EXHAUST | A1310 | S&P | HXM-250 | NA | 0
AIR FAN - EXHAUST | A1310 | S&P | HXM-250 | NA | 0
FIRE DAMPER |  | NULL |  | NA | 0
ROOM AIR CONDITIONING UNIT | N/A | NULL | N/A | NA | 0
ROOM AIR CONDITIONING UNIT |  | GJ WALKER |  | NA | 0
ROOM AIR CONDITIONING UNIT | C0101004470107A071120143 | LENNOX | LNC0504802201 | R22 | 2
ROOM AIR CONDITIONING UNIT | N/A | LENNOX | N/A | R22 | 2
ROOM AIR CONDITIONING UNIT | C101004470107A07120143 | LG | LNC0504802201 | R410A | 2
WALL MOUNTED SPLIT SYSTEM | 400132 | EMAIL | C12HA | R22 | 0
WALL MOUNTED SPLIT SYSTEM | NA | YORK | HLJA12FS-AAR-II | R22 | 3
ROOM AIR CONDITIONING UNIT | UNREADABLE | FUJITSU | UNREADABLE | R410A | 0
ROOM AIR CONDITIONING UNIT | 6233C260 | MITSUBISHI | KR18MG | R22 | 900
WALL MOUNTED SPLIT SYSTEM | 1856011 | YORK | HLJA12FS-AAR-II | R22 | 1.12
WALL MOUNTED SPLIT SYSTEM | 0 | ZEIL | RAHA18FSAAA-II | NA | 0
SWITCHBOARD MECHANICAL | N/A | NULL | N/A | NA | 0
PACKAGED AIR CONDITIONING UNIT | 644826 | AQUA | S0160VR9DA | NA | 0
ROOM AIR CONDITIONING UNIT | 91601037 | KIRBY | KWH35HRA | NA | 0
ROOM AIR CONDITIONING UNIT | N/A | KIRBY | N/A | NA | 0
ROOM AIR CONDITIONING UNIT | N/A | KIRBY | N/A | NA | 0
ROOM AIR CONDITIONING UNIT | N/A | PARKER | N/A | NA | 0
ROOM AIR CONDITIONING UNIT | N/A | PARKER | N/A | NA | 0
ROOM AIR CONDITIONING UNIT | N/A | TEMPERZONE | N/A | NA | 0
ROOM AIR CONDITIONING UNIT | NO SERIAL | LG | LWM185H-6 | R22 | 1
ROOM AIR CONDITIONING UNIT | 608KAGS01911 | LG | LWM185RH-6 | R22 | 1
ROOM AIR CONDITIONING UNIT | 608KADT01914 | LG | LWM185RH-6 | R22 | 1
ROOM AIR CONDITIONING UNIT | NA | LG | LWM185RH-6 | R22 | 1
ROOM AIR CONDITIONING UNIT | N/A | LG | N/A | NA | 0
ROOM AIR CONDITIONING UNIT | NA | LG | LWM185RH-6 | R22 | 1
ROOM AIR CONDITIONING UNIT | NA | LG | LWM185RH-6 | R22 | 1
ROOM AIR CONDITIONING UNIT | 241538000000 | TECO RAC | LA2308YS | R22 | 1
ROOM AIR CONDITIONING UNIT | UNREADABLE | KELVINATOR | KR23F | R22 | 1
ROOM AIR CONDITIONING UNIT | 3701Y00110 | CARRIER | UF-150H-1 | R22 | 1
ROOM AIR CONDITIONING UNIT | N/A | KELVINATOR | N/A | NA | 0
ROOM AIR CONDITIONING UNIT | N/A | PANASONIC | N/A | NA | 0
ROOM AIR CONDITIONING UNIT | 1328204304 | PANASONIC | CW-A170SR | R22 | 1
ROOM AIR CONDITIONING UNIT | 607-10708-0179 | TECO | LA1800Y | R22 | 1.45
WALL MOUNTED SPLIT SYSTEM | B1162701848C68291 | COOL OR COSY | COC12HRN1 | R410A | 1.1
WALL MOUNTED SPLIT SYSTEM | NA | COOL OR COSY | COC12HRN1 | R410A | 1.05
WALL MOUNTED SPLIT SYSTEM | 1.7812e+18 | COOL OR COSY | COC24HRN1 | R410A | 2.5
WALL MOUNTED SPLIT SYSTEM | NA | COOL OR COSY | COC09HRN1 | R410A | 0.92
WALL MOUNTED SPLIT SYSTEM | NA | COOL OR COSY | COC24HRN1 | R410A | 2.5
WALL MOUNTED SPLIT SYSTEM | 0 | COOL OR COSY | COC09HRN1 | R410A | 1
WALL MOUNTED SPLIT SYSTEM | N/A | COOL OR COSY | COC24HRN1 | R410A | 2.5
CASSETTE SPLIT SYSTEM | 1.1303e+18 | COOL OR COSY | COC09HRN1 | R410A | 1
WALL MOUNTED SPLIT SYSTEM | NA | COOL OR COSY | COC09HRN1 | R410A | 1
WALL MOUNTED SPLIT SYSTEM | NA | COOL OR COSY | COC24HRN1 | R410A | 2.5
WALL MOUNTED SPLIT SYSTEM | NA | COOL OR COSY | COC09HRN1 | R410A | 1
WALL MOUNTED SPLIT SYSTEM | NA | COOL OR COSY | COC24HRN1 | R410A | 1
WALL MOUNTED SPLIT SYSTEM | NA | COOL OR COSY | COC24HRN1 | R410A | 2.5
ROOM AIR CONDITIONING UNIT | 1370 | KELVINATOR | KR20F | R22 | 1.25
ROOM AIR CONDITIONING UNIT | 50130707 | KELVINATOR | KR18MB | R22 | 0.9
ROOM AIR CONDITIONING UNIT | UNREADABLE | KELVINATOR | UNREADABLE | R22 | 1
ROOM AIR CONDITIONING UNIT | UNREADABLE | KELVINATOR | UNREADABLE | R22 | 2
ROOM AIR CONDITIONING UNIT | N/A | FUJITSU | AKT9RCS-W | NA | 0
WALL MOUNTED SPLIT SYSTEM | N/A | TECO | LT1209Y | NA | 0
WALL MOUNTED SPLIT SYSTEM | N/A | TECO | N/A | NA | 0
WALL MOUNTED SPLIT SYSTEM | N/A | TEMPERZONE | N/A | NA | 0
WALL MOUNTED SPLIT SYSTEM | N/A | NULL | N/A | NA | 0
AIR FAN - EXHAUST | N/A | NULL | N/A | NA | 0
AIR FAN - EXHAUST | N/A | NULL | N/A | NA | 0
AIR FAN - EXHAUST | N/A | NULL | N/A | NA | 0
AIR FAN - EXHAUST | N/A | FANTECH | N/A | NA | 0
AIR FAN - EXHAUST | N/A | FANTECH | N/A | NA | 0
AIR FAN - EXHAUST | N/A | FANTECH | N/A | NA | 0
AIR FAN - EXHAUST | N/A | FANTECH | N/A | NA | 0
AIR FAN - EXHAUST | N/A | FANTECH | N/A | NA | 0
AIR FAN - EXHAUST | N/A | FANTECH | N/A | NA | 0
AIR FAN - EXHAUST | N/A | FANTECH | N/A | NA | 0
AIR FAN - EXHAUST | N/A | FANTECH | N/A | NA | 0
ROOM AIR CONDITIONING UNIT | NA | COOLINE AC | NA | R22 | 0.6
ROOM AIR CONDITIONING UNIT |  | GJ WALKER |  | NA | 0
ROOM AIR CONDITIONING UNIT | N/A | KELVINATOR | N/A | NA | 0
CASSETTE SPLIT SYSTEM | 20454902 11014 | MCQUAY | MLC025BRAFDI | R22 | 2
WALL MOUNTED SPLIT SYSTEM | 788202445 | PARKER | CU-E15DKR | NA | 0
WALL MOUNTED SPLIT SYSTEM | R000381 | FUJITSU | AUTA301BLU | NA | 0
ROOM AIR CONDITIONING UNIT | 6233C260 | KELVINATOR | KR18KG | R22 | 1
AIR FAN - EXHAUST | 0 | AIRFLOW | 0 | NA | 0
AIR FAN - EXHAUST | A0210 | SINKO | HXM-350 | NA | 0
AIR FAN - EXHAUST | UNREADABLE | NULL | UNREADABLE | NA | 0
AIR FAN - EXHAUST | UNREADABLE | NULL | UNREADABLE | NA | 0
WALL MOUNTED SPLIT SYSTEM | 7434316769 | PANASONIC | CS-E24FKR | R410A | 3
ROOM AIR CONDITIONING UNIT |  | GJ WALKER |  | NA | 0
ROOM AIR CONDITIONING UNIT | 73706243 | KIRBY | KWH26HRA | NA | 0
AIR HANDLING UNIT |  | DAIKIN |  | NA | 0
AIR HANDLING UNIT |  | DAIKIN |  | NA | 0
FAN COIL UNIT - DUCTED | 034191JY | MUNTERS | MLH09R60P | NA | 0
UPRIGHT SINGLE DOOR FRIDGE |  | NULL |  | NA | 0
UPRIGHT SINGLE DOOR FRIDGE |  | NULL |  | NA | 0
UPRIGHT SINGLE DOOR FRIDGE |  | NULL |  | NA | 0
UPRIGHT SINGLE DOOR FRIDGE |  | NULL |  | NA | 0
UPRIGHT SINGLE DOOR FRIDGE |  | NULL |  | NA | 0
UPRIGHT SINGLE DOOR FRIDGE |  | NULL |  | NA | 0
UPRIGHT SINGLE DOOR FRIDGE |  | NULL |  | NA | 0
UPRIGHT SINGLE DOOR FRIDGE |  | NULL |  | NA | 0
UPRIGHT SINGLE DOOR FRIDGE |  | NULL |  | NA | 0
UPRIGHT SINGLE DOOR FRIDGE |  | NULL |  | NA | 0
UPRIGHT SINGLE DOOR FRIDGE |  | NULL |  | NA | 0
UPRIGHT SINGLE DOOR FRIDGE |  | NULL |  | NA | 0
UPRIGHT SINGLE DOOR FRIDGE |  | NULL |  | NA | 0
UPRIGHT SINGLE DOOR FRIDGE |  | NULL |  | NA | 0
SWITCHBOARD MECHANICAL |  | NULL |  | NA | 0
AIR HANDLING UNIT |  | DAIKIN |  | NA | 0
CHILLED WATER PUMP | 34279-1 | ALCAIR | 201421D | NA | 0
CHILLED WATER PUMP | 344 | HARDLAND | 2RMEC11C | NA | 0
CHILLED WATER PUMP | 344 | HARDLAND | 2RMEC11C | NA | 0
CHILLED WATER PUMP | 408C050004 | TEMPERZONE | AEMB-UCC26 | NA | 0
COOLING TOWER |  | LENCO |  | NA | 0
COOLING TOWER |  | LENCO |  | NA | 0
SWITCHBOARD MECHANICAL |  | DAIKIN |  | NA | 0
CASSETTE SPLIT SYSTEM | 4297X47153 | CARRIER | 980CA036-923 | R22 | 4.6
ELECTRIC DUCT HEATER | NA | NULL | REMOVED | NA | 0
AIR FAN - EXHAUST |  | NULL |  | NA | 0
FAN COIL UNIT - DUCTED | UNREADABLE | CARRIER | UNREADABLE | NA | 0
ROOM AIR CONDITIONING UNIT | UNREADABLE | CORMORANT | N10789 | R22 | 1
ROOM AIR CONDITIONING UNIT |  | KIRBY |  | NA | 0
ROOM AIR CONDITIONING UNIT |  | GJ WALKER |  | NA | 0
ROOM AIR CONDITIONING UNIT |  | GJ WALKER |  | NA | 0
ROOM AIR CONDITIONING UNIT | 1079650001116 | TECO | TWW27CFB | R410A | 2
ROOM AIR CONDITIONING UNIT |  | GJ WALKER |  | NA | 0
ROOM AIR CONDITIONING UNIT | NA | LG | NA | NA | 0
AIR FAN - EXHAUST | 0 | MANROSE | 0 | NA | 0
WALL MOUNTED SPLIT SYSTEM | 7515701156 | PARKER | CU -E18FKR | NA | 0
ROOM AIR CONDITIONING UNIT | KBE02404 | TECO RAC | TW1W60CFBG | R410A | 2
ROOM AIR CONDITIONING UNIT | C101005970107A15120038 | ATLANTIC | LNC0504802201 | NA | 0
SWITCHBOARD MECHANICAL | N/A | NULL | N/A | NA | 0
CASSETTE SPLIT SYSTEM | YOUJPAFB300011L | SANYO | UH140EAV | NA | 0
ROOM AIR CONDITIONING UNIT | 3810 | PANASONIC | LA0900Y | R22 | 1.5
UNDER CEILING SPLIT SYSTEM |  | PARKER |  | NA | 0
ROOM AIR CONDITIONING UNIT | RWRDV0657M | GJ WALKER | LCB20BIXCIIPW | NA | 0
ROOM AIR CONDITIONING UNIT | 2013370002339 | TECO RAC | LA1208Y | R22 | 980
ROOM AIR CONDITIONING UNIT | N/A | TECO | N/A | NA | 0
ROOM AIR CONDITIONING UNIT | N/A | TECO | N/A | NA | 0
AIR HANDLING UNIT | N/A | TRANE | N/A | NA | 0
DUCTED SPLIT SYSTEM | 799601410 | PANASONIC | CU-B34DBE5 | R410A | 2.7
ROOM AIR CONDITIONING UNIT |  | KELVINATOR |  | NA | 0
ROOM AIR CONDITIONING UNIT |  | KELVINATOR |  | NA | 0
ROOM AIR CONDITIONING UNIT |  | KELVINATOR |  | NA | 0
ROOM AIR CONDITIONING UNIT |  | TECO | LA1204H | NA | 0
ROOM AIR CONDITIONING UNIT |  | KELVINATOR | KR25WR | R22 | 108
ROOM AIR CONDITIONING UNIT |  | KELVINATOR | KR25WR | R22 | 1080
ROOM AIR CONDITIONING UNIT |  | KELVINATOR | KR25WR | R22 | 1080
ROOM AIR CONDITIONING UNIT | 1717802099 | PANASONIC | CW-C72KR | R22 | 480
ROOM AIR CONDITIONING UNIT |  | TECO | LA1204H | NA | 0
ROOM AIR CONDITIONING UNIT |  | KELVINATOR |  | NA | 0
CHILLED BEAMS - PASSIVE |  | NULL |  | NA | 0
CHILLED WATER PUMP | 87312229 | GRUNDFOS | 132SC2-38FF265-D1 | NA | 0
CHILLED BEAMS - PASSIVE | N/A | NULL | N/A | NA | 0
CHILLER - AIR COOLED | 2200070748 | NEC | HCG 301 | NA | 0
CHILLER - AIR COOLED | 2200070748 | MTA HCYGNUS | HCG 301 | NA | 0
ISLAND CASE FREEZER |  | SIGREST DESIGN | SQX62 | NA | 0
PACKAGED AIR CONDITIONING UNIT | 861179 | APAC | P064AHC9AD | R22 | 10
SWITCHBOARD MECHANICAL |  | NULL |  | NA | 0
SWITCHBOARD MECHANICAL | N/A | NULL | N/A | NA | 0
SWITCHBOARD MECHANICAL |  | NULL |  | NA | 0
WALL MOUNTED SPLIT SYSTEM | N/A | PANASONIC | N/A | NA | 0
ROOM AIR CONDITIONING UNIT |  | KIRBY |  | NA | 0
ROOM AIR CONDITIONING UNIT |  | KIRBY |  | NA | 0
ROOM AIR CONDITIONING UNIT |  | KIRBY |  | NA | 0
ROOM AIR CONDITIONING UNIT |  | KIRBY |  | NA | 0
ROOM AIR CONDITIONING UNIT | N/A | TECO | N/A | NA | 0
ROOM AIR CONDITIONING UNIT | N/A | TECO | N/A | NA | 0
ROOM AIR CONDITIONING UNIT | N/A | TECO | N/A | NA | 0
ROOM AIR CONDITIONING UNIT | LNC 0504802201 | LENNOX | N/A | R22 | 2.5
ROOM AIR CONDITIONING UNIT | UNREADABLE | TECO RAC | UNREADABLE | R22 | 2
ROOM AIR CONDITIONING UNIT | N/A | TEMPERZONE | N/A | NA | 0
ROOM AIR CONDITIONING UNIT | NA | LENNOX | NA | R410A | 0
VARIABLE AIR VOLUME UNITS |  | ZEIL |  | NA | 0
CHILLED WATER PUMP |  | MTA HCYGNUS |  | NA | 0
CONDENSER WATER PUMP | 22G99A25 | TCL | 125X100-315 | NA | 0
CASSETTE SPLIT SYSTEM | 9904233 | DAKO | RY60GV1A7 | NA | 0
SWITCHBOARD MECHANICAL |  | DAIKIN |  | NA | 0
ROOM AIR CONDITIONING UNIT | UNREADABLE | LENNOX | UNREADABLE | NA | 0
ROOM AIR CONDITIONING UNIT | UNREADABLE | FUJITSU | UNREADABLE | R22 | 1
WALL MOUNTED SPLIT SYSTEM | 715313524 | PANASONIC | CU-E24PKR | R22 | 0
WALL MOUNTED SPLIT SYSTEM | 715313524 | PARKER | CU-2473KR | NA | 0
ROOM AIR CONDITIONING UNIT | TBA | DAIKIN | TBA | NULL | NULL
AIR FAN - EXHAUST |  | LUKE |  | NA | 0
ROOM AIR CONDITIONING UNIT | NA | TECO RAC | NA | R410A | 0
ROOM AIR CONDITIONING UNIT |  | COOLINE AC |  | NA | 0
WALL MOUNTED SPLIT SYSTEM | 920PB-10700223-6U1750 | KIRBY | KSR20F-01 | NA | 0
WALL MOUNTED SPLIT SYSTEM | 311KA00887 | KIRBY | KSR27G | NA | 0
ROOM AIR CONDITIONING UNIT | 001TANY00183 | LG | W18TCM | R22 | 0
ROOM AIR CONDITIONING UNIT | UNREADABLE | LG | UNREADABLE | R22 | 0
AIR COOLED SPLIT SYSTEM | 3939305341 | PANASONIC | CS-E12PKR | R410A | 3
WALL MOUNTED SPLIT SYSTEM | T031448 | GREGORY | AST24UBBJ | R410A | 2
WALL MOUNTED SPLIT SYSTEM | T031448 | GREGORY | AST24UBB | R410A | 2
WALL MOUNTED SPLIT SYSTEM | T031448 | GREGORY | AST24UBB | R410A | 2
WALL MOUNTED SPLIT SYSTEM | T031448 | GREGORY | AST24UBB | R410A | 2
WALL MOUNTED SPLIT SYSTEM | T031448 | GREGORY | AST24UBB | R410A | 2
WALL MOUNTED SPLIT SYSTEM | T031448 | GREGORY | AST24UBB | R410A | 2
WALL MOUNTED SPLIT SYSTEM | T031448 | GREGORY | AST24UBB | R410A | 2
WALL MOUNTED SPLIT SYSTEM | T034040 | GREGORY | AOT24UN | R410A | 2
WALL MOUNTED SPLIT SYSTEM | T034040 | GREGORY | AOT24UN | R410A | 2
WALL MOUNTED SPLIT SYSTEM | T034040 | GREGORY | AOT24UN | R410A | 2
WALL MOUNTED SPLIT SYSTEM | 29005014294 | PANASONIC | CS-E12JKR | R410A | 1
WALL MOUNTED SPLIT SYSTEM | 7576212073 | PANASONIC | CU-E12JKR | R410A | 1
WALL MOUNTED SPLIT SYSTEM | 75762611909 | PANASONIC | CU-E21JKR | R410A | 1
ROOM AIR CONDITIONING UNIT | UNREADABLE | YORK | UNREADABLE | R22 | 0
WALL MOUNTED SPLIT SYSTEM | E004714 | DAIKIN | RXS25KVMA | R410A | 1
WALL MOUNTED SPLIT SYSTEM | 2SB65025-1 | DAIKIN | RXS25KVMA | NA | 0
AIR HANDLING UNIT | UNREADABLE | TEMPERZONE | IMD280-4/E | R410A | 0
ROOM AIR CONDITIONING UNIT | C101001020707924150213 | TECO RAC | LA80BYO | R22 | 0.51
WALL MOUNTED SPLIT SYSTEM | 7576212159 | PARKER | CUE12JKR | NA | 0
WALL MOUNTED SPLIT SYSTEM | 7553104088 | PARKER | CU-E15HKR | NA | 0
WALL MOUNTED SPLIT SYSTEM | 7555110199 | PARKER | CU-E12HKR | NA | 0
WALL MOUNTED SPLIT SYSTEM | 7553007759 | PANASONIC | CU - E18HKR | R410A | 1.18
WALL MOUNTED SPLIT SYSTEM | 6601203379 | PANASONIC | CH-E18LKR | R410A | 1.31
WALL MOUNTED SPLIT SYSTEM | 7552903681 | PARKER | CU-E21HKR | NA | 0
WALL MOUNTED SPLIT SYSTEM | 7552707457 | PANASONIC | CU-E28HKR | R410A | 1.8
WALL MOUNTED SPLIT SYSTEM | 7576207849 | PARKER | CU-E12JKR | NA | 0
WALL MOUNTED SPLIT SYSTEM | 0014256T | MITSUBISHI | MUZ-GE80VA | R410A | 0
WALL MOUNTED SPLIT SYSTEM | 7576301009 | PANASONIC | CU-E15JKR | R410A | 0
WALL MOUNTED SPLIT SYSTEM | 2905417126 | PANASONIC | CS-E24JKR | NA | 0
ROOM AIR CONDITIONING UNIT | 2013370000000 | TECO RAC | LA1208Y | R22 | 2
ROOM AIR CONDITIONING UNIT | NA | PANASONIC | NA | R22 | 1
WALL MOUNTED SPLIT SYSTEM | 7152600930 | PANASONIC | CS-V24DKR | R410A | 3
WALL MOUNTED SPLIT SYSTEM | 7152601097 | PANASONIC | CS-V24DKR | R410A | 3
WALL MOUNTED SPLIT SYSTEM | 7152600930 | PARKER | CS-V24DKR | NA | 0
WALL MOUNTED SPLIT SYSTEM | 7152601008 | PANASONIC | CS-V24DKR | R410A | 3
WALL MOUNTED SPLIT SYSTEM | 7246300974 | PANASONIC | CS-V24DKR | R410A | 3
AIR FAN - EXHAUST | 3182222 | S&P | HXM-400 | NA | 0
AIR FAN - EXHAUST | UNREADABLE | TIPO | UNREADABLE | NA | 0
SWITCHBOARD MECHANICAL | 0 | NULL | 0 | NA | 0
CHILLER - RECIPROCATING | RBK1142 | CIEMANTS | 30RB342 | NA | 0
WALL MOUNTED SPLIT SYSTEM | Y3MPPAFB7000067W | SANYO | AQV30UWBX | NA | 0
CASSETTE SPLIT SYSTEM | R001897 | FUJITSU | AOTA18LALL | R410A | 5
CASSETTE SPLIT SYSTEM | R001769 | FUJITSU | AOTA18LALL | R410A | 5
WALL MOUNTED SPLIT SYSTEM | E007940 | FUJITSU | AOTR24LR | R410A | 5
WALL MOUNTED SPLIT SYSTEM | 2004644 | MITSUBISHI | MUZ-GE60VA | R410A | 3
WALL MOUNTED SPLIT SYSTEM | E001443 | DAIKIN | RKS60KVMA | R410A | 3
WALL MOUNTED SPLIT SYSTEM | Y3M6PADB700024P | SAMSUNG | AQV18UWBNKSA | R410A | 3
AIR FAN - OUTSIDE |  | FEDERAL |  | NA | 0
FAN COIL UNIT - DUCTED |  | THERMAL EQUP CO | LMD135 | NA | 0
FAN COIL UNIT - DUCTED | J61747 | THERMAL EQUP CO | IMD95-4/1 | NA | 0
FAN COIL UNIT - DUCTED | J61579 | THERMAL EQUP CO | IMD95-4/1 | NA | 0
AIR FAN - EXHAUST | 170276 | FIASCO MOTOR | SCD500/6D | NA | 0
FAN COIL UNIT - DUCTED |  | AQUATHERM | 7457-076819 | NA | 0
FAN COIL UNIT - DUCTED |  | ECO AIR |  | NA | 0
FAN COIL UNIT - DUCTED |  | THERMAL EQUP CO | IMD95-4/1 | NA | 0
FAN COIL UNIT - DUCTED | 684915 | THERMAL EQUP CO | IMD95-4/1 | NA | 0
SWITCHBOARD MECHANICAL | 0 | NULL | 0 | NA | 0
WALL MOUNTED SPLIT SYSTEM | E007596 | GREGORY | AOTR24JCC | NA | 0
WALL MOUNTED SPLIT SYSTEM | 7576404239 | PANASONIC | CU-E18JKR | R410A | 1.18
WALL MOUNTED SPLIT SYSTEM | 7555101106 | PANASONIC | CU-E12HKR | R410A | 0.98
FAN COIL UNIT - DUCTED | UNREADABLE | TEMPERZONE | ISD156K | NULL | NULL
FAN COIL UNIT - DUCTED | 745892 | TEMPERZONE | ISD83K | R410A | 0
ROOM AIR CONDITIONING UNIT | 2013370000000 | TEMPERZONE | LA1208Y | NA | 0
WALL MOUNTED SPLIT SYSTEM |  | MODULEX |  | NA | 0
WALL MOUNTED SPLIT SYSTEM |  | MODULEX |  | NA | 0
WALL MOUNTED SPLIT SYSTEM |  | MODULEX |  | NA | 0
WALL MOUNTED SPLIT SYSTEM |  | MODULEX |  | NA | 0
WALL MOUNTED SPLIT SYSTEM |  | MODULEX |  | NA | 0
CHILLED WATER PUMP | CC48856 | WEG | FR AL132M2/23/2007 | CHILLED WATER | 0
CHILLED WATER PUMP | 6118054003 | TECO | AEHB-UCDCC | CHILLED WATER | 0
FAN COIL UNIT - DUCTED | 17 95W01664 | CARRIER | XL3640HW0141108 | CHILLED WATER | 0
DUCTED SPLIT SYSTEM | 287238 | NULL | SCA400C-0100 | R410A | 14
DUCTED SPLIT SYSTEM | 301572 | ACTRON | SRD230C-0400 | R410A | 9
DUCTED SPLIT SYSTEM | 301567 | NULL | SRD230C | R410A | 9
DUCTED SPLIT SYSTEM | 200359-J02 | PARKER | CU-140C53XP | NA | 0
DUCTED SPLIT SYSTEM |  | PARKER | CU-140C53XP | NA | 0
ELECTRIC DUCT HEATER | N/A | NULL | N/A | NA | 0
ELECTRIC DUCT HEATER | 12KW HEATER BANK | STOKES | 2316U | NA | 0
AIR FAN - EXHAUST |  | NULL |  | NA | 0
FAN COIL UNIT - DUCTED | UNREADABLE | AIR DESIGN | UNREADABLE | CHILLED WATER | 0
FAN COIL UNIT - DUCTED | 17 95W01668 | CARRIER | XL3640HW0071108 | NA | 0
FAN COIL UNIT - DUCTED | 17 95W01668 | CARRIER | XL3640HW0071108 | NA | 0
FAN COIL UNIT - DUCTED | 16 95W01659 | CARRIER | XL3640HW0141103 | NA | 0
ROOM AIR CONDITIONING UNIT | UNREADABLE | CORMORANT | N10789 | R22 | 1
ROOM AIR CONDITIONING UNIT | HBB-02269 | TECO | LA1204H | NA | 0
SWITCHBOARD MECHANICAL |  | NULL |  | NA | 0
WALL MOUNTED SPLIT SYSTEM | 4901587 | DAIKIN | FTY25CVMA | R410A | 1
WALL MOUNTED SPLIT SYSTEM | 4901213 | DAIKIN | RY25CVMA | R410A | 1
WALL MOUNTED SPLIT SYSTEM | 4901209 | DAKO | RY25CVMA | NA | 0
WALL MOUNTED SPLIT SYSTEM | 4901219 | DAKO | RY25CVMA | NA | 0
WALL MOUNTED SPLIT SYSTEM | 4902721 | DAKO | RY25CVMA | NA | 0
WALL MOUNTED SPLIT SYSTEM | 4901220 | DAKO | RY25CVMA | NA | 0
WALL MOUNTED SPLIT SYSTEM | 4901215 | DAKO | RY25CVMA | NA | 0
WALL MOUNTED SPLIT SYSTEM | 4901218 | DAKO | RY25CVMA | NA | 0
WALL MOUNTED SPLIT SYSTEM | 4901212 | DAKO | RY25CVMA | NA | 0
WALL MOUNTED SPLIT SYSTEM | 4901217 | DAIKIN | RY25CVMA | R410A | 1
WALL MOUNTED SPLIT SYSTEM | E103388 | FUJITSU | AOTR09LCC | R410A | 1
WALL MOUNTED SPLIT SYSTEM | T049130 | FUJITSU | AOTR30LCT | R410A | 2
WALL MOUNTED SPLIT SYSTEM | 033708190RE | MITSUBISHI | SRC63ZE-S1 | R410A | 2
WALL MOUNTED SPLIT SYSTEM | 038904814RE | MODULEX | DXC09Z3-S | NA | 0
WALL MOUNTED SPLIT SYSTEM | 4903160 | DAIKIN | RY35CVMA | R410A | 1
WALL MOUNTED SPLIT SYSTEM | 129600399RE | MHI | DXK28Z4-S | R410A | 3
WALL MOUNTED SPLIT SYSTEM | 7534304707 | PANASONIC | CU-E15GKR | R410A | 2
WALL MOUNTED SPLIT SYSTEM | UNREADABLE | SAMSUNG | AQV24NSFN | R410A | 3
ROOM AIR CONDITIONING UNIT |  | TEMPERZONE |  | NA | 0
ROOM AIR CONDITIONING UNIT |  | TEMPERZONE |  | NA | 0
WALL MOUNTED SPLIT SYSTEM | E001773 | DAKO | RXD60BVMA | NA | 0
ROOM AIR CONDITIONING UNIT | UNREADABLE | TECO RAC | UNREADABLE | R410A | 2
WALL MOUNTED SPLIT SYSTEM | 1234 | DAIKIN | FAQ100CVEA | R410A | 4.8
VRV DUCTED SPLIT | 3P391216-3 | DAIKIN | REYQ12TY1 | R410A | 9.9
VRV NON DUCTED SPLIT | 3P387594-3 | DAIKIN | RXYMQ5AV4A | R410A | 3.4
VRV DUCTED SPLIT | 3P391216-7 | DAIKIN | REYQ20TY1 | R410A | 11
WALL MOUNTED SPLIT SYSTEM | 20778807191 | PANASONIC | CU-A28DKR | R410A | 3
CASSETTE SPLIT SYSTEM | 0789198104R | PARKER | CU-150DBE8 | NA | 0
AIR FAN - EXHAUST | 0 | FANTECH | 0 | NA | 0
ROOM AIR CONDITIONING UNIT |  | ATLANTIC |  | NA | 0
ROOM AIR CONDITIONING UNIT |  | TEMPERZONE |  | NA | 0
ROOM AIR CONDITIONING UNIT |  | TEMPERZONE | LA120BY | NA | 0
WALL MOUNTED SPLIT SYSTEM |  | AIRFACT | ASG124H | NA | 0
WALL MOUNTED SPLIT SYSTEM | E006800 | DAKO | FTXS35J2VMA | NA | 0
WALL MOUNTED SPLIT SYSTEM | E006844 | DAKO | RXS35JVMA | NA | 0
WALL MOUNTED SPLIT SYSTEM | E004889 | DAKO | FTXS80HVMA | NA | 0
WALL MOUNTED SPLIT SYSTEM | E007017 | DAKO | RXS80HVMA | NA | 0
WALL MOUNTED SPLIT SYSTEM | 2007088 | MODULEX | MUZ-GE60VA | NA | 0
WALL MOUNTED SPLIT SYSTEM | 417746 | PARKER | CS-E24JKR | NA | 0
WALL MOUNTED SPLIT SYSTEM | 7576618631 | PANASONIC | CU-E24JKR | R410A | 3
WALL MOUNTED SPLIT SYSTEM | 7576618641 | PARKER | CU-E24JKR | NA | 0
WALL MOUNTED SPLIT SYSTEM | 7536201443 | PARKER | CU-RE12GKR | NA | 0
WALL MOUNTED SPLIT SYSTEM | 7555900824 | PARKER | CU-RE28HKR | NA | 0
WALL MOUNTED SPLIT SYSTEM | 757608593 | PARKER | CU-E28JKR | NA | 0
WALL MOUNTED SPLIT SYSTEM | 7002268 | MODULEX | MUZ - GE80VA | NA | 0
WALL MOUNTED SPLIT SYSTEM | 7002805 | MODULEX | MUZ - GE80VA | NA | 0
WALL MOUNTED SPLIT SYSTEM | 7002323 | MODULEX | MUZ - GE80VA | NA | 0
WALL MOUNTED SPLIT SYSTEM | 200742 | MODULEX | MXZ-5C100VA-A1 | NA | 0
WALL MOUNTED SPLIT SYSTEM |  | MODULEX |  | NA | 0
WALL MOUNTED SPLIT SYSTEM |  | MODULEX |  | NA | 0
WALL MOUNTED SPLIT SYSTEM | 2001754 | MITSUBISHI | MUZ-GE24VA | R410A | 1.15
WALL MOUNTED SPLIT SYSTEM | 7552707500 | PANASONIC | CU-E28HKR | R410A | 1.8
WALL MOUNTED SPLIT SYSTEM | E0000903 | DAIKIN | RXYMQ6PV4A | R410A | 4
WALL MOUNTED SPLIT SYSTEM | E000903 | DAIKIN | RXYMQ6PV4A | R410A | 4
WALL MOUNTED SPLIT SYSTEM | E001715 | DAIKIN | FXAQ63MAVE | R410A | 4
WALL MOUNTED SPLIT SYSTEM |  | DAKO |  | NA | 0
WALL MOUNTED SPLIT SYSTEM | 100072 | MITSUBISHI | MXZ-4C80VA | R410A | 3.5
WALL MOUNTED SPLIT SYSTEM | 9001013 | MITSUBISHI | MSZ-GE22GA | R410A | 3.5
WALL MOUNTED SPLIT SYSTEM | 100072 | MODULEX | MXZ-4C80VA | NA | 0
WALL MOUNTED SPLIT SYSTEM | 2003234T | MITSUBISHI | MUZ-GE42VA | R410A | 3
AIR FAN - EXHAUST | 0 | NULL | 0 | NA | 0
AIR FAN - EXHAUST | 0 | NULL | 0 | NA | 0
WALL MOUNTED SPLIT SYSTEM | 7235 | MITSUBISHI | MSZ-GE80VA | R410A | 3
ROOM AIR CONDITIONING UNIT | 608KA01173 | LG | LWC122RH-6 | R22 | 0
ROOM AIR CONDITIONING UNIT | 83812832 | KELVINATOR | KWH47HRA | R410A | 0
ROOM AIR CONDITIONING UNIT | 83012767 | KELVINATOR | KWH35HRA | R410A | 0
CASSETTE SPLIT SYSTEM | TH060EAV1 | SAMSUNG | UH060EAV1 | R410A | 3
AIR FAN - EXHAUST | UNREADABLE | TIPO | HXM - 350 | NA | 0
AIR FAN - EXHAUST | UNREADABLE | TIPO | HXM -350 | NA | 0
AIR FAN - EXHAUST | UNREADABLE | TIPO | HXM -350 | NA | 0
WALL MOUNTED SPLIT SYSTEM | NA | PANASONIC | NA | R410A | 3
WALL MOUNTED SPLIT SYSTEM | UNKNOWN | SANYO | AQV18NSDX | R410A | 0
ROOM AIR CONDITIONING UNIT | C1013616711111614120642 | TECO RAC | LA1204H | R410A | 2
AIR FAN - EXHAUST | 0 | NULL | 0 | NA | 0
AIR FAN - EXHAUST | 0 | NULL | 0 | NA | 0
SWITCHBOARD MECHANICAL | 0 | NULL | 0 | NA | 0
WALL MOUNTED SPLIT SYSTEM | 6601602592 | PANASONIC | CU-RE18LKT | R410A | 1.31
WALL MOUNTED SPLIT SYSTEM | 6601602592 | PANASONIC | CS-RE18LKR | R410A | 1.31
AIR FAN - EXHAUST |  | AQUATHERM | AP0402AA5B005 | NA | 0
WALL MOUNTED SPLIT SYSTEM | 6601603550 | PANASONIC | CU-RE18LKR | R410A | 0
WALL MOUNTED SPLIT SYSTEM | 7598803974 | PANASONIC | CU-RE12JKR-1 | R410A | 0
WALL MOUNTED SPLIT SYSTEM | 7598804024 | PANASONIC | CU-RE12LKR-1 | R410A | 0
AIR FAN - EXHAUST | UNREADABLE | FANTECH | UNREADABLE | NA | 0
CASSETTE SPLIT SYSTEM | 13MO1396 | MITSUBISHI | SLZ-KA50VAL | R410A | 4
AIR FAN - EXHAUST | 0 | NULL | 0 | NA | 0
AIR FAN - EXHAUST | 0 | NULL | 0 | NA | 0
WALL MOUNTED SPLIT SYSTEM | E000877 | DAIKIN | RKS50KVMA | R410A | 2
ROOM AIR CONDITIONING UNIT | 15200857 | KIRBY | KWH26HRC | NA | 0
ROOM AIR CONDITIONING UNIT | 15200759 | KELVINATOR | KWH26HRC | NA | 0
CASSETTE SPLIT SYSTEM | E900164 | DAIKIN | RXYQ10PAY19 | R410A | 10
CASSETTE SPLIT SYSTEM | E900164 | DAIKIN | RXYQ10PAY19 | NA | 0
CASSETTE SPLIT SYSTEM | UNREADABLE | DAIKIN | UNREADABLE | NA | 0
CASSETTE SPLIT SYSTEM | UNREADABLE | DAIKIN | UNREADABLE | NA | 0
CASSETTE SPLIT SYSTEM | UNREADABLE | DAIKIN | UNREADABLE | NA | 0
CASSETTE SPLIT SYSTEM | E002567 | DAIKIN | RKD71BVMA | R410A | 3
WALL MOUNTED SPLIT SYSTEM | E007022 | DAIKIN | RKY50GV1 | R410A | 2.3
AIR FAN - EXHAUST | 14878 | MANROSE | VAM0001 | NA | 0
WALL MOUNTED SPLIT SYSTEM | 33504805 | MITSUBISHI | SRC35ZG-S | R410A | 1
AIR FAN - EXHAUST |  | WASP AIR | HXM-400 | NA | 0
WALL MOUNTED SPLIT SYSTEM | 6534900805 | PANASONIC | CU-E18PKR | R410A | 3
WALL MOUNTED SPLIT SYSTEM | 6006673 | MITSUBISHI | MUZ-80VA | R410A | 5
WALL MOUNTED SPLIT SYSTEM | 6006781 | MITSUBISHI | MUZ-GE50VA | R410A | 2
WALL MOUNTED SPLIT SYSTEM | 6601204105 | PANASONIC | CU-E18LKR | R410A | 2
ROOM AIR CONDITIONING UNIT |  | TECO |  | NA | 0
ROOM AIR CONDITIONING UNIT | N/A | TECO | TWW53HFBGJBB | NA | 0
WALL MOUNTED SPLIT SYSTEM |  | SAMSUNG | AQV24UWBN | R410A | 2
CASSETTE SPLIT SYSTEM | 1XU01584 | MITSUBISHI | PUHZ-RP71VHA4 | R410A | 5
CASSETTE SPLIT SYSTEM | 1XU01560 | MITSUBISHI | PUHZ-RP71VHA4 | R410A | 5
CASSETTE SPLIT SYSTEM | 1XU01583 | MITSUBISHI | PUHZ-RP71VHA4 | R410A | 5
CASSETTE SPLIT SYSTEM | 1XU01587 | MITSUBISHI | PUHZ-RP71VHA4 | R410A | 5
WALL MOUNTED SPLIT SYSTEM | E004720 | DAIKIN | RXS25KVMA | NA | 0
CASSETTE SPLIT SYSTEM | E002126 | DAIKIN | RZQ71KCV4A | R410A | 6
CASSETTE SPLIT SYSTEM | E001012 | DAIKIN | FXZQ20MVE | R410A | 4
CASSETTE SPLIT SYSTEM | E000710 | DAIKIN | FXZQ20MVE | R410A | 4
CASSETTE SPLIT SYSTEM |  | DAKO |  | NA | 0
CASSETTE SPLIT SYSTEM | E001727 | DAIKIN | FXZQ40MVE | R410A | 1.7
CASSETTE SPLIT SYSTEM | E001773 | DAIKIN | FXZQ40MVE | R410A | 3
CASSETTE SPLIT SYSTEM | C018326 | DAIKIN | FXFQ80PVE9 | R410A | 6
CASSETTE SPLIT SYSTEM | N/A | DAIKIN | N/A | NA | 0
AIR FAN - EXHAUST | N/A | FANTECH | MV112S | NA | 0
WALL MOUNTED SPLIT SYSTEM | 1009706T | MITSUBISHI | MUZ-GE71VA | R410A | 1.9
WALL MOUNTED SPLIT SYSTEM | 6626110347 | TEMPERZONE | CU-E24MKR | NA | 0
CHILLER - AIR COOLED | 12F108964 | CARRIER | 30XA0402-0340-PEE | NA | 0
WALL MOUNTED SPLIT SYSTEM | E004719 | DAKO | FTXS25KVMA | NA | 0
WALL MOUNTED SPLIT SYSTEM | 6820200110 | PANASONIC | CU-E18PKR | R410A | 3
WALL MOUNTED SPLIT SYSTEM | E000834 | DAIKIN | RKS50KVMA | R410A | 0
DUCTED SPLIT SYSTEM | 171300184 | MITSUBISHI | FDC 71VNX | R410A | 5
WALL MOUNTED SPLIT SYSTEM | 6625301084 | PANASONIC | CU-RE18MKR | R410A | 0
WALL MOUNTED SPLIT SYSTEM | 0004761T | MITSUBISHI | MUZ-GE71VA | R410A | 3
WALL MOUNTED SPLIT SYSTEM | 7453909105 | PANASONIC | CS-E18GKR | R410A | 3
WALL MOUNTED SPLIT SYSTEM | Y0OXPAFZ60017E | SAMSUNG | AQV24NSFX | R410A | 3
WALL MOUNTED SPLIT SYSTEM | 2006129T | MITSUBISHI | MUZ-GE50VA2 | R410A | 3
WALL MOUNTED SPLIT SYSTEM | 2006130T | MITSUBISHI | MUZ-GE50VA2 | R410A | 3
WALL MOUNTED SPLIT SYSTEM | E004388 | DAIKIN | RXS50KVMA | R410A | 0
AIR FAN - EXHAUST | N/A | TIPO | HXM-400 | NA | 0
WALL MOUNTED SPLIT SYSTEM | 2.239e+17 | YORK | RAJC24FS-AAA-IIIS | NA | 0
WALL MOUNTED SPLIT SYSTEM | Y4WUPAFB900493Y | SANYO | AQV30UWCX | NA | 0
DUCTED SPLIT SYSTEM | T000795 | FUJITSU | AOTG30LATL | R410A | 3.35
DUCTED SPLIT SYSTEM | T000796 | FUJITSU | AOTG30LATL | R410A | 3.35
DUCTED SPLIT SYSTEM | T000783 | FUJITSU | AOTG30LATL | R410A | 3.35
WALL MOUNTED SPLIT SYSTEM | T000928 | GREGORY | AOTG30LFT | NA | 0
WALL MOUNTED SPLIT SYSTEM | T000532 | GREGORY | AOTG30LFT | NA | 0
DUCTED SPLIT SYSTEM | T001548 | FUJITSU | AOTG541ATL | R410A | 3.35
AIR FAN - OUTSIDE | N/A | FANTECH | N/A | NA | 0
CASSETTE SPLIT SYSTEM | R001224 | GREGORY | AOTA18LALL | NA | 0
WALL MOUNTED SPLIT SYSTEM | R0003008 | GREGORY | AJYA54LCLR | NA | 0
WALL MOUNTED SPLIT SYSTEM | R003062 | GREGORY | AJYA54LCLR | NA | 0
ELECTRIC DUCT HEATER | REMOVED | NULL | REMOVED FROM DUCT | NA | 0
ELECTRIC DUCT HEATER | 6 ELEMENTS | STOKES | 9.0KW HEATER ELEMENTS | NA | 0
FAN COIL UNIT - DUCTED | NA | CARRIER | NO ACCESS | NA | 0
UNDER CEILING SPLIT SYSTEM | E019399 | DAIKIN | RZQ125KV4A | NA | 0
WALL MOUNTED SPLIT SYSTEM | E016194 | DAIKIN | RXS50JVMA | R410A | 0
CASSETTE SPLIT SYSTEM | E007020 | DAIKIN | RZQS50AV1 | R410A | 2
WALL MOUNTED SPLIT SYSTEM | E002640 | DAIKIN | RKD71BVMA | R22 | 1.55
VRV DUCTED SPLIT | FCU-G2 | DAIKIN | CU-E15MKR | R410A | 4.8
VRV DUCTED SPLIT | 3P382446-4A | DAIKIN | RZQS100AV1 | R410A | 4
CASSETTE SPLIT SYSTEM | 24350006RE | MITSUBISHI | SRC50ZIX-S | R410A | 3
CASSETTE SPLIT SYSTEM | DB98-29882D | SANYO | UH060EAV1 | R410A | 5
CASSETTE SPLIT SYSTEM | P00679 | MITSUBISHI | SUZ-KA35VA | R410A | 3
WALL MOUNTED SPLIT SYSTEM | 6090 | MODULEX | MUZ-GE50VA | NA | 0
AIR FAN - EXHAUST | 0 | TIPO | HXM -250 | NA | 0
AIR FAN - EXHAUST | UNREADABLE | TIPO | HXM250 | NA | 0
WALL MOUNTED SPLIT SYSTEM | 368 | MITSUBISHI | MXZ-4B71VA | R410A | 3
WALL MOUNTED SPLIT SYSTEM | 0007341 T | MITSUBISHI | MSZ-GE50VA | R410A | 3
WALL MOUNTED SPLIT SYSTEM | R006317 | FUJITSU | AJYA54LCLR | NA | 0
WALL MOUNTED SPLIT SYSTEM |  | GREGORY |  | NA | 0
WALL MOUNTED SPLIT SYSTEM |  | GREGORY |  | NA | 0
WALL MOUNTED SPLIT SYSTEM |  | GREGORY |  | NA | 0
WALL MOUNTED SPLIT SYSTEM | 6625101980 | PANASONIC | CU-E15MKR | R410A | 2
WALL MOUNTED SPLIT SYSTEM | 738222240 | MITSUBISHI | SRC35ZG-S | R410A | 0
WALL MOUNTED SPLIT SYSTEM | E014013 | DAIKIN | RXS71FBVMA | R410A | 3
WALL MOUNTED SPLIT SYSTEM | E014040 | DAIKIN | RXS71FBVMA | R410A | 3
WALL MOUNTED SPLIT SYSTEM | E014040 | DAIKIN | RXS71FBVMA | R410A | 3
ROOM AIR CONDITIONING UNIT | 0 | TEMPERZONE | LA1604H | NA | 0
ROOM AIR CONDITIONING UNIT | 0 | TEMPERZONE | LA1604H | NA | 0
WALL MOUNTED SPLIT SYSTEM | 6521713053 | PANASONIC | CU-E12NKR | R410A | 3
WALL MOUNTED SPLIT SYSTEM | 6521805133 | PANASONIC | CU-E15NKR | R410A | 3
WALL MOUNTED SPLIT SYSTEM | 6522110593 | PARKER | CU-E24NKR | R410A | 3
WALL MOUNTED SPLIT SYSTEM | 149200440RE | MITSUBISHI | SRC18YJ-S | R410A | 3
WALL MOUNTED SPLIT SYSTEM |  | MODULEX | MUZ-GE80VAD | NA | 0
WALL MOUNTED SPLIT SYSTEM |  | MITSUBISHI | MUZ-GE80VAD | NA | 0
ROOM AIR CONDITIONING UNIT | UNREADABLE | COOLINE AC | UNREADABLE | NA | 0
AIR COOLED SPLIT SYSTEM | 7453804088 | PANASONIC | CS-E24GKKR | R410A | 3
WALL MOUNTED SPLIT SYSTEM | C101380220311924120036 | AIRHANDLER | SWA12E | R410A | 2
WALL MOUNTED SPLIT SYSTEM | UNABLE TO READ | PANASONIC | SWA12C | R410A | 2
WALL MOUNTED SPLIT SYSTEM |  | SANYO | AQV24NSFN | NA | 0
WALL MOUNTED SPLIT SYSTEM | 7453700089 | PANASONIC | CS-E21GKR | R410A | 4
ROOM AIR CONDITIONING UNIT | NA | TECO RAC | NA | R410A | 0
ROOM AIR CONDITIONING UNIT | 1721703276 | PANASONIC | CW-A121VR | R22 | 0.66
ROOM AIR CONDITIONING UNIT | TBA | KELVINATOR | TBA | NA | 0
AIR COOLED SPLIT SYSTEM | 240134956 | NULL | SWB70E | R410A | 3
FAN COIL UNIT - DUCTED | 206537-L10 | PARKER | CU-80C52HP | NA | 0
WALL MOUNTED SPLIT SYSTEM | 5.104e+17 | ZEIL | YJJC24FS-AAA-IIIS | NA | 0
WALL MOUNTED SPLIT SYSTEM | 7534504476 | PARKER | CU-E21GKR | NA | 0
WALL MOUNTED SPLIT SYSTEM | E001488 | DAIKIN | RKS50JVMA | R410A | 1.5
ROOM AIR CONDITIONING UNIT | N/A | TECO | LA0700Y | NA | 0
SWITCHBOARD MECHANICAL |  | DAIKIN |  | NA | 0
SWITCHBOARD MECHANICAL |  | DAIKIN |  | NA | 0
SWITCHBOARD MECHANICAL |  | DAIKIN |  | NA | 0
WALL MOUNTED SPLIT SYSTEM | N/A | ZEIL | RAJA18FS | NA | 0
ROOM AIR CONDITIONING UNIT | UNREADABLE | LG | LWM185RH-6 | R22 | 1
WALL MOUNTED SPLIT SYSTEM | 6000173 | MITSUBISHI | MUZ-GA60VB | R410A | 2
WALL MOUNTED SPLIT SYSTEM | 7534616213 | PANASONIC | CU-E24GKR | R410A | 3
ROOM AIR CONDITIONING UNIT |  | TEMPERZONE |  | NA | 0
ROOM AIR CONDITIONING UNIT |  | TEMPERZONE |  | NA | 0
WALL MOUNTED SPLIT SYSTEM | 769704090 | PANASONIC | CU-E24CKR | NA | 0
WALL MOUNTED SPLIT SYSTEM | 7555900856 | PANASONIC | CU-RE28HKR | R410A | 0
WALL MOUNTED SPLIT SYSTEM |  | ZEIL | RAHA12FSAAAA-II | NA | 0
AIR HANDLING UNIT | UNREADABLE | TRANE | UNREADABLE | NA | 0
AIR HANDLING UNIT | UNREADABLE | TRANE | UNREADABLE | NA | 0
WALL MOUNTED SPLIT SYSTEM | N/A | TCL | N/A | NA | 0
WALL MOUNTED SPLIT SYSTEM | NA | PANASONIC | NA | NA | 0
WALL MOUNTED SPLIT SYSTEM | 75374400008 | PANASONIC | CU-E18GKR | R410A | 2
WALL MOUNTED SPLIT SYSTEM | 7534611359 | PANASONIC | CU-E24GKR | R22 | 2
WALL MOUNTED SPLIT SYSTEM | 7534503972 | PANASONIC | CU-E21GKR | R410A | 3
CASSETTE SPLIT SYSTEM |  | MODULEX | PUH6YK2 | NA | 0
CASSETTE SPLIT SYSTEM | 12P00031 | MODULEX | SUZKA35VA2 | NA | 0
WALL MOUNTED SPLIT SYSTEM | N/A | FUJITSU | N/A | NA | 0
WALL MOUNTED SPLIT SYSTEM | UNREADABLE | HYUNDAI | UNREADABLE | R22 | 2
WALL MOUNTED SPLIT SYSTEM | UNREADABLE | MITSUBISHI | PKH-25EKY | R22 | 2
WALL MOUNTED SPLIT SYSTEM | UNREADABLE | MITSUBISHI | PKH-25EKY | R22 | 2
WALL MOUNTED SPLIT SYSTEM | NA | MITSUBISHI | PKH-20JV | R22 | 2
CASSETTE SPLIT SYSTEM | 780706647 | PANASONIC | CUL34DBE5 | R410A | 2
ROOM AIR CONDITIONING UNIT | 0087APE00464 | LG | LG-W13UHM | R410A | 1.2
AIR FAN - EXHAUST |  | HYUNDAI |  | NA | 0
ROOM AIR CONDITIONING UNIT |  | TEMPERZONE |  | NA | 0
ROOM AIR CONDITIONING UNIT | UNREADABLE | TECO | UNREADABLE | NA | 0
ROOM AIR CONDITIONING UNIT | 308KA00142 | KELVINATOR | KR20WR | NA | 0
WALL MOUNTED SPLIT SYSTEM | E004718 | DAIKIN | FTXS80GVMA | R410A | 1.7
WALL MOUNTED SPLIT SYSTEM | 7534703656 | PANASONIC | CUE28GKR | R410A | 1.7
WALL MOUNTED SPLIT SYSTEM | 7534700081 | PANASONIC | CS-E28GKR | R410A | 1.7
AIR HANDLING UNIT | N/A | CARRIER | N/A | NA | 0
CHILLED WATER PUMP | N/A | NULL | N/A | NA | 0
CHILLED WATER PUMP | N/A | NULL | N/A | NA | 0
CHILLED WATER UNIT | N/A | NULL | N/A | NA | 0
ELECTRIC DUCT HEATER | N/A | NULL | N/A | NA | 0
SWITCHBOARD MECHANICAL | N/A | NULL | N/A | NA | 0
VARIABLE SPEED DRIVE |  | DB INDUSTRIES |  | NA | 0
WALL MOUNTED SPLIT SYSTEM | T002066 | FUJITSU | ATO18RNEL | R22 | 1.9
WALL MOUNTED SPLIT SYSTEM | T0005223 | FUJITSU | AOT18RNEL | R22 | 1.9
WALL MOUNTED SPLIT SYSTEM | HPOO | HYUNDAI | HSH-1802BA | R22 | 0
WALL MOUNTED SPLIT SYSTEM | HN00 | HYUNDAI | HSH-1201BA | R22 | 0.89
WALL MOUNTED SPLIT SYSTEM | HN00 | HYUNDAI | HSH-1201BA | R22 | 0.89
ROOM AIR CONDITIONING UNIT |  | LIEBERT |  | NA | 0
ROOM AIR CONDITIONING UNIT | JAH-02037 | TEMPERZONE | LA1208Y | NA | 0
ROOM AIR CONDITIONING UNIT | C101361671111615121143 | TEMPERZONE | LA1204H | NA | 0
ROOM AIR CONDITIONING UNIT | NA | LG | NA | R22 | 1
WALL MOUNTED SPLIT SYSTEM | 7534611323 | PANASONIC | CU-E24GKR | R410A | 3
WALL MOUNTED SPLIT SYSTEM | 7433902747 | PANASONIC | CU-E18PKR | R410A | 3
FAN COIL UNIT - DUCTED |  | THERMAL EQUP CO |  | NA | 0
SWITCHBOARD MECHANICAL |  | DAIKIN |  | NA | 0
VARIABLE AIR VOLUME UNITS |  | HOVAL |  | NA | 0
VARIABLE AIR VOLUME UNITS |  | ZEIL |  | NA | 0
VARIABLE AIR VOLUME UNITS |  | ZEIL |  | NA | 0
VARIABLE AIR VOLUME UNITS | NA | ZEIL | NA | NULL | NULL
VARIABLE AIR VOLUME UNITS |  | ZEIL |  | NA | 0
CHILLED WATER PUMP |  | MTA HCYGNUS |  | NA | 0
CHILLED WATER PUMP |  | TEMPERZONE |  | NULL | NULL
CONDENSER WATER PUMP | 24G98A87 | TCL | 100X65-315 | NA | 0
CONDENSER WATER PUMP | 01G2009A11 | TCL | 150X125-315 | NA | 0
COOLING TOWER | N13250 | AQUARIUS | MSS175A | NA | 0
COOLING TOWER | N13250 | AQUARIUS | MSS175A | NA | 0
AIR HANDLING UNIT |  | DAIKIN |  | NA | 0
SWITCHBOARD MECHANICAL |  | DAIKIN |  | NA | 0
ROOM AIR CONDITIONING UNIT |  | TEMPERZONE |  | NA | 0
WALL MOUNTED SPLIT SYSTEM | 715323403 | PARKER | CU-2473KR | NA | 0
WALL MOUNTED SPLIT SYSTEM | 7534400169 | PARKER | CU-E18GKR | NA | 0
WALL MOUNTED SPLIT SYSTEM | 7506101943 | PANASONIC | CU-E24EKR | NA | 0
ROOM AIR CONDITIONING UNIT |  | LIEBERT |  | NA | 0
ROOM AIR CONDITIONING UNIT | DAI-02104 | TECO RAC | LA2308YS | R410A | 2
WALL MOUNTED SPLIT SYSTEM | N/A | SAMSUNG | N/A | NA | 0
DUCTED SPLIT SYSTEM | 799502810 | PANASONIC | CU-B50DBE8 | R22 | 0
AIR FAN - EXHAUST |  | NULL |  | NA | 0
ROOM AIR CONDITIONING UNIT | UNREADABLE | TECO RAC | LA1208Y | R410A | 1
DUCTED SPLIT SYSTEM | 4965 | CARRIER | 38QPA12-7 | R22 | 3.4
DUCTED SPLIT SYSTEM | 5538 | CIEMANTS | 39QPA12-7 | R22 | 3.4
AIR FAN - EXHAUST | 0 | AIRFLOW | 0 | NA | 0
ROOM AIR CONDITIONING UNIT | UNREADABLE | TECO RAC | UNREADABLE | R410A | 2
WALL MOUNTED SPLIT SYSTEM | E002887 | DAIKIN | RKD71BVMA | R22 | 0
CASSETTE SPLIT SYSTEM | E007964 | DAIKIN | RY50GAV1A | R22 | 2
WALL MOUNTED SPLIT SYSTEM | 3890378 | PANASONIC | CS-E21DKRS | R410A | 2
CASSETTE SPLIT SYSTEM | E007021 | DAIKIN | RY50GAV1A | R22 | 2.6
WALL MOUNTED SPLIT SYSTEM | E002420 | DAIKIN | RKD71BVMA | R410A | 3
WALL MOUNTED SPLIT SYSTEM | E009496 | DAIKIN | RXD71BVMA | NA | 0
AIR FAN - EXHAUST | 0 | AIRFLOW | 0 | NA | 0
WALL MOUNTED SPLIT SYSTEM | 7453411107 | PANASONIC | CS-E12GKR | R410A | 0.98
WALL MOUNTED SPLIT SYSTEM | 7453820785 | PARKER | CS-E24GKR | R410A | 2
WALL MOUNTED SPLIT SYSTEM | 7534621519 | PARKER | CU-E24GKR | R410A | 2
WALL MOUNTED SPLIT SYSTEM | 7534211790 | PANASONIC | CU-E12GKR | R410A | 980
ROOM AIR CONDITIONING UNIT | UNREADABLE | LG | UNREADABLE | R410A | 2
ROOM AIR CONDITIONING UNIT | 83601563 | KIRBY | KWH62CRA | NA | 0
ROOM AIR CONDITIONING UNIT |  | TEMPERZONE | LA1204H | NA | 0
ROOM AIR CONDITIONING UNIT |  | TEMPERZONE | LA1204H | NA | 0
WALL MOUNTED SPLIT SYSTEM | 408779 | PARKER | CS-E24JKR | NA | 0
AIR FAN - EXHAUST | N/A | RICHARDSON | F180L04J82 | NA | 0
FAN COIL UNIT - DUCTED | 209896 | ACTRON | SRD13C-01H1 | NA | 0
FIRE DAMPER |  | NULL |  | NA | 0
WALL MOUNTED SPLIT SYSTEM |  | MODULEX | DXC18Z3-S | NA | 0
WALL MOUNTED SPLIT SYSTEM | 7534504599 | PANASONIC | CU-E21GKR | R410A | 1.29
ROOM AIR CONDITIONING UNIT | 809-15950-0306 | TECO RAC | LA1206Y | NA | 0
ROOM AIR CONDITIONING UNIT | N/A | KELVINATOR | N/A | R410A | 0
WALL MOUNTED SPLIT SYSTEM | 1.856e+17 | YORK | HLJA12FS | R410A | 2
WALL MOUNTED SPLIT SYSTEM | 7552702233 | PANASONIC | CU-E28HKR | NA | 2.4
WALL MOUNTED SPLIT SYSTEM | 7552701977 | PANASONIC | CU-E28HKR | NA | 2.4
WALL MOUNTED SPLIT SYSTEM | 7552702230 | PANASONIC | CU-E28HKR | NA | 2.4
ROOM AIR CONDITIONING UNIT | UNREADABLE | TECO | UNREADABLE | R22 | 2
ROOM AIR CONDITIONING UNIT | 3 | TECO | LA1206Y | R22 | 2
ROOM AIR CONDITIONING UNIT | 230 | TECO RAC | LA1206Y | R22 | 2
WALL MOUNTED SPLIT SYSTEM | 061109-044135908 | TECO | LT1508V | R22 | 3
WALL MOUNTED SPLIT SYSTEM | 1757614506090500 | TECO | LS2409Y | R22 | 3
WALL MOUNTED SPLIT SYSTEM | 1.7576e+17 | TECO | LT2409Y | R22 | 2.5
WALL MOUNTED SPLIT SYSTEM | UNREADABLE | TECO | LS2409Y | R22 | 3
WALL MOUNTED SPLIT SYSTEM | 061207-040935906 | TECO | LT1508V | R22 | 1.25
WALL MOUNTED SPLIT SYSTEM | UNREADABLE | TECO | UNREADABLE | R22 | 1.25
WALL MOUNTED SPLIT SYSTEM | UNREADABLE | TECO | LS2409Y | R22 | 3.5
WALL MOUNTED SPLIT SYSTEM | UNREADABLE | TECO | LT1580V | R22 | 3
WALL MOUNTED SPLIT SYSTEM | 1.7576e+17 | TECO | LS2409Y | R22 | 3
WALL MOUNTED SPLIT SYSTEM | UNREADABLE | TECO | LS2409Y | R22 | 3.5
WALL MOUNTED SPLIT SYSTEM | 061207-050635906 | TECO | LT1508V | R22 | 1.2
WALL MOUNTED SPLIT SYSTEM | 1.7576e+17 | TECO | LS2409Y | R22 | 3.5
WALL MOUNTED SPLIT SYSTEM | UNREADABLE | TECO | LS2409Y | R22 | 1.5
ROOM AIR CONDITIONING UNIT | 920RC | KIRBY | KR15WR01 | NA | 0
ROOM AIR CONDITIONING UNIT | NA | TECO | NA | R22 | 0
ROOM AIR CONDITIONING UNIT | 0 | KELVINATOR | HXM-350 | NA | 0
ROOM AIR CONDITIONING UNIT | NA | YORK | YEUSE125R-11 | R410A | 0
ROOM AIR CONDITIONING UNIT | NA | YORK | SEILEX-W12HR | NA | 0
AIR COOLED SPLIT SYSTEM | UNREADABLE | PANASONIC | UNREADABLE | R410A | 10
ROOM AIR CONDITIONING UNIT |  | TEMPERZONE |  | NA | 0
AIR FAN - EXHAUST | 0 | HONEYWELL | 0 | NA | 0
ROOM AIR CONDITIONING UNIT | N/A | EMAIL | N/A | NA | 0
DUCTED SPLIT SYSTEM | 278593 | ACTRON | SRD190E-0100 | R410A | 8
AIR FAN - OUTSIDE |  | NULL |  | NA | 0
AIR FAN - OUTSIDE |  | NULL |  | NA | 0
CASSETTE SPLIT SYSTEM | 75P00377 | MITSUBISHI | SUZ-KA71VA | R410A | 2
CASSETTE SPLIT SYSTEM | 78P01182 | MITSUBISHI | SUZ-KA35VA | R410A | 1
DUCTED SPLIT SYSTEM | 78P00675 | MITSUBISHI | SUZ-KA71VA | R410A | 3
AIR FAN - EXHAUST |  | NULL |  | NA | 0
AIR FAN - EXHAUST |  | NULL |  | NA | 0
AIR FAN - EXHAUST |  | AIRFLOW |  | NA | 0
AIR FAN - EXHAUST |  | BULLOCK |  | NA | 0
AIR FAN - EXHAUST |  | SINKO |  | NA | 0
AIR FAN - EXHAUST |  | SOUTHERN CROSS |  | NA | 0
PACKAGED AIR CONDITIONING UNIT | E000227 | DAIKIN | UATY09K19 | NA | 0
WALL MOUNTED SPLIT SYSTEM | 6000171 | MITSUBISHI | MUZ-GA60VB | R410A | 2
WALL MOUNTED SPLIT SYSTEM | N/A | MITSUBISHI | SLZ-KA25VA | NA | 0
WALL MOUNTED SPLIT SYSTEM | 7552701133 | PANASONIC | CU-E28HKR | R410A | 3
WALL MOUNTED SPLIT SYSTEM | 7555900855 | PANASONIC | CU-RE28HKR | R410A | 3
WALL MOUNTED SPLIT SYSTEM | 7434911977 | PANASONIC | CU-W24EKR | R410A | 2
MULTI HEAD NON DUCTED SPLIT | UNREADABLE | DAIKIN | UNREADABLE | NA | 0
MULTI HEAD NON DUCTED SPLIT | UNREADABLE | DAIKIN | UNREADABLE | NA | 0
MULTI HEAD NON DUCTED SPLIT | UNREADABLE | DAIKIN | UNREADABLE | NA | 0
UNDER CEILING SPLIT SYSTEM |  | DAKO |  | NA | 0
MULTI HEAD NON DUCTED SPLIT | UNREADABLE | DAIKIN | UNREADABLE | NA | 0
MULTI HEAD NON DUCTED SPLIT | UNREADABLE | DAIKIN | UNREADABLE | NA | 0
MULTI HEAD NON DUCTED SPLIT | UNREADABLE | DAIKIN | UNREADABLE | NA | 0
WALL MOUNTED SPLIT SYSTEM | 7576705601 | PARKER | CU-E28JKR | NA | 0
ROOM AIR CONDITIONING UNIT | N/A | TECO | N/A | NA | 0
ROOM AIR CONDITIONING UNIT |  | TECO |  | NA | 0
ROOM AIR CONDITIONING UNIT | MEZ63137809 | LG | W13UHM | R410A | 760
ROOM AIR CONDITIONING UNIT | NA | LG | W13UHM | R410A | 0
WALL MOUNTED SPLIT SYSTEM |  | DAKO |  | NA | 0
WALL MOUNTED SPLIT SYSTEM |  | DAKO |  | NA | 0
WALL MOUNTED SPLIT SYSTEM | E003842 | DAIKIN | 4MXS80EVMA | NA | 0
WALL MOUNTED SPLIT SYSTEM | E003842 | DAIKIN | 4MXS80EVMA | NA | 0
WALL MOUNTED SPLIT SYSTEM | 743403036 | PANASONIC | CU-E15GKR | NA | 0
ROOM AIR CONDITIONING UNIT | NA | TECO | NA | R410A | 0
WALL MOUNTED SPLIT SYSTEM | 0008821T | MITSUBISHI | MUZ-GE35VA | R410A | 0.8
ROOM AIR CONDITIONING UNIT | NA | TECO RAC | NA | R410A | 0
WALL MOUNTED SPLIT SYSTEM | N/A | PANASONIC | N/A | NA | 0
WALL MOUNTED SPLIT SYSTEM | 7553006978 | PANASONIC | CU-E18HKR | R410A | 3
WALL MOUNTED SPLIT SYSTEM | 7553006991 | PANASONIC | CU-E18HKR7 | R410A | 3
WALL MOUNTED SPLIT SYSTEM | E011670 | DAIKIN | RXS60FBVMA | R410A | 0
WALL MOUNTED SPLIT SYSTEM | 7536201149 | PANASONIC | CU-RE12GKR | NA | 0
WALL MOUNTED SPLIT SYSTEM | 7536201152 | PANASONIC | CU-RE12GKR | NA | 0
CASSETTE SPLIT SYSTEM | UNREADABLE | DAIKIN | RY100KY1 | R22 | 2
ROOM AIR CONDITIONING UNIT | N/A | PANASONIC | N/A | NA | 0
ROOM AIR CONDITIONING UNIT | 088TAFZ00411 | LG | W18UHM-NB61 | R410A | 1
ROOM AIR CONDITIONING UNIT | 1336200386 | PANASONIC | CW-A172KR | R22 | 1
ROOM AIR CONDITIONING UNIT | n/a | TEMPERZONE | n/a | NA | 0
ROOM AIR CONDITIONING UNIT |  | TEMPERZONE |  | NA | 0
WALL MOUNTED SPLIT SYSTEM | 7555101115 | PARKER | CU-E12HKR | NA | 0
ROOM AIR CONDITIONING UNIT | 1335300583 | PANASONIC | CW-A200H | NA | 0
WALL MOUNTED SPLIT SYSTEM | 7534405708 | PANASONIC | CUE18GKR | R410A | 1.8
WALL MOUNTED SPLIT SYSTEM | 7576405190 | PANASONIC | CU-E18JKR | R410A | 1.18
WALL MOUNTED SPLIT SYSTEM | 7536101747 | PANASONIC | CU-RE9GKR | R410A | 1.9
WALL MOUNTED SPLIT SYSTEM | 7576501701 | PANASONIC | CUE21JKR | R410A | 1.18
WALL MOUNTED SPLIT SYSTEM |  | LIEBERT |  | NA | 0
WALL MOUNTED SPLIT SYSTEM | 6003020 | MODULEX | MUZ-A09YV | NA | 0
WALL MOUNTED SPLIT SYSTEM | CU-E18HKR | PARKER | CU-E18HKR | NA | 0
WALL MOUNTED SPLIT SYSTEM | UNREADABLE | PANASONIC | CU-E18HKR | R410A | 1
WALL MOUNTED SPLIT SYSTEM | 7515602838 | PANASONIC | CU-E15FKR | NA | 0
WALL MOUNTED SPLIT SYSTEM | 7576212153 | PARKER | CU-E12JKR | NA | 0
AIR FAN - EXHAUST | 0 | SINKO | 0 | NA | 0
WALL MOUNTED SPLIT SYSTEM | 581404255 | PARKER | CU-C24BKP5 | NA | 0
WALL MOUNTED SPLIT SYSTEM | 7588400057 | PARKER | CU-RE24JKR | NA | 0
WALL MOUNTED SPLIT SYSTEM | N/A | PANASONIC | N/A | NA | 0
0 - NOT SET | N/A | TEMPERZONE | N/A | NA | 0
ROOM AIR CONDITIONING UNIT | DAI-02104 | TECO RAC | LA2308YS | R22 | 0
CASSETTE SPLIT SYSTEM | 780708889 | PANASONIC | CU-L34DBE5 | R410A | 0
AIR FAN - EXHAUST | 0 | FIASCO MOTOR | 0 | NA | 0
WALL MOUNTED SPLIT SYSTEM | 7516603370 | PANASONIC | CU-W12EKR | NA | 0
ROOM AIR CONDITIONING UNIT | N/A | TECO | N/A | NA | 0
ROOM AIR CONDITIONING UNIT | N/A | TECO | N/A | NA | 0
WALL MOUNTED SPLIT SYSTEM | UNREADABLE | PANASONIC | CU-E18PKR | R410A | 3
WALL MOUNTED SPLIT SYSTEM | 7453403194 | PANASONIC | CU-E12CKPS | R410A | 3
WALL MOUNTED SPLIT SYSTEM |  | FEDERAL | APO314P10B003 | NA | 0
WALL MOUNTED SPLIT SYSTEM | 7552813599 | PANASONIC | CU-E24HKR | R410A | 1.7
ROOM AIR CONDITIONING UNIT |  | YORK |  | NA | 0
ROOM AIR CONDITIONING UNIT |  | LG |  | NA | 0
FAN COIL UNIT - DUCTED |  | AQUATHERM | SMH140S-610-R | NA | 0
FAN COIL UNIT - DUCTED | 20020 | FANS DIRECT | FEH150 | NA | 0
SWITCHBOARD MECHANICAL |  | DAIKIN |  | NA | 0
SWITCHBOARD MECHANICAL |  | ZEIL |  | NA | 0
VARIABLE AIR VOLUME UNITS |  | DAIKIN |  | NA | 0
VARIABLE AIR VOLUME UNITS |  | HOVAL |  | NA | 0
VARIABLE AIR VOLUME UNITS |  | HOVAL |  | NA | 0
VARIABLE AIR VOLUME UNITS | 1654 | ZEIL | HFBE-ED-CD-CLH | NA | 0
WALL MOUNTED SPLIT SYSTEM | E012023 | DAKO | FTXD60BVMA | NA | 0
WALL MOUNTED SPLIT SYSTEM | 156203171RE | MODULEX | DXC21Z4-S | NA | 0
WALL MOUNTED SPLIT SYSTEM | 6626000896 | PARKER | CU-E21MKR | NA | 0
CONDENSER WATER PUMP | 24G98A88 | TCL | 150X125-315 | NA | 0
AIR FAN - EXHAUST |  | NULL |  | NA | 0
AIR FAN - EXHAUST |  | NULL |  | NA | 0
AIR FAN - EXHAUST |  | BAC |  | NA | 0
AIR FAN - EXHAUST |  | WORMALD |  | NA | 0
WALL MOUNTED SPLIT SYSTEM | 7534300461 | DAKO | CU-E15GKR | NA | 0
WALL MOUNTED SPLIT SYSTEM | N/A | DAIKIN | N/A | NA | 0
WALL MOUNTED SPLIT SYSTEM | N/A | DAIKIN | N/A | NA | 0
WALL MOUNTED SPLIT SYSTEM | N/A | PANASONIC | N/A | NA | 0
ROOM AIR CONDITIONING UNIT | N/A | TEMPERZONE | N/A | NA | 0
ROOM AIR CONDITIONING UNIT | N/A | TECO | N/A | NA | 0
WALL MOUNTED SPLIT SYSTEM | UNREADABLE | LG | F24AHJ | R410A | 3
DUCTED SPLIT SYSTEM | 293182 | NULL | SDR175C | R410A | 7.1
SWITCHBOARD MECHANICAL | 50079 | NULL | CPE0454F | NA | 0
FIRE DAMPER | 0 | NULL | 0 | NA | 0
FIRE DAMPER | 0 | NULL | 0 | NA | 0
PACKAGED AIR CONDITIONING UNIT | 79984 | TEMPERZONE | OPA405RKTH | NA | 0
WALL MOUNTED SPLIT SYSTEM | 2003191 | MITSUBISHI | MSZ-GE50VA2 | R410A | 1.55
WALL MOUNTED SPLIT SYSTEM | 2013000 | MITSUBISHI | MUZ-GE35VA2 | R410A | 1.15
CASSETTE SPLIT SYSTEM | UNREADABLE | MITSUBISHI | PLA-RP100BA | R410A | 2
FAN COIL UNIT - DUCTED | NA | CARRIER | NA | NA | 0
ROOM AIR CONDITIONING UNIT | UNREADABLE | LENNOX | UNREADABLE | R410A | 1
WALL MOUNTED SPLIT SYSTEM | N/A | PANASONIC | N/A | NA | 0
ROOM AIR CONDITIONING UNIT | N/A | COUNTRY AIR | N/A | NA | 0
ROOM AIR CONDITIONING UNIT |  | TEMPERZONE | LA1259LHS | NA | 0
WALL MOUNTED SPLIT SYSTEM | E006668 | DAKO | RXD71BVMA | NA | 0
WALL MOUNTED SPLIT SYSTEM | 7555010978 | PARKER | CS-E9HKR | NA | 0
WALL MOUNTED SPLIT SYSTEM | 7556000583 | PARKER | CU-RE24HKR | NA | 0
ROOM AIR CONDITIONING UNIT | C101166420210105120052 | TECO | LA1804H | R410A | 3
ROOM AIR CONDITIONING UNIT | NA | LG | NA | R22 | 0
WALL MOUNTED SPLIT SYSTEM | 7534502173 | PARKER | CU-E21GKR | NA | 0
ROOM AIR CONDITIONING UNIT | N/A | LG | N/A | NA | 0
WALL MOUNTED SPLIT SYSTEM | 203KA00015 | LG | LSK180H-2 | R22 | 0
ROOM AIR CONDITIONING UNIT | 95303218 | KELVINATOR | KWH47HRA | R410A | 0
WALL MOUNTED SPLIT SYSTEM | 201KA00071 | LG | LSL120H-1 | R22 | 0
WALL MOUNTED SPLIT SYSTEM | 201KA00271 | LG | LSL120H-1 | R22 | 0
UNDER CEILING SPLIT SYSTEM | 6540002059 | PANASONIC | U-140PE-140PE1R | R410A | 5
ROOM AIR CONDITIONING UNIT | 362 | TECO RAC | LA1206Y | R22 | 2
WALL MOUNTED SPLIT SYSTEM | 6535401326 | PARKER | CU-RE24PKR | NA | 0
WALL MOUNTED SPLIT SYSTEM | 2005933 | MITSUBISHI | MUZ-GE80VA2 | R410A | 3
WALL MOUNTED SPLIT SYSTEM | 2000234 | MITSUBISHI | MUZ-GE80VA2 | R410A | 3
WALL MOUNTED SPLIT SYSTEM | 2000359 | MITSUBISHI | MUZ-GE80VA | R410A | 3
WALL MOUNTED SPLIT SYSTEM | N/A | ACTRON | SWA18C | R410A | 1.65
WALL MOUNTED SPLIT SYSTEM | 111KAFX00299 | LG | R18AWN-UC11 | R410A | 1.35
WALL MOUNTED SPLIT SYSTEM | 3428701390 | PANASONIC | CS-S24NKR | R410A | 0
WALL MOUNTED SPLIT SYSTEM | E005944 | FUJITSU | AOTG18LVCC | R410A | 1.45
WALL MOUNTED SPLIT SYSTEM | 3001063 | MITSUBISHI | MUZ-GE80VAD | R410A | 3
WALL MOUNTED SPLIT SYSTEM | 3002598 | MODULEX | MSZ-GE89VA2 | NA | 0
WALL MOUNTED SPLIT SYSTEM | 252002080RE | MITSUBISHI | SRC35ZJ-S1 | R410A | 3
AIR FAN - EXHAUST | 38 A 060068 | HELLER | 90206AW | NA | 0
WALL MOUNTED SPLIT SYSTEM | E020470 | FUJITSU | AOTG24LFCC | R410A | 3
WALL MOUNTED SPLIT SYSTEM | 691 | MITSUBISHI | SUZ-KA60VA3 | R410A | 1.8
WALL MOUNTED SPLIT SYSTEM | 245605263RE | MITSUBISHI | DXC24Z4-S | R410A | 1.8
WALL MOUNTED SPLIT SYSTEM |  | MITSUBISHI |  | NA | 0
WALL MOUNTED SPLIT SYSTEM | 146600714RE | MITSUBISHI | DXC12Z3-S | R410A | 3
WALL MOUNTED SPLIT SYSTEM | 1004337 | MITSUBISHI | MUZ-GE50VA2 | R410A | 3
DUCTED SPLIT SYSTEM | 280695 | ACTRON | SRD190C-100 | R410A | 3
ROOM AIR CONDITIONING UNIT | UNREADABLE | TECO RAC | UNREADABLE | R410A | 1
ROOM AIR CONDITIONING UNIT | JBD-02347 | TELCO | TWW27HFBGJBB | R410A | 2
ROOM AIR CONDITIONING UNIT | LBD-02352 | TECO RAC | TWW27HFBGJBB | R410A | 2
ROOM AIR CONDITIONING UNIT | LBD-02352 | TECO | TWW40HFBGJBB | R410A | 2
WALL MOUNTED SPLIT SYSTEM |  | PARKER |  | NA | 0
WALL MOUNTED SPLIT SYSTEM | N/A | PANASONIC | N/A | NA | 0
ROOM AIR CONDITIONING UNIT |  | TECO |  | NA | 0
ROOM AIR CONDITIONING UNIT | 2922260 | KELVINATOR | KWH39HRB | R410A | 2
ROOM AIR CONDITIONING UNIT | 29222271 | KELVINATOR | KWH39HRB | R410A | 2
WALL MOUNTED SPLIT SYSTEM | 3002289 T | MITSUBISHI | MSZ-GE80VAD | R410A | 3
WALL MOUNTED SPLIT SYSTEM | 3002315 T | MITSUBISHI | MSZ-GE80VAD | R410A | 2
WALL MOUNTED SPLIT SYSTEM | E007968 | DAIKIN | RXS60KAVMA | R410A | 1.5
WALL MOUNTED SPLIT SYSTEM | E007969 | DAIKIN | RXS60KAVMA | R410A | 1.5
AIR FAN - EXHAUST | N/A | FANTECH | MV252S | NA | 0
AIR FAN - EXHAUST | N/A | FANTECH | MV020S | NA | 0
WALL MOUNTED SPLIT SYSTEM | 7534600855 | PANASONIC | CU-E24GKR | R410A | 2
MULTI HEAD NON DUCTED SPLIT | N/A | DAIKIN | N/A | NA | 0
MULTI HEAD NON DUCTED SPLIT | N/A | DAIKIN | N/A | NA | 0
CASSETTE SPLIT SYSTEM |  | DAKO |  | NA | 0
CASSETTE SPLIT SYSTEM | C008825 | DAIKIN | FCQ71KVEA | R410A | 3
WALL MOUNTED SPLIT SYSTEM | UNREADABLE | PANASONIC | CS-S28PKR | NA | 0
WALL MOUNTED SPLIT SYSTEM | N/A | MITSUBISHI | N/A | NA | 0
CASSETTE SPLIT SYSTEM | E002183 | DAIKIN | RMXS112EV1A | R410A | 4
WALL MOUNTED SPLIT SYSTEM | S032682 | DAIKIN | RZQ100KCV4A | R410A | 4
WALL MOUNTED SPLIT SYSTEM | S042446 | DAIKIN | RZQ100KCV4A | R410A | 4
WALL MOUNTED SPLIT SYSTEM | E000569 | DAIKIN | RKS35LVMA | R410A | 3
WALL MOUNTED SPLIT SYSTEM | 3000187 | MITSUBISHI | MUZ-GE42VA | R410A | 1.15
WALL MOUNTED SPLIT SYSTEM | NA | MITSUBISHI | DXC09Z3-6 | R410A | 3
WALL MOUNTED SPLIT SYSTEM | N/A | MITSUBISHI | N/A | NA | 0
CHILLED WATER PUMP | 003942TL | WOLF ELECTRICAL | Q2EFA160M2B-92 N VIB.CIAICIFS1 | NA | 0
CHILLED WATER PUMP | 024802FM | WOLF ELECTRICAL | Q2EFA160M2B-92 N VIB.CIAICIFS1 | NA | 0
CHILLER - CENTRIFUGAL | 12L920290 | CARRIER | 30HXC190---901--EE | NULL | NULL
WALL MOUNTED SPLIT SYSTEM |  | PARKER |  | NA | 0
WALL MOUNTED SPLIT SYSTEM | 6535104562 | PANASONIC | CU-E24PKR | R410A | 0
WALL MOUNTED SPLIT SYSTEM | E003346 | DAIKIN | FXAQ50PVE | R410A | 3
WALL MOUNTED SPLIT SYSTEM | UNREADABLE | DAIKIN | UNREADABLE | R410A | 3
WALL MOUNTED SPLIT SYSTEM | E001020 | DAIKIN | FXAQ25PYE | R410A | 3
WALL MOUNTED SPLIT SYSTEM | UNREADABLE | DAIKIN | UNREADABLE | R410A | 10
ROOM AIR CONDITIONING UNIT | UNREADABLE | TECO RAC | UNREADABLE | R410A | 2
WALL MOUNTED SPLIT SYSTEM | MSZ-GE71VA | MITSUBISHI | MSZ-GE71VA | R410A | 2
WALL MOUNTED SPLIT SYSTEM | SMS-GE71VA | MITSUBISHI | MSZ-GE71VA | R410A | 3
WALL MOUNTED SPLIT SYSTEM | 3001962 | MITSUBISHI | MUZ-GE25VA | R410A | 3
CASSETTE SPLIT SYSTEM | 6509600026 | PARKER | U-100PE1R8 | NA | 0
WALL MOUNTED SPLIT SYSTEM | 6904300309 | PANASONIC | CU-RE24PKR | R410A | 3
ROOM AIR CONDITIONING UNIT | 0 | TEMPERZONE | 0 | NA | 0
WALL MOUNTED SPLIT SYSTEM | 2005257T | MITSUBISHI | MUZ-GE42VA | R410A | 1.15
WALL MOUNTED SPLIT SYSTEM | 6644100516 | PANASONIC | CU-RE9NKR | R410A | 0
ROOM AIR CONDITIONING UNIT | UNREADABLE | TECO RAC | TWW27HFBGJBB | R410A | 2
ROOM AIR CONDITIONING UNIT | UNREADABLE | TECO RAC | TWW53HFBGJBB | R410A | 2
WALL MOUNTED SPLIT SYSTEM | 3003524 | MITSUBISHI | MSZ-GE80VAD | R410A | 19
WALL MOUNTED SPLIT SYSTEM | 3939301223 | PANASONIC | CS-E12PKR | R410A | 1.05
WALL MOUNTED SPLIT SYSTEM | 2994304196 | PANASONIC | CS - RE12NKR | R410A | 0.97
WALL MOUNTED SPLIT SYSTEM | 3001968 | MITSUBISHI | MSZ-GE80VA2 | R410A | 4
WALL MOUNTED SPLIT SYSTEM | 3001969 T | MITSUBISHI | MUZ-GE80VA2 | R410A | 4
WALL MOUNTED SPLIT SYSTEM | 3939802040 | MITSUBISHI | CS-E2KR | R410A | 3
WALL MOUNTED SPLIT SYSTEM | 2994306445 | PANASONIC | CS-RE12NKR | R410A | 3
WALL MOUNTED SPLIT SYSTEM | 6521712803 | PANASONIC | CU-E12NKR | R410A | 3
ROOM AIR CONDITIONING UNIT | JBD-02347 | NULL | TWW40HFBGJBB | NA | 0
ROOM AIR CONDITIONING UNIT | UNREADABLE | TECO | UNREADABLE | R22 | 0
ROOM AIR CONDITIONING UNIT | NA | TECO | NA | NA | 0
ROOM AIR CONDITIONING UNIT |  | TECO |  | NA | 0
ROOM AIR CONDITIONING UNIT | 2040840000102 | TECO | TWW27HFBGJBB | R410A | 1
WALL MOUNTED SPLIT SYSTEM |  | MITSUBISHI | DXK18ZJ-S | R410A | 2
WALL MOUNTED SPLIT SYSTEM |  | MITSUBISHI | DXK18ZJ-S | R410A | 2
WALL MOUNTED SPLIT SYSTEM |  | MITSUBISHI | DXK18ZJ-S | R410A | 2
WALL MOUNTED SPLIT SYSTEM | 2994303886 | PANASONIC | CS-RE12NKR | R410A | 0
CASSETTE SPLIT SYSTEM | 230 | MITSUBISHI | SUZ-KA25VA3 | R410A | 2
WALL MOUNTED SPLIT SYSTEM | 3003895 | MITSUBISHI | MSZ-GE80VAD | R410A | 2
FAN COIL UNIT - DUCTED |  | AQUATHERM | 7921-084788 | NA | 0
FAN COIL UNIT - DUCTED | 83909 | THERMAL EQUP CO | IMD170-4/1 | NA | 0
WALL MOUNTED SPLIT SYSTEM | UNREADABLE | DAIKIN | UNREADABLE | R410A | 3
0 - NOT SET | 2994306447 | PARKER | CS-RE12NKR | NA | 0
WALL MOUNTED SPLIT SYSTEM | 0 | MODULEX | 0 | NA | 0
CHILLER - AIR COOLED | TBA | LUNITE HERMITI | TBA | OTHER | 0
FRIDGE | TBA | LUNITE HERMITI | TBA | NULL | NULL
ROOM AIR CONDITIONING UNIT | . | TECO RAC | 0 | R22 | 1
PACKAGED AIR CONDITIONING UNIT | UNREADABLE | TEMPERZONE | OPA201RKYGH | R410A | 0
PACKAGED AIR CONDITIONING UNIT | N/A | TEMPERZONE | OPA201RKYGH | R410A | 20
CHILLER - WATER COOLED | 32047104 | CLIMAVENETA | NECS-W/H 0904 | NA | 0
ROOM AIR CONDITIONING UNIT | 102456000185 | TECO RAC | LA0918Y | R410A | 0
ROOM AIR CONDITIONING UNIT | 1079630000963 | TEMPERZONE | TWW27CFB | NA | 0
CASSETTE SPLIT SYSTEM | 4001805 T | MITSUBISHI | MSZ-GE80VAD | R410A | 1.9
WALL MOUNTED SPLIT SYSTEM | 3940100186 | PANASONIC | CS-RE24PKER | R410A | 1.7
WALL MOUNTED SPLIT SYSTEM | 3906201584 | PANASONIC | CS-E15NKR | R410A | 2
ROOM AIR CONDITIONING UNIT | N/A | TECO | NO LABEL | R410A | 2
WALL MOUNTED SPLIT SYSTEM | 3939305325 | PANASONIC | CS-E12PKR | R410A | 0
ROOM AIR CONDITIONING UNIT | TWW40HFBGGJB | TECO | TWW40HFBGJBB | R410A | 0.6
WALL MOUNTED SPLIT SYSTEM | N/A | PARKER | CU - E24PKR | NA | 0
WALL MOUNTED SPLIT SYSTEM | 6535408320 | PANASONIC | CU-RE24PKR | R410A | 1.7
ROOM AIR CONDITIONING UNIT | 2040840000273 | TEMPERZONE | TWW27HFB | NA | 0
WALL MOUNTED SPLIT SYSTEM | 2994306043 | PANASONIC | CS-RE12NKR | R404A | 2.1
WALL MOUNTED SPLIT SYSTEM | 2937801909 | PANASONIC | CU-RE28LKR | R404A | 2.1
WALL MOUNTED SPLIT SYSTEM | UNREADABLE | MITSUBISHI | MUZ-GE80VAD | NA | 0
WALL MOUNTED SPLIT SYSTEM | 3002254 | MITSUBISHI | MUZ-GE80VAD | R410A | 10
WALL MOUNTED SPLIT SYSTEM | 3003382 | MITSUBISHI | MSZ-GE80VAD | R410A | 2
WALL MOUNTED SPLIT SYSTEM | MSZ-GE80VAD | MITSUBISHI | MSZ-GE80VAD | R410A | 2
WALL MOUNTED SPLIT SYSTEM | 6535121797 | PANASONIC | CU-E24PKR | R410A | 1.7
WALL MOUNTED SPLIT SYSTEM | 3939720418 | PANASONIC | CS-E24PKR | R410A | 2
ROOM AIR CONDITIONING UNIT | NO ACCESS | TECO RAC | NO ACCESS | R22 | 2
AIR FAN - EXHAUST | N/A | NULL | N/A | NA | 0
AIR FAN - EXHAUST | N/A | AIR DESIGN | N/A | NA | 0
AIR FAN - EXHAUST | N/A | AIR DESIGN | N/A | NA | 0
AIR FAN - EXHAUST | N/A | AIRFLOW | N/A | NA | 0
AIR FAN - EXHAUST | N/A | NULL | N/A | NA | 0
AIR FAN - EXHAUST | N/A | NULL | N/A | NA | 0
TOILET EXHAUST FAN | N/A | NULL | N/A | NA | 0
TOILET EXHAUST FAN | N/A | NULL | N/A | NA | 0
AIR FAN - EXHAUST | 0 | AIRFLOW | 0 | NA | 0
AIR FAN - EXHAUST | 0 | AIRFLOW | 0 | NA | 0
AIR FAN - EXHAUST | 0 | AIRFLOW | 0 | NA | 0
AIR FAN - EXHAUST |  | NULL |  | NA | 0
AIR FAN - EXHAUST | 0 | NULL | 0 | NA | 0
AIR FAN - EXHAUST | 0 | NULL | 0 | NA | 0
AIR FAN - EXHAUST | 0 | S&P | 0 | NA | 0
AIR FAN - EXHAUST | 0 | S&P | 0 | NA | 0
AIR FAN - EXHAUST | 0 | S&P | 0 | NA | 0
ROOM AIR CONDITIONING UNIT | UNREADABLE | COUNTRY AIR | UNREADABLE | NA | 0
AIR FAN - EXHAUST | UNREADABLE | AIR DESIGN | UNREADABLE | NA | 0
WALL MOUNTED SPLIT SYSTEM |  | MODULEX | MSZ-GE80VA | NA | 0
SMOKE EXHAUST FAN |  | WORMALD |  | NA | 0
0 - NOT SET | 920RB | LIEBERT | LWM185 | NA | 0
ROOM AIR CONDITIONING UNIT |  | NULL |  | NA | 0
WALL MOUNTED SPLIT SYSTEM | 7476306644 | PANASONIC | CS-E28HKR | R410A | 1.8
FIRE DAMPER |  | NULL |  | NA | 0
ROOM AIR CONDITIONING UNIT |  | KELVINATOR |  | NA | 0
ROOM AIR CONDITIONING UNIT |  | KELVINATOR |  | NA | 0
ROOM AIR CONDITIONING UNIT |  | TECO |  | NA | 0
ROOM AIR CONDITIONING UNIT |  | TECO RAC |  | NA | 0
ROOM AIR CONDITIONING UNIT |  | TECO |  | NA | 0
AIR FAN - EXHAUST | UNREADABLE | NULL | UNREADABLE | NA | 0
AIR FAN - EXHAUST | 0 | AIRFLOW | 0 | NA | 0
AIR FAN - EXHAUST | 0 | AIRFLOW | 0 | NA | 0
AIR FAN - EXHAUST | 0 | AIRFLOW | 0 | NA | 0
AIR FAN - EXHAUST | 0 | AIRFLOW | 0 | NA | 0
AIR FAN - EXHAUST | 0 | AIRFLOW | 0 | NA | 0
AIR FAN - EXHAUST | N/A | FANTECH | CE354D | NA | 0
ROOM AIR CONDITIONING UNIT | N/A | PANASONIC | N/A | NA | 0
ROOM AIR CONDITIONING UNIT | UNREADABLE | KELVINATOR | KR23F | R22 | 1
AIR FAN - EXHAUST | 0 | AIRFLOW | 0 | NA | 0
ROOM AIR CONDITIONING UNIT | UNREADABLE | KELVINATOR | UNREADABLE | NA | 0
CHILLED WATER UNIT | N/A | BELIMO | N/A | NA | 0
ELECTRIC DUCT HEATER | N/A | NULL | N/A | NA | 0
CHILLED WATER UNIT | N/A | NULL | N/A | NA | 0
CHILLED WATER UNIT | N/A | NULL | N/A | NA | 0
CHILLED WATER UNIT | N/A | NULL | N/A | NA | 0
CHILLED WATER UNIT | N/A | NULL | N/A | NA | 0
CHILLED WATER UNIT | N/A | NULL | N/A | NA | 0
CHILLED WATER UNIT | N/A | NULL | N/A | NA | 0
ELECTRIC DUCT HEATER | N/A | NULL | N/A | NA | 0
ELECTRIC DUCT HEATER | N/A | NULL | N/A | NA | 0
ELECTRIC DUCT HEATER | N/A | NULL | N/A | NA | 0
ELECTRIC DUCT HEATER | N/A | NULL | N/A | NA | 0
ELECTRIC DUCT HEATER | N/A | NULL | N/A | NA | 0
MAKE UP TANK | N/A | NULL | N/A | NA | 0
SWITCHBOARD MECHANICAL | N/A | NULL | N/A | NA | 0
SWITCHBOARD MECHANICAL | N/A | NULL | N/A | NA | 0
SWITCHBOARD MECHANICAL | N/A | NULL | N/A | NA | 0
SWITCHBOARD MECHANICAL | N/A | NULL | N/A | NA | 0
SWITCHBOARD MECHANICAL | UNREADABLE | NULL | UNREADABLE | NA | 0
VARIABLE SPEED DRIVE | N/A | DANFOSS | N/A | NA | 0
WALL MOUNTED SPLIT SYSTEM | N/A | PARKER | N/A | NA | 0
AIR FAN - EXHAUST | 0 | S&P | 0 | NA | 0
AIR FAN - EXHAUST | 0 | S&P | 0 | NA | 0
AIR FAN - EXHAUST | 0 | S&P | 0 | NA | 0
AIR CURTAIN |  | NULL |  | NA | 0
0 - NOT SET |  | NULL |  | NA | 0
0 - NOT SET |  | NULL |  | NA | 0
0 - NOT SET |  | NULL |  | NA | 0
0 - NOT SET |  | NULL |  | NA | 0
0 - NOT SET |  | NULL |  | NA | 0
0 - NOT SET |  | NULL |  | NA | 0
WALL MOUNTED SPLIT SYSTEM | 6626202823 | PANASONIC | CU-RE24MKR | R410A | 3
ROOM AIR CONDITIONING UNIT | NA | KELVINATOR | NA | R22 | 2
WALL MOUNTED SPLIT SYSTEM | N/A | MITSUBISHI | N/A | NA | 0
DUCTED SPLIT SYSTEM | E006618 | DAIKIN | RY160LUY1 | NA | 0
DUCTED SPLIT SYSTEM | E006563 | DAIKIN | RY160LUY1 | NA | 0
UNDER CEILING SPLIT SYSTEM | E000427 | DAIKIN | RZQS71AV1 | NA | 0
WALL MOUNTED SPLIT SYSTEM | D200003240415212120016 | DAIKIN | SWB70E | NA | 0
WALL MOUNTED SPLIT SYSTEM | UNREADABLE | LG | UNREADABLE | NA | 0
UNDER CEILING SPLIT SYSTEM | E00304 | DAIKIN | RZQS71AV1 | NA | 0
AIR FAN - EXHAUST | 0 | AIR DESIGN | 0 | NA | 0
AIR FAN - EXHAUST | 0 | AIR DESIGN | 0 | NA | 0
AIR FAN - EXHAUST | UNREADABLE | AIR DESIGN | UNREADABLE | NA | 0
SMOKE EXHAUST FAN | 0 | AIR DESIGN | 0 | NA | 0
AIR FAN - EXHAUST |  | NULL |  | NA | 0
SWITCHBOARD MECHANICAL | NA | NULL | NA | NA | 0
UNDER CEILING SPLIT SYSTEM | UNREADABLE | RVP | UNREADABLE | R22 | 2
0 - NOT SET |  | NULL |  | NA | 0
AIR COOLED SPLIT SYSTEM |  | MITSUBISHI | MSZ-GE42VA | NA | 0
AIR FAN - EXHAUST | 0 | S&P | 0 | NA | 0
AIR FAN - EXHAUST | 0 | S&P | 0 | NA | 0
ROOM AIR CONDITIONING UNIT | 74830376 | KELVINATOR | KR10PB | NA | 0
ROOM AIR CONDITIONING UNIT | 748 30376 | KELVINATOR | KR10PB | R22 | 2
ROOM AIR CONDITIONING UNIT | 13080117 | TECO RAC | LA1249YFHS | R22 | 0
ROOM AIR CONDITIONING UNIT | UNREADABLE | TECO RAC | LA0720YFHS | R22 | 2
AIR FAN - OUTSIDE | F1361 | OTHER | 10BSW9 | NA | 0
AIR FAN - OUTSIDE | F1361 | OTHER | 10BSW9 | NA | 0
COOLING TOWER | 70388 | AQUARIUS | CR527A | NA | 0
AIR FAN - EXHAUST | F1360 | OTHER | 10BDW3 | NA | 0
AIR FAN - EXHAUST | F1359 | OTHER | 10BSW9 | NA | 0
AIR FAN - EXHAUST | F1359 | OTHER | 10BSW9 | NA | 0
AIR FAN - EXHAUST |  | WORMALD |  | NA | 0
SWITCHBOARD MECHANICAL |  | DAIKIN |  | NA | 0
AIR HANDLING UNIT |  | MUNTERS | LS1118CM | NA | 0
AIR HANDLING UNIT | K6436 | MUNTERS | MLH04 | NA | 0
DUCTED SPLIT SYSTEM |  | MUNTERS | LS118D | NA | 0
AIR FAN - EXHAUST |  | ROBERT SHAW | W174 | NA | 0
MAKE UP TANK |  | NULL |  | NA | 0
SWITCHBOARD MECHANICAL |  | DAIKIN |  | NA | 0
SWITCHBOARD MECHANICAL |  | DAIKIN |  | NA | 0
AIR FAN - EXHAUST | 0 | NULL | 0 | NA | 0
AIR HANDLING UNIT |  | MUNTERS | LS1118CM | NA | 0
AIR HANDLING UNIT |  | MUNTERS | LS108D HCM | NA | 0
AIR FAN - EXHAUST |  | SOUTHERN CROSS |  | NA | 0
SWITCHBOARD MECHANICAL |  | NULL |  | NA | 0
SWITCHBOARD MECHANICAL |  | DAIKIN |  | NA | 0
ROOM AIR CONDITIONING UNIT | 1388 | KELVINATOR | KR17F | R22 | 805
ROOM AIR CONDITIONING UNIT | 10361 | KELVINATOR | KR16D | R22 | 730
AIR FAN - EXHAUST |  | SOUTHERN CROSS |  | NA | 0
AIR FAN - EXHAUST | 0 | NULL | 0 | NA | 0
AIR FAN - EXHAUST | 0 | LENCO | 0 | NA | 0
AIR FAN - EXHAUST | 0 | LENCO | 0 | NA | 0
ROOM AIR CONDITIONING UNIT | UNREADABLE | KELVINATOR | UNREADABLE | R22 | 1
AIR FAN - EXHAUST | 0 | AIRFLOW | 0 | NA | 0
AIR FAN - EXHAUST | 0 | AIRFLOW | 0 | NA | 0
ROOM AIR CONDITIONING UNIT | N/A | KELVINATOR | N/A | NA | 0
AIR HANDLING UNIT |  | MUNTERS | SINKO | NA | 0
AIR HANDLING UNIT |  | SUNDOWNER |  | NA | 0
CHILLED WATER PUMP | FRAME 132S | TEMPERZONE | AEEB8A | NA | 0
SWITCHBOARD MECHANICAL |  | DAIKIN |  | NA | 0
AIR FAN - OUTSIDE |  | SIGREST DESIGN |  | NA | 0
AIR FAN - EXHAUST |  | NULL |  | NA | 0
AIR FAN - EXHAUST |  | NULL |  | NA | 0
AIR FAN - EXHAUST | V7929 | BAC | 24G | NA | 0
ROOM AIR CONDITIONING UNIT |  | KIRBY | 4106AB | NA | 0
AIR FAN - EXHAUST |  | NULL |  | NA | 0
AIR FAN - EXHAUST |  | NULL |  | NA | 0
AIR FAN - EXHAUST |  | NULL |  | NA | 0
AIR FAN - EXHAUST |  | NULL |  | NA | 0
SWITCHBOARD MECHANICAL | NA | NULL | NA | NA | 0
ROOM AIR CONDITIONING UNIT | N/A | EMAIL | N/A | NA | 0
ROOM AIR CONDITIONING UNIT | N/A | KELVINATOR | N/A | NA | 0
ROOM AIR CONDITIONING UNIT | UNREADABLE | TECO RAC | LA0720YFHS | R22 | 0
AIR FAN - OUTSIDE | TBA | APAC | TBA | NULL | NULL
AIR FAN - EXHAUST |  | NULL |  | NA | 0
WALL MOUNTED SPLIT SYSTEM | 0 | KELVINATOR | 0 | NA | 0
AIR HANDLING UNIT |  | MUNTERS | L1508DHCM | NA | 0
AIR HANDLING UNIT |  | MUNTERS |  | NA | 0
AIR FAN - EXHAUST |  | ROBERT SHAW | WERSTER G02 | NA | 0
SWITCHBOARD MECHANICAL |  | DAIKIN |  | NA | 0
SWITCHBOARD MECHANICAL |  | DAIKIN |  | NA | 0
ROOM AIR CONDITIONING UNIT | N/A | KELVINATOR | N/A | NA | 0
DUCTED SPLIT SYSTEM | 1097W99159 | APAC | S14HP/CHB-04 | R22 | 10
ROOM AIR CONDITIONING UNIT | UNREADABLE | KELVINATOR | UNREADABLE | R22 | 0
ROOM AIR CONDITIONING UNIT | UNREADABLE | COUNTRY AIR | UNREADABLE | NA | 0
DUCTED SPLIT SYSTEM | 2234948164 | ENGLISH ELECT | GC65RCFX | NA | 0
WALL MOUNTED SPLIT SYSTEM | 7900924 | DAKO | RY50GV1C | NA | 0
CASSETTE SPLIT SYSTEM | T005146 | GREGORY | AOT30RMBL | NA | 0
AIR FAN - EXHAUST |  | FIASCO MOTOR |  | NA | 0
AIR COOLED SPLIT SYSTEM | 3298W119320 | APAC | S0260VR9AA | R22 | 19
AIR COOLED SPLIT SYSTEM | 3298W119319 | CARRIER APAC | S0260VR9AA | R22 | 912
DUCTED SPLIT SYSTEM | 3198W119270 | APAC | S0200VR9AA | R22 | 15
WALL MOUNTED SPLIT SYSTEM | 7453411938 | PANASONIC | CS-E12GKR | R410A | 0.98
WALL MOUNTED SPLIT SYSTEM | 7534211721 | PANASONIC | CU-E12GKR | R410A | 980
AIR FAN - OUTSIDE |  | NULL |  | NA | 0
AIR FAN - EXHAUST |  | NULL |  | NA | 0
AIR FAN - EXHAUST |  | AQUATHERM | AP063-EG7A07 | NA | 0
CHILLER - RECIPROCATING | ND7402 | POWER PAX | WA044.2BH04 | NULL | NULL
AIR COOLED SPLIT SYSTEM | E000761 | DAIKIN | RY250KUY1 | R22 | 5.5
AIR COOLED SPLIT SYSTEM | CAN NOT IDENTIFY | ACPAC | CAN NOT IDENTIFY | R22 | 9
ROOM AIR CONDITIONING UNIT | 19993752 | MCQUAY | MLC010BR | R22 | 1.5
WALL MOUNTED SPLIT SYSTEM | 2024702 | MCQUAY | MLC015BR | R22 | 2
WALL MOUNTED SPLIT SYSTEM | 19993752 | MCQUAY | MWM010FR | R22 | 2
ROOM AIR CONDITIONING UNIT | UNREADABLE | GJ WALKER | UNREADABLE | R22 | 2
AIR FAN - EXHAUST | 0 | AIRFLOW | 0 | NA | 0
AIR FAN - EXHAUST | 0 | AIRFLOW | 0 | NA | 0
AIR FAN - EXHAUST | 0 | AIRFLOW | 0 | NA | 0
WALL MOUNTED SPLIT SYSTEM |  | PARKER |  | NA | 0
SWITCHBOARD MECHANICAL |  | DAIKIN |  | NA | 0
ROOM AIR CONDITIONING UNIT | 80731701 | KELVINATOR | KR20PG | NA | 0
ROOM AIR CONDITIONING UNIT | 309KA00077 | KIRBY | KC10WR | NA | 0
ROOM AIR CONDITIONING UNIT | TWH186NBMM5 | LIEBERT | W18THM | NA | 0
ROOM AIR CONDITIONING UNIT | 5518 | KELVINATOR | KF15FR | R22 | 0
ROOM AIR CONDITIONING UNIT | N/A | PANASONIC | N/A | R22 | 0
AIR HANDLING UNIT | UNREADABLE | TRANE | UNREADABLE | NA | 0
AIR HANDLING UNIT | CHE-FCU15101953 | COOLAIR | KDD10 | NA | 0
CHILLED WATER PUMP | 02J2002A04 | TCL | 8OX50-200 | NA | 0
AIR FAN - EXHAUST |  | WORMALD |  | NA | 0
AIR FAN - EXHAUST |  | WORMALD |  | NA | 0
FIRE DAMPER |  | NULL |  | NA | 0
FIRE DAMPER |  | NULL |  | NA | 0
FIRE DAMPER |  | NULL |  | NA | 0
FIRE DAMPER |  | NULL |  | NA | 0
FIRE DAMPER |  | NULL |  | NA | 0
FIRE DAMPER |  | NULL |  | NA | 0
FIRE DAMPER |  | NULL |  | NA | 0
FIRE DAMPER |  | NULL |  | NA | 0
SWITCHBOARD MECHANICAL |  | DAIKIN |  | NA | 0
AIR FAN - EXHAUST | UNREADABLE | NULL | UNREADABLE | NA | 0
AIR FAN - EXHAUST | UNREADABLE | NULL | UNREADABLE | NA | 0
CHILLER - RECIPROCATING | 4597W09309 | CARRIER | 30GN-70-911-03 | NA | 0
ROOM AIR CONDITIONING UNIT | 0 | KELVINATOR | KR23MG | NA | 0
ROOM AIR CONDITIONING UNIT | 54931246 | KELVINATOR | KR23MG | NA | 0
ROOM AIR CONDITIONING UNIT | 91303320 | KELVINATOR | KR18QB-01 | R22 | 1.1
ROOM AIR CONDITIONING UNIT | 54931299 | KELVINATOR | KR23MG | NA | 0
ROOM AIR CONDITIONING UNIT | 6030061 | KELVINATOR | KR23MG | NA | 0
ROOM AIR CONDITIONING UNIT | 60930754 | KELVINATOR | KR23MG | NA | 0
ROOM AIR CONDITIONING UNIT | UNREADABLE | KELVINATOR | UNREADABLE | NA | 0
ROOM AIR CONDITIONING UNIT | UNREADABLE | KELVINATOR | UNREADABLE | NA | 0
AIR HANDLING UNIT | N/A | NULL | N/A | NA | 0
AIR HANDLING UNIT |  | CIEMANTS |  | NA | 0
AIR HANDLING UNIT | N/A | CARRIER | N/A | NA | 0
CHILLED WATER UNIT | N/A | NULL | N/A | NA | 0
CHILLED WATER UNIT | N/A | NULL | N/A | NA | 0
ELECTRIC DUCT HEATER | N/A | NULL | N/A | NA | 0
ELECTRIC DUCT HEATER | N/A | NULL | N/A | NA | 0
SWITCHBOARD MECHANICAL | N/A | NULL | N/A | NA | 0
SWITCHBOARD MECHANICAL | N/A | NULL | N/A | NA | 0
VARIABLE SPEED DRIVE | N/A | SIEMENS | N/A | NA | 0
VARIABLE SPEED DRIVE | XAT413-000736 | SIEMENS | 17931092A | NA | 0
AIR HANDLING UNIT | N/A | CARRIER | N/A | NA | 0
AIR HANDLING UNIT | N/A | CARRIER | N/A | NA | 0
AIR HANDLING UNIT | N/A | CARRIER | N/A | NA | 0
AIR HANDLING UNIT | N/A | CARRIER | N/A | NA | 0
AIR HANDLING UNIT | N/A | CARRIER | N/A | NA | 0
ELECTRIC DUCT HEATER | N/A | NULL | N/A | NA | 0
SWITCHBOARD MECHANICAL | N/A | NULL | N/A | NA | 0
AIR COOLED SPLIT SYSTEM | 6535110226 | PANASONIC | CU-E24PKR | R410A | 5
AIR FAN - EXHAUST | A1310 | TIPO | HIM-250 | NA | 0
AIR FAN - EXHAUST | A3507 | TIPO | HXM-250 | NA | 0
WALL MOUNTED SPLIT SYSTEM | 3940113485 | PANASONIC | CS-RE24PKR | R410A | 3
AIR FAN - OUTSIDE |  | NULL |  | NA | 0
AIR FAN - OUTSIDE |  | NULL |  | NA | 0
AIR HANDLING UNIT | 59030 | MUNTERS | MLH09R60P | NA | 0
AIR HANDLING UNIT | 59030 | MUNTERS | MLH09R60P | NA | 0
AIR FAN - EXHAUST |  | AIRFLOW |  | NA | 0
FAN COIL UNIT - DUCTED | 39962 | FANS DIRECT | FCS150 | NA | 0
FAN COIL UNIT - DUCTED | 018422UC | MUNTERS | MLH04DHR60 | NA | 0
FAN COIL UNIT - DUCTED | 443338 | MUNTERS | MLH06R6OP | NA | 0
FAN COIL UNIT - DUCTED |  | THERMAL EQUP CO | IMD135 | NA | 0
SWITCHBOARD MECHANICAL |  | NULL |  | NA | 0
VARIABLE AIR VOLUME UNITS | 1809 | HOVAL | VAV-HFBE-BD-CD-CLH | NA | 0
BOILER - GAS FIRED |  | SANYO |  | NA | 0
CHILLED WATER PUMP |  | POWER PAX |  | NA | 0
CONDENSER WATER PUMP | A718387 | REHAU | 32-174-T213 | NA | 0
FAN COIL UNIT - DUCTED | 25K603181 | CIEMANTS | 50BP-340-S-90325 | NA | 0
FAN COIL UNIT - DUCTED | 20005 | FANS DIRECT | FCH075 | NA | 0
FAN COIL UNIT - DUCTED | 006260NC | MUNTERS | MLH04DHR60 | NA | 0
FAN COIL UNIT - DUCTED | 017947UC | MUNTERS | MLH04DHR60 | NA | 0
FAN COIL UNIT - DUCTED | 07017951UC | MUNTERS | MLB04DHR60 | NA | 0
FAN COIL UNIT - DUCTED |  | MUNTERS | MLH06R60P | NA | 0
FAN COIL UNIT - DUCTED | 013953UE | MUNTERS | MLH04DHR60 | NA | 0
FAN COIL UNIT - DUCTED | 018421UC | MUNTERS | MLH04DHR60 | NA | 0
FAN COIL UNIT - DUCTED | 006261NC | MUNTERS | MLH04DHR60 | NA | 0
HEATING HOT WATER PUMP | 111814/601 | TEMPERZONE |  | NA | 0
PACKAGED AIR CONDITIONING UNIT | 0800W140539 | AQUA | W8510S85WC/BV | NA | 0
VARIABLE AIR VOLUME UNITS | 4156 | ZEIL | VAVHFBE-D.D/C.D/C.LH | NA | 0
CHILLER - AIR COOLED | AX-163083 | ZEIL | 366-44576T002 | NA | 0
AIR FAN - EXHAUST |  | NULL |  | NA | 0
FAN COIL UNIT - DUCTED |  | NULL |  | NA | 0
SWITCHBOARD MECHANICAL |  | DAIKIN |  | NA | 0
AIR FAN - EXHAUST |  | NULL |  | NA | 0
FIRE DAMPER |  | NULL |  | NA | 0
FIRE DAMPER |  | NULL |  | NA | 0
FIRE DAMPER |  | NULL |  | NA | 0
FIRE DAMPER |  | NULL |  | NA | 0
FIRE DAMPER |  | NULL |  | NA | 0
FIRE DAMPER |  | NULL |  | NA | 0
FIRE DAMPER |  | NULL |  | NA | 0
FIRE DAMPER |  | NULL |  | NA | 0
AIR FAN - OUTSIDE | UNREADABLE | NULL | UNREADABLE | NA | 0
CHILLER - AIR COOLED | 62522 | CARRIER | 30LB340-900-03 | R22 | 100
AIR FAN - EXHAUST |  | NULL |  | NA | 0
AIR FAN - EXHAUST |  | NULL |  | NA | 0
AIR FAN - EXHAUST |  | NULL |  | NA | 0
AIR FAN - EXHAUST |  | NULL |  | NA | 0
AIR FAN - EXHAUST | UNREADABLE | POPE | UNREADABLE | NA | 0
PACKAGED AIR CONDITIONING UNIT | UNREADABLE | DAIKIN | UNREADABLE | NA | 0
SWITCHBOARD MECHANICAL |  | NULL |  | NA | 0
SWITCHBOARD MECHANICAL |  | NULL |  | NA | 0
CASSETTE SPLIT SYSTEM | 200575-H11 | PARKER | CU-6CHV11NPE | NA | 0
AIR FAN - EXHAUST |  | AIRFLOW |  | NA | 0
AIR FAN - EXHAUST |  | AIRFLOW |  | NA | 0
AIR FAN - EXHAUST |  | AIRFLOW |  | NA | 0
AIR FAN - EXHAUST |  | AIRFLOW |  | NA | 0
AIR FAN - EXHAUST |  | EXPIER |  | NA | 0
ROOM AIR CONDITIONING UNIT |  | KIRBY |  | NA | 0
WALL MOUNTED SPLIT SYSTEM | N/A | HITACHI | N/A | NA | 0
WALL MOUNTED SPLIT SYSTEM | N/A | MCQUAY | N/A | NA | 0
WALL MOUNTED SPLIT SYSTEM | 715311760 | PARKER | CU-2473KR | NA | 0
WALL MOUNTED SPLIT SYSTEM |  | MODULEX |  | NA | 0
ROOM AIR CONDITIONING UNIT |  | KIRBY |  | NA | 0
ROOM AIR CONDITIONING UNIT | 1335401706 | PARKER | CW-A240KR | NA | 0
WALL MOUNTED SPLIT SYSTEM | 6535004594 | PANASONIC | CU-E21PKR | R410A | 3
ROOM AIR CONDITIONING UNIT | 309KA00347 | KIRBY | KC10WR | NA | 0
AIR FAN - EXHAUST | 0 | NULL | 0 | NA | 0
AIR FAN - EXHAUST | 0 | NULL | 0 | NA | 0
ROOM AIR CONDITIONING UNIT | UNREADABLE | KELVINATOR | UNREADABLE | R22 | 2
ROOM AIR CONDITIONING UNIT | UNREADABLE | KELVINATOR | UNREADABLE | R22 | 2
ROOM AIR CONDITIONING UNIT | UNREADABLE | KELVINATOR | UNREADABLE | R22 | 2
ROOM AIR CONDITIONING UNIT | 2041050000129 | TECO RAC | TWW53HFBGJBB | R410A | 2
FIRE DAMPER |  | NULL |  | NA | 0
FIRE DAMPER |  | NULL |  | NA | 0
ROOM AIR CONDITIONING UNIT | 910KA00258 | NEC | RC123 | R22 | 1.5
ROOM AIR CONDITIONING UNIT | NA | FUJITSU | NA | NA | 0
UNDER CEILING SPLIT SYSTEM | N/A | PANASONIC | N/A | NA | 0
ROOM AIR CONDITIONING UNIT | 62830233 | KELVINATOR | KR18MG | R22 | 1
ROOM AIR CONDITIONING UNIT | 0 | KELVINATOR | NO LABEL | R22 | 1
ROOM AIR CONDITIONING UNIT | N/A | FUJITSU | N/A | NA | 0
AIR HANDLING UNIT |  | AQUATHERM | LABO 36 | NA | 0
AIR FAN - OUTSIDE | 5033 | WILO | TAM560 | NA | 0
AIR FAN - EXHAUST | 5033 | WILO | TAM560 | NA | 0
AIR FAN - EXHAUST | 5033 | WILO | TAM560 | NA | 0
AIR FAN - EXHAUST | 4807 | WILO | VCYZ560-6 | NA | 0
BOILER - GAS FIRED | H.W.73160 | ARLEC | 1.250.00B.TH.U/HR. | NA | 0
AIR FAN - EXHAUST |  | NULL |  | NA | 0
FIRE DAMPER |  | NULL |  | NA | 0
ROOM AIR CONDITIONING UNIT | NA | KELVINATOR | NA | NA | 0
ROOM AIR CONDITIONING UNIT | UNREADABLE | FUJITSU | UNREADABLE | R22 | 0
AIR FAN - EXHAUST | UNREADABLE | AIR DESIGN | PCE456ER | NA | 0
AIR FAN - OUTSIDE |  | FEDERAL |  | NA | 0
AIR FAN - OUTSIDE |  | FEDERAL |  | NA | 0
AIR FAN - EXHAUST |  | NULL |  | NA | 0
AIR FAN - EXHAUST | N/A | RICHARDSON | N/A | NA | 0
FIRE DAMPER |  | NULL |  | NA | 0
FIRE DAMPER |  | NULL |  | NA | 0
FIRE DAMPER |  | NULL |  | NA | 0
FIRE DAMPER |  | NULL |  | NA | 0
ROOM AIR CONDITIONING UNIT | N/A | LG | N/A | NA | 0
ROOM AIR CONDITIONING UNIT | UNREADABLE | KELVINATOR | UNREADABLE | R22 | 2
ROOM AIR CONDITIONING UNIT | UNREADABLE | KELVINATOR | UNREADABLE | R410A | 0
CHILLER - SCREW | OE35425 | HONEYWELL | 3005SC-ZP | NA | 0
AIR FAN - EXHAUST | 0 | NULL | 0 | NA | 0
AIR FAN - EXHAUST | 0 | NULL | 0 | NA | 0
CASSETTE SPLIT SYSTEM | 739202513 | PANASONIC | CU-A34BBP5 | R22 | 4
CASSETTE SPLIT SYSTEM | 739202367 | PANASONIC | CU-A34BBP5 | R22 | 4
ROOM AIR CONDITIONING UNIT | 920RB-51000595 | LG | LWM185RH-5 | R22 | 1
ROOM AIR CONDITIONING UNIT |  | CORMORANT |  | NA | 0
ROOM AIR CONDITIONING UNIT |  | CORMORANT |  | NA | 0
ROOM AIR CONDITIONING UNIT | N/A | LIEBERT | N/A | NA | 0
ROOM AIR CONDITIONING UNIT | 009TAWM00897 | LIEBERT | W18UHM-NB61 | NA | 0
ROOM AIR CONDITIONING UNIT | MBE-02412 | TECO RAC | TWW27CFBGJBB | R410A | 1
FAN COIL UNIT - DUCTED |  | COOL OR COSY |  | NA | 0
VARIABLE AIR VOLUME UNITS |  | HOVAL |  | NA | 0
VARIABLE AIR VOLUME UNITS |  | ZEIL |  | NA | 0
WALL MOUNTED SPLIT SYSTEM | A003382 | NULL | RXS100JVMA | NA | 0
UPRIGHT SINGLE DOOR FRIDGE |  | NULL |  | NA | 0
UPRIGHT SINGLE DOOR FRIDGE |  | NULL |  | NA | 0
UPRIGHT SINGLE DOOR FRIDGE |  | NULL |  | NA | 0
UPRIGHT SINGLE DOOR FRIDGE |  | NULL |  | NA | 0
UPRIGHT SINGLE DOOR FRIDGE |  | NULL |  | NA | 0
UPRIGHT SINGLE DOOR FRIDGE |  | NULL |  | NA | 0
UPRIGHT SINGLE DOOR FRIDGE |  | NULL |  | NA | 0
AIR FAN - EXHAUST |  | NULL |  | NA | 0
ROOM AIR CONDITIONING UNIT |  | CIEMANTS |  | NA | 0
ROOM AIR CONDITIONING UNIT | UNREADABLE | TECO RAC | UNREADABLE | R22 | 2
WALL MOUNTED SPLIT SYSTEM | 722006618 | PARKER | CU-A90KR | NA | 0
WALL MOUNTED SPLIT SYSTEM | 715321950 | PARKER | CU-2473KR | NA | 0
ROOM AIR CONDITIONING UNIT | UNREADABLE | TECO RAC | LA1800Y | R22 | 1
ROOM AIR CONDITIONING UNIT |  | KIRBY |  | NA | 0
AIR FAN - EXHAUST | 0 | NULL | 0 | NA | 0
ROOM AIR CONDITIONING UNIT | NA | TECO RAC | NA | NA | 0
ROOM AIR CONDITIONING UNIT | UNREADABLE | TECO | TWW27CFBGJBB | R410A | 2
ROOM AIR CONDITIONING UNIT | 0 | TECO RAC | Teco | R22 | 1
CHILLED BEAMS - PASSIVE | NA | NULL | CARAT H-84 B | NA | 0
CHILLED BEAMS - PASSIVE | NA | NULL | CARAT H-84 B | NA | 0
CHILLED BEAMS - PASSIVE | NA | NULL | CARAT H-84 B | NA | 0
CHILLED BEAMS - PASSIVE | NA | NULL | CARAT H-84 B | NA | 0
CHILLED BEAMS - PASSIVE | NA | NULL | CARAT H-84 B | NA | 0
CHILLED BEAMS - PASSIVE | NA | NULL | CARAT H-84 B | NA | 0
CHILLED BEAMS - PASSIVE | NA | NULL | CARAT H-84 B | NA | 0
WALL MOUNTED SPLIT SYSTEM | 444605903BE | MITSUBISHI | DXK09ZMA-S | R410A | 3
PACKAGED AIR CONDITIONING UNIT | 0991W28355 | APAC | S16 HP/BH | R22 | 5
PACKAGED AIR CONDITIONING UNIT | 0300W138767 | APAC | H0900S9 HP BH | R22 | 0
PACKAGED AIR CONDITIONING UNIT | 3896W93114 | APAC | S35HP/BV-C-37 | R22 | 15
PACKAGED AIR CONDITIONING UNIT | NA | APAC | NA | R22 | 0
PACKAGED AIR CONDITIONING UNIT | 3296W93112 | APAC | S16 | R22 | 5.1
PACKAGED AIR CONDITIONING UNIT | 5090W26844 | APAC | S16 | R22 | 0
PACKAGED AIR CONDITIONING UNIT | 15409 | APAC | S16HP BH | R22 | 5
CHILLED BEAMS - PASSIVE | NA | NULL | CARAT H-84 B | NA | 0
CHILLED BEAMS - PASSIVE | NA | NULL | CARAT H-84 B | NA | 0
CHILLED BEAMS - PASSIVE | NA | NULL | CARAT H-84 B | NA | 0
CHILLED BEAMS - PASSIVE | NA | NULL | CARAT H-84 B | NA | 0
CHILLED BEAMS - PASSIVE | NA | NULL | CARAT H-84 B | NA | 0
CHILLED BEAMS - PASSIVE | NA | NULL | CARAT H-84 B | NA | 0
CHILLED BEAMS - PASSIVE | NA | NULL | CARAT H-84 B | NA | 0
CHILLED BEAMS - PASSIVE | NA | NULL | CARAT H-84 B | NA | 0
CHILLED BEAMS - PASSIVE | NA | NULL | CARAT H-84 B | NA | 0
CHILLED BEAMS - PASSIVE | NA | NULL | CARAT H-84 B | NA | 0
PACKAGED AIR CONDITIONING UNIT | 0991W28356 | APAC | S16HP/BH | R22 | 5
PACKAGED AIR CONDITIONING UNIT | 3095W83004 | APAC | S65 HO BH 02 | R22 | 11
PACKAGED AIR CONDITIONING UNIT | 174628 | APAC | P023AHR9AA | R22 | 6.2
AIR HANDLING UNIT | A0602-140 | YORK | YDM 50X60 | NA | 0
CHILLED BEAMS - PASSIVE | NA | NULL | CARAT H-84 B | NA | 0
CHILLED BEAMS - PASSIVE | NA | NULL | CARAT H-84 B | NA | 0
CHILLED BEAMS - PASSIVE | NA | NULL | CARAT H-84 B | NA | 0
CHILLED BEAMS - PASSIVE | NA | NULL | CARAT H-84 B | NA | 0
CHILLED BEAMS - PASSIVE | NA | NULL | CARAT H-84 B | NA | 0
CHILLED BEAMS - PASSIVE | NA | NULL | CARAT H-84 B | NA | 0
CHILLED BEAMS - PASSIVE | NA | NULL | CARAT H-84 B | NA | 0
CHILLED BEAMS - PASSIVE | NA | NULL | CARAT H-84 B | NA | 0
CHILLED BEAMS - PASSIVE | NA | NULL | CARAT H-84 B | NA | 0
PACKAGED AIR CONDITIONING UNIT | 486493W50602 | APAC | S65 HP BH | R22 | 0
PACKAGED AIR CONDITIONING UNIT | 0794W61064 | APAC | S65 HP BH | R22 | 0
PACKAGED AIR CONDITIONING UNIT | 699368 | TEMPERZONE | OPA155RKT | R410A | 3
CHILLED WATER UNIT | 1M0507-03678 | TRANE | LWHA033CM560L 10A | NA | 0
PACKAGED AIR CONDITIONING UNIT | 148570 | APAC | H0900 | R22 | 3
PACKAGED AIR CONDITIONING UNIT | 177219 | APAC | PO23AHR9AA | R407C | 7
CHILLED WATER UNIT | - | TRANE | - | NA | 0
CHILLED WATER UNIT | 024494NX | MULLER | MLH04DHR60 | NA | 0
PACKAGED AIR CONDITIONING UNIT | 5090W26842 | APAC | S14 HP BH | R22 | 3.9
PACKAGED AIR CONDITIONING UNIT | 0692W366114 | APAC | S11 HP BH | R22 | 3.3
PACKAGED AIR CONDITIONING UNIT | 4597W10860 | APAC | S16 HP BH 02 | R22 | 4.8
PACKAGED AIR CONDITIONING UNIT | 11594 | BRADWAY | BD600 | R22 | 3.5
PACKAGED AIR CONDITIONING UNIT | 3900104 | DAIKIN | UATY18KY19 | R22 | 7
PACKAGED AIR CONDITIONING UNIT | 2699W131437 | APAC | P016AHR9AA | R22 | 4.8
PACKAGED AIR CONDITIONING UNIT | 15406 | APAC | S16 | R22 | 5
PACKAGED AIR CONDITIONING UNIT | 2595W76246 | APAC | S18 | R22 | 5.1
PACKAGED AIR CONDITIONING UNIT | 2595W76246 | APAC | S18 | R22 | 5.1
TOILET EXHAUST FAN | NA | FANTECH | NA | NULL | NULL
TOILET EXHAUST FAN | 07 01 80804 | FANS DIRECT | CVR 400 4E S/A | NULL | NULL
TOILET EXHAUST FAN | NA | AEROFOIL | 150AR-10 | NULL | NULL
CHILLED WATER UNIT | - | MULLER | - | NA | 0
CHILLED WATER UNIT | - | MULLER | - | NA | 0
CHILLED WATER UNIT | - | MULLER | - | NA | 0
0 - NOT SET | SERIAL#* | NULL | MODEL | NULL | NULL
CALORIFIER (DOMESTIC HW) | B6 | ACOVEN | A5 | NULL | NULL
CHILLED WATER UNIT | - | MULLER | - | NA | 0
CALORIFIER (DOMESTIC HW) | GUGGFHV | AIRFACT | A5 | NULL | NULL
CALORIFIER (DOMESTIC HW) | 376574 | AIR DESIGN | A5 | R427A | 4
CASSETTE SPLIT SYSTEM | 1234 | AIR DESIGN | A5 | R427A | 1
CHILLED WATER UNIT | - | MULLER | - | NA | 0
AIR DRYER (REFRIG) | STDGD | AIRMASTER | 4657(7 | R427A | 2
CASSETTE SPLIT SYSTEM | DHGHFQWERT | AIR DESIGN | A5A6 | R404A | 3
AIR DRYER (REFRIG) | FHVHG | BRITANNIA THERM | 465EYR34 RYT | NULL | NULL
CHILLED BEAMS - PASSIVE | CARAT-H-84 | NULL | FRENGER | NA | 0
CHILLED BEAMS - PASSIVE | 1 | NULL | FRENGER | NA | 0
CHILLED BEAMS - PASSIVE | A | NULL | FRENGER | NA | 0
CHILLED BEAMS - PASSIVE | A | NULL | FRENGER | NA | 0
CHILLED BEAMS - PASSIVE | A | NULL | FRENGER | NA | 0
CHILLED BEAMS - PASSIVE | A | NULL | FRENGER | NA | 0
CHILLED BEAMS - PASSIVE | A | NULL | FRENGER | NA | 0
CHILLED BEAMS - PASSIVE | A | NULL | FRENGER | NA | 0
CHILLED BEAMS - PASSIVE | A | NULL | FRENGER | NA | 0
TOILET EXHAUST FAN | SENT | BUFFALO | MODELL | NULL | NULL
0 - NOT SET | S6 | ACTRON | S5 | NA | 0
0 - NOT SET | SD6 | ACTRON | SD5 | NA | 0
0 - NOT SET | SD6 | ACTRON | SD5 | NA | 0
0 - NOT SET | K6 | NULL | K5 | NA | 0
0 - NOT SET | KG34 | NULL | K5 | NA | 0
FUME EXTRACTION SYSTEM | FK11648 | SMOOTH FLOW | WEG-KTE10AAL | NULL | NULL
CONDENSER UNIT | 4991W37923 | APAC | S65 HP/CHB | R22 | 0
FAN COIL UNIT - DUCTED | NA | APAC | NA | R22 | 0
PACKAGED AIR CONDITIONING UNIT | 243731181 | BRADWAY | MOD 24RC | R22 | 5
PACKAGED AIR CONDITIONING UNIT | 5193W53386 | APAC | S16 HP BH | R22 | 5
SMOKE EXHAUST FAN | NA | NULL | NA | NULL | NULL
FUME CUPBOARD | 79 | SMOOTH FLOW | UNKNOWN | NULL | NULL
FUME CUPBOARD | 82 | SMOOTH FLOW | UNKNOWN | NA | 0
FUME CUPBOARD | 118 | SMOOTH FLOW | UNKNOWN | NULL | NULL
DX CONDENSING UNIT | 1389 | CARRIER | 50K14-10 | R22 | 0
CONDENSER UNIT | ME48770 | YORK | YC5142R4D | R22 | 21
AIR HANDLING UNIT | A0602-141 | YORK | YDM 50X60 | R22 | 20
CONDENSER UNIT | ME76420 | YORK | YCS142C4D | R22 | 42
CHILLED WATER UNIT | - | TRANE | - | NA | 0
SMOKE SPILL FAN | NA | COLAIR | 1553469 | NULL | NULL
SMOKE SPILL FAN | NA | COLAIR | 1553469 | NULL | NULL
SMOKE SPILL FAN | NA | COLAIR | 1553469 | NULL | NULL
SMOKE SPILL FAN | NA | COLAIR | 1553469 | NULL | NULL
FUME CUPBOARD | 121 | SMOOTH FLOW | UNKNOWN | NA | 0
CHILLED WATER UNIT | - | TRANE | - | NA | 0
FUME CUPBOARD | 84 | SMOOTH FLOW | UNKNOWN | NULL | NULL
FUME CUPBOARD | 83 | SMOOTH FLOW | UNKNOWN | NA | 0
CHILLED WATER UNIT | - | MULLER | - | NA | 0
PACKAGED AIR CONDITIONING UNIT | 5090W26843 | APAC | S16HP/BH | R22 | 5
FUME EXTRACTION SYSTEM | FL87419 | SMOOTH FLOW | KTE12AL | NULL | NULL
FUME EXTRACTION SYSTEM | 1006511984 | SMOOTH FLOW | AL90S/L-04 | NULL | NULL
PACKAGED AIR CONDITIONING UNIT | 92541 | TEMPERZONE | OPA465RKT | R410A | 8.8
PACKAGED AIR CONDITIONING UNIT | 92541 | TEMPERZONE | OPA465RKT | R410A | 8.8
CHILLED WATER UNIT | - | MULLER | - | NA | 0
PACKAGED AIR CONDITIONING UNIT | 19334 | BRADWAY | BD2000 | R22 | 6.3
CHILLED WATER UNIT | - | TRANE | - | NA | 0
CASSETTE SPLIT SYSTEM | 422952 | SUNDOWNER | S0150HR9AN | R22 | 4.65
PACKAGED AIR CONDITIONING UNIT | 1018084 | TEMPERZONE | OPA201RKTYGH | R410A | 6.3
CHILLED WATER UNIT | - | MULLER | - | NA | 0
CHILLED WATER UNIT | - | MULLER | - | NA | 0
PACKAGED AIR CONDITIONING UNIT | 192164 | APAC | PO16AHR9AD | R22 | 5
CHILLED BEAMS - PASSIVE | A | NULL | FRENGER | NA | 0
CHILLED BEAMS - PASSIVE | A | NULL | FRENGER | NA | 0
CHILLED BEAMS - PASSIVE | A | NULL | FRENGER | NA | 0
CHILLED BEAMS - PASSIVE | A | NULL | FRENGER | NA | 0
CHILLED BEAMS - PASSIVE | A | NULL | FRENGER | NA | 0
CHILLED BEAMS - PASSIVE | A | NULL | FRENGER | NA | 0
CHILLED BEAMS - PASSIVE | A | NULL | FRENGER | NA | 0
CHILLED BEAMS - PASSIVE | A | NULL | FRENGER | NA | 0
CHILLED BEAMS - PASSIVE | A | NULL | FRENGER | NA | 0
CHILLED BEAMS - PASSIVE | A | NULL | FRENGER | NA | 0
CHILLED BEAMS - PASSIVE | A | NULL | FRENGER | NA | 0
CHILLED BEAMS - PASSIVE | A | NULL | FRENGER | NA | 0
CHILLED BEAMS - PASSIVE | A | NULL | FRENGER | NA | 0
AIR FAN - OUTSIDE | N/A | FANTECH | N/A | NULL | NULL
PACKAGED AIR CONDITIONING UNIT | H4035 143 | DIAMOND | RTP030RC | R22 | 3
AIR FAN - OUTSIDE | N/A | FANTECH | AS23H | NULL | NULL
BOILER - GAS FIRED | 280855497001 | OTHER | DUAL 40 | NULL | NULL
BOILER - GAS FIRED | 280855497002 | OTHER | DUAL 40 | NULL | NULL
AIR HANDLING UNIT | 11748 | DB INDUSTRIES | DBAH600 | CHILLED WATER | 0
VARIABLE SPEED DRIVE | 91099542 | VACON | NXL00095C5H1SSS0000 | NULL | NULL
FAN COIL UNIT - NON DUCTED |  | TEMPERZONE |  | NULL | NULL
CHILLED WATER UNIT | - | TRANE | - | NA | 0
AIR FAN - EXHAUST | - | FANTECH | - | NA | 0
DOMESTIC HW UNIT (ELECTRIC) | 487587 | NULL | 2060331508B | NA | 0
DOMESTIC HW UNIT (ELECTRIC) | 61031103390 | NULL | 315C348G | NA | 0
DOMESTIC HW UNIT (ELECTRIC) | 3114418 | NULL | 61331507 | NA | 0
HEATING HOT WATER PUMP | UNKNOWN | AJAX | UNKNOWN | NA | 0
AIR FAN - EXHAUST | NA | WOODS | 15J | NA | 0
AIR FAN - RETURN | NA | FANTECH | TURBO | NA | 0
AIR FAN - RETURN | UNKNOWN | WOODS | 24J | NA | 0
AIR FAN - RETURN | UNKNOWN | FANTECH | 24J | NA | 0
AIR FAN - SUPPLY | 959 | FANTECH | TURBO | NA | 0
AIR INTAKE DISP PRE-FILTERS | NA | UNKNOWN | 24X24X4 | NA | 0
ELECTRIC DUCT HEATER | NONE | UNKNOWN | 3KW | NA | 0
AIR FAN - EXHAUST | NA | WOODS | 24J | NA | 0
AIR FAN - EXHAUST | UNKNOWN | UNKNOWN | UNKNOWN | NA | 0
AIR FAN - EXHAUST | UNKNOWN | UNKNOWN | UNKNOWN | NA | 0
AIR FAN - EXHAUST | 548 | FANTECH | TURBO | NA | 0
FILTERS | NA | UNKNOWN | NA | NA | 0
AIR COOLED SPLIT SYSTEM | UNKNOWN | UNKNOWN | UNKNOWN | NA | 0
AIR COOLED SPLIT SYSTEM | UNKNOWN | UNKNOWN | UNKNOWN | NA | 0
AIR FAN - RETURN | G2236 | RICHARDSON | 660CYD | NA | 0
AIR FAN - SUPPLY | G2234 | RICHARDSON | 660CYD | NA | 0
AIR FAN - SUPPLY | G2237 | RICHARDSON | 660CYD | NA | 0
AIR FAN - SUPPLY | G2233 | RICHARDSON | 660CYD | NA | 0
AIR HANDLING UNIT | UNKNOWN | UNKNOWN | UNKNOWN | NA | 0
AIR HANDLING UNIT | UNKNOWN | UNKNOWN | UNKNOWN | NA | 0
BMS | NONE | BAC | EASYIO | NA | 0
BMS | NA | BAC | EASYIO | NA | 0
DOSING POT (CLOSED LOOPS) | NA | UNKNOWN | NA | NA | 0
CHILLED WATER PUMP | 035151/1 | GRUNDFOS | 2RMFD15A | NA | 0
CHILLED WATER PUMP | 2434 | GRUNDFOS | 2RMFD15A | NA | 0
CHILLED WATER PUMP | CZ366 | KELLY & LEWIS | K&L MODEL 51 | NA | 0
CHILLED WATER PUMP | J7896 | KELLY & LEWIS | K1 MODLL 70 | NA | 0
AIR FAN - EXHAUST | NONE | UNKNOWN | UNKNOWN | NA | 0
FILTERS | UNKNOWN | UNKNOWN | 24X24 | NA | 0
FILTERS | NA | UNKNOWN | NA | NA | 0
HEATING HOT WATER PUMP | J7892 | KELLY & LEWIS | K&L MODEL 70 | NA | 0
HEATING HOT WATER PUMP | J7894 | KELLY & LEWIS | K&L MODEL 70 | NA | 0
KITCHEN EXHAUST FAN | UNKNOWN | FANTECH | ILF354 | NA | 0
TOILET EXHAUST FAN | G2235 | RICHARDSON | 540CP | NA | 0
DUCTED HYDRONIC COOLING COIL | UNKNOWN | UNKNOWN | UNKNOWN | NA | 0
DUCTED HYDRONIC HEATING COIL | UNKNOWN | UNKNOWN | UNKNOWN | NA | 0
DUCTED HYDRONIC HEATING COIL | UNKNOWN | UNKNOWN | UNKNOWN | NA | 0
CHILLED WATER UNIT | - | TEMPERZONE | - | NA | 0
CHILLED WATER UNIT | - | TRANE | - | NA | 0
PACKAGED AIR CONDITIONING UNIT | 123 | TEMPERZONE | YHT | R407C | 23
PACKAGED AIR CONDITIONING UNIT | 62294 | TEMPERZONE | OSA390R | R407C | 10
PACKAGED AIR CONDITIONING UNIT | 0692W36613 | APAC | S11 HP BH | R22 | 3.3
CHILLED WATER UNIT | - | MULLER | - | NA | 0
CHILLED WATER UNIT | - | TRANE | - | NA | 0
CHILLED WATER UNIT | - | TRANE | - | NA | 0
CHILLED WATER UNIT | - | TRANE | - | NA | 0
CHILLED BEAMS - PASSIVE | A | NULL | FRENGER | NA | 0
CHILLED BEAMS - PASSIVE | A | NULL | FRENGER | NA | 0
CHILLED BEAMS - PASSIVE | A | NULL | FRENGER | NA | 0
COOLING TOWER | 09J0358 | BARREL FAN | VT14000 | NA | 0
AIR FAN - RETURN |  | NULL |  | NA | 0
CONDENSER WATER PUMP | 29C2010A20 | NULL | AUSJF3B | NA | 0
VARIABLE SPEED DRIVE |  | ABB | ACH550-01-045A-4+B055 | NA | 0
VARIABLE SPEED DRIVE |  | ABB | ACH550-01-045A-4+B055 | NA | 0
AIR FAN - RETURN |  | NULL |  | NA | 0
CHILLED WATER PUMP | 20E3009A21 | NULL | AUSHD3B | NA | 0
VARIABLE SPEED DRIVE |  | ABB | ACH550-01-031A-4+B055 | NA | 0
CHILLED WATER PUMP | 10638 IJJ | TEMPERZONE | BRG-6309-2Z 6209-2Z | NA | 0
CHILLED WATER PUMP | 1320402404 | NULL | 3M40-1603 | NA | 0
AIR FAN - EXHAUST | SHS-11 | FEDERAL | AP040AAP10B003 | NA | 0
VARIABLE SPEED DRIVE |  | ABB | ACH550-01-012A-4+B055 | NA | 0
AIR FAN - EXHAUST | MF071 | FEDERAL | AP0714GP6B022 | NA | 0
VARIABLE SPEED DRIVE |  | ABB | ACH550-01-05A4-4+B055 | NA | 0
CIRCULATING PUMP |  | NULL | L192STDE2 | NA | 0
EXPANSION TANK (CLOSED LOOPS) | 08I061660615 | NULL | DX20010 | NA | 0
VARIABLE SPEED DRIVE |  | ABB | ACH550-01-015A-4+B055 | NA | 0
VARIABLE SPEED DRIVE |  | ABB | ACH550-01-015A-4+B055 | NA | 0
CHILLED WATER PUMP | 10101 | NULL | BRG 6311 6211 | NA | 0
CHILLED WATER PUMP | 10159 | NULL | BRG 6311 | NA | 0
VARIABLE SPEED DRIVE |  | ABB | ACH550-01-045A-4+B055 | NA | 0
CHILLED WATER PUMP | 12C2009A04 | NULL | AUSHF3B | NA | 0
VARIABLE SPEED DRIVE |  | ABB | ACH550-01-045A-4+B055 | NA | 0
AIR FAN - EXHAUST |  | FEDERAL |  | NA | 0
VARIABLE SPEED DRIVE |  | ABB | ACH550-01-015A-4+B055 | NA | 0
VARIABLE SPEED DRIVE |  | ABB | ACH550-01-015A-4+B055 | NA | 0
VARIABLE SPEED DRIVE |  | ABB | ACH550-01-015A-4+B055 | NA | 0
VARIABLE SPEED DRIVE |  | ABB | ACH550-01-015A-4+B055 | NA | 0
CHILLED WATER PUMP | 10C2009A07 | NULL | AUSGG3B | NA | 0
CHILLED WATER PUMP | 10209 | NULL | BRG 6311 | NA | 0
CHILLED WATER PUMP | 13C2009A15 | NULL | AUSHF3B | NA | 0
VARIABLE SPEED DRIVE |  | ABB | ACH550-01-045A-4+B055 | NA | 0
EXPANSION TANK (CLOSED LOOPS) | D9J012260201 | NULL | DX50010 | NA | 0
VARIABLE SPEED DRIVE |  | ABB | ACH550-01-012A-4+B055 | NA | 0
COOLING TOWER | 09J0334 | BARREL FAN | RCT2438 | NA | 0
VARIABLE SPEED DRIVE |  | ABB | ACH550-01-012A-4+B055 | NA | 0
VARIABLE SPEED DRIVE |  | ABB | ACH550-01-012A-4+B055 | NA | 0
COOLING TOWER | 09J0443 | BARREL FAN | RCT2145 | NA | 0
CONDENSER WATER PUMP | 10510 | NULL | BRG 6208-2Z | NA | 0
CONDENSER WATER PUMP | 14E2009A04 | NULL | AUSGE2B | NA | 0
CONDENSER WATER PUMP | 10636 | NULL | 6208 27 | NA | 0
CONDENSER WATER PUMP | 14E2009A05 | NULL | AUSCF2B | NA | 0
STAIRWELL PRESSURISATION FAN |  | FEDERAL | AP0804CP12B075 | NA | 0
STAIRWELL PRESSURISATION FAN |  | FEDERAL | AP0804CP12B075 | NA | 0
AIR FAN - EXHAUST |  | NULL | RVE804CP128040 | NA | 0
COOLING TOWER | 970333 | BARREL FAN | RCT2438 | NA | 0
COOLING TOWER | 09J0332 | BARREL FAN | RCT2438 | NA | 0
CONDENSER WATER PUMP | 14E2009A05 | NULL | AUSCF2B | NA | 0
CONDENSER WATER PUMP | 10650 | NULL | BRG 6309-2Z | NA | 0
CONDENSER WATER PUMP | 12H2013A06 | NULL | AUSGG3BE | NA | 0
CONDENSER WATER PUMP | 12H2013A07 | NULL | AUSGG3BE | NA | 0
CONDENSER WATER PUMP | 10649 | NULL | BRG 6309-2Z | NA | 0
CONDENSER WATER PUMP | 10782 | NULL | BRG 6309-2Z | NA | 0
CONDENSER WATER PUMP | 13C2009A14 | NULL | AUSGF3 | NA | 0
VARIABLE SPEED DRIVE |  | ABB | ACH550-01-031A-4+B055 | NA | 0
VARIABLE SPEED DRIVE |  | ABB | ACH550-01-031A-4+B055 | NA | 0
VARIABLE SPEED DRIVE |  | ABB | ACH550-01-031A-4+B055 | NA | 0
CONDENSER WATER PUMP | 10186 11J | TEMPERZONE | BRG6312 6212 | NA | 0
CONDENSER WATER PUMP | 12C2009A01 | NULL | AUSHG3B | NA | 0
CONDENSER WATER PUMP | 10174 11J | TEMPERZONE | BRG6312 6212 | NA | 0
CONDENSER WATER PUMP | 10277 IJJ | TEMPERZONE | BRG 6311 6211 | NA | 0
CONDENSER WATER PUMP | 1202009A05 | NULL | AUSHF3B | NA | 0
VARIABLE SPEED DRIVE |  | ABB | ACH550-01-045A-4+B055 | NA | 0
VARIABLE SPEED DRIVE |  | ABB | ACH550-01-08A8-4+B055 | NA | 0
CONDENSER WATER PUMP | 10299 IJJ | TEMPERZONE | BRG 6311 6211 | NA | 0
CONDENSER WATER PUMP | 12C2009A03 | NULL | AUSHF3R | NA | 0
VARIABLE SPEED DRIVE |  | ABB | ACH550-01-045A-4+B055 | NA | 0
CONDENSER WATER PUMP | 10278 IJJ | TEMPERZONE | BRG 6311 6211 | NA | 0
CHILLED WATER PUMP | 12C2009A12 | NULL | AUSHF3B | NA | 0
VARIABLE SPEED DRIVE |  | ABB | ACH550-01-045A-4+B055 | NA | 0
CONDENSER WATER PUMP | 10081 JDJ | TEMPERZONE | BRG 6312 6212 | NA | 0
CONDENSER WATER PUMP | 12C2009A02 | NULL | AUSHG3B | NA | 0
CONDENSER WATER PUMP | 31C2010A01 | NULL | AUSJE3B | NA | 0
VARIABLE SPEED DRIVE |  | ABB | ACH550-01-059A-4+B055 | NA | 0
CONDENSER WATER PUMP | 10098 JFJ | TEMPERZONE | BRG 6312 6212 | NA | 0
VARIABLE SPEED DRIVE |  | ABB | ACH550-01-059A-4+B055 | NA | 0
HEAT EXCHANGER - WATER TO WAT | 0811-429A | NULL | GCP5IN | NA | 0
HEAT EXCHANGER - WATER TO WAT | 0811-429B | NULL | GCP5IN | NA | 0
CHILLER - WATER COOLED | 12G110431 | CIEMANTS | 30RW-185-A0084-EEE-- | NA | 0
CHILLER - WATER COOLED | 50610C92432241 | ZEIL | YEWS130SA53D1 | NA | 0
CHILLED WATER PUMP | HQW-002 | ZEIL | SSS7L-50B | NA | 0
CHILLER - WATER COOLED | BRW-002 | ZEIL | SSS14L-50B | NA | 0
CHILLER - WATER COOLED | BRW-50B | ZEIL | SSS14L-50B | NA | 0
VARIABLE SPEED DRIVE |  | ABB | ACH550-01-031A-4+B055 | NA | 0
AIR FAN - SUPPLY | 13710080582 | TEMPERZONE | BKBFMTL | NA | 0
AIR HANDLING UNIT | 9021054 | ZEIL | YDM 60X60 | NA | 0
AIR FAN - SUPPLY | H6087065 | TECO | BRG 6309ZZ | NULL | NULL
AIR FAN - SUPPLY | H2085107 | TEMPERZONE | BRG8312 | NA | 0
VARIABLE SPEED DRIVE |  | ABB | ACH550-01-059A-4+B055 | NA | 0
AIR HANDLING UNIT | 9021055 | ZEIL | YDM 70X110 | NA | 0
VARIABLE SPEED DRIVE |  | ABB | ACH550-01-031A-4+B055 | NA | 0
AIR FAN - SUPPLY | 1371008058-1 | TEMPERZONE | BRG 6309ZZ | NA | 0
AIR FAN - SUPPLY | H6087065020 | TEMPERZONE | BRG 6309ZZ | NA | 0
SMOKE EXHAUST FAN |  | NULL | RSS0804CA12H055 | NA | 0
SMOKE EXHAUST FAN |  | NULL | RSS0804CA12H055 | NA | 0
AIR HANDLING UNIT | A0903066 | ZEIL | YDM60X70 | NA | 0
VARIABLE SPEED DRIVE |  | ABB | ACH550-01-023A-4+B055 | NA | 0
AIR HANDLING UNIT | A0903070 | ZEIL | YDM 60X80 | NA | 0
AIR FAN - SUPPLY | AP0804CP6P04 | FEDERAL | MF080 | NA | 0
VARIABLE SPEED DRIVE |  | ABB | ACH550-01-059A-4+B055 | NA | 0
VARIABLE SPEED DRIVE |  | ABB | ACH550-01-059A-4+B055 | NA | 0
CHILLED WATER PUMP | 10825 IJJ | TEMPERZONE | BRG-6309-2Z 6209-2Z | NA | 0
CHILLED WATER PUMP | 10905 IJJ | TEMPERZONE | BRG 6309-2Z 6209-2Z | NA | 0
CHILLED WATER PUMP | 10108 LFJ | TEMPERZONE | BRG 6209-2ZC3 | NA | 0
AIR FAN - RETURN |  | NULL |  | NA | 0
VARIABLE SPEED DRIVE |  | ABB | ACH550-01-059A-4+B055 | NA | 0
0 - NOT SET |  | NULL |  | NA | 0
AIR HANDLING UNIT | NA | NULL | NA | NA | 0
FAN COIL UNIT - DUCTED | 779726 | THERMAL EQUP CO | HWP370RKTN | NA | 0
DUCTED SPLIT SYSTEM | 67423 | THERMAL EQUP CO | CCE750QS110 | NA | 0
AIR HANDLING UNIT |  | ROBERT SHAW |  | NA | 0
AIR HANDLING UNIT |  | ROBERT SHAW |  | NA | 0
AIR FAN - SUPPLY |  | ROBERT SHAW |  | NA | 0
AIR FAN - SUPPLY |  | ROBERT SHAW |  | NA | 0
AIR HANDLING UNIT | NA | NULL | NA | NA | 0
AIR HANDLING UNIT |  | NULL |  | NA | 0
AIR HANDLING UNIT | NA | NULL | NA | NA | 0
VARIABLE SPEED DRIVE | 014110G319 | DB INDUSTRIES | 131F7539 | NA | 0
AIR FAN - SUPPLY | M3081350002 | TEMPERZONE | AEHBUC020 | NA | 0
VARIABLE SPEED DRIVE | 000214H309 | DB INDUSTRIES | 131H7675 | NA | 0
AIR FAN - SUPPLY |  | PORTCHIL | 4445-228535 | NA | 0
AIR FAN - SUPPLY |  | PORTCHIL | 4445-228535 | NA | 0
VARIABLE SPEED DRIVE | 010739G315 | DB INDUSTRIES | 131F9783 | NA | 0
AIR FAN - RETURN | NA | NULL | R6S8M747T | NA | 0
AIR FAN - RETURN | NA | NULL | R6S8M747T | NA | 0
AIR FAN - EXHAUST | WO548 | NULL | 24G4P | NA | 0
CHILLED WATER PUMP |  | ALCAIR | 11995T | NA | 0
CHILLED WATER PUMP | 4445-223-529 | PORTCHIL | HC5859 | NA | 0
AIR FAN - SUPPLY | 4445-227-523 | PORTCHIL | CM2925 | NA | 0
VARIABLE SPEED DRIVE | 000214H309 | DB INDUSTRIES | 131H7676 | NA | 0
AIR HANDLING UNIT |  | NULL |  | NA | 0
AIR FAN - SUPPLY |  | NULL | 4445111111 | NA | 0
VARIABLE SPEED DRIVE | 014210G319 | DB INDUSTRIES | 131F7539 | NA | 0
AIR FAN - RETURN |  | NULL |  | NA | 0
VARIABLE SPEED DRIVE |  | DB INDUSTRIES |  | NA | 0
VARIABLE SPEED DRIVE |  | DB INDUSTRIES |  | NA | 0
VARIABLE SPEED DRIVE | 08610G299 | DB INDUSTRIES | 131F7541 | NA | 0
AIR FAN - RETURN | 1007 JA J | MTA HCYGNUS |  | NA | 0
AIR FAN - SUPPLY | 7094117005 | TEMPERZONE | ASHB-UCC20 | NA | 0
VARIABLE SPEED DRIVE | 010911G319 | DB INDUSTRIES | 131H2658 | NA | 0
CONDENSER WATER PUMP |  | ALCAIR | PUMP SIZE 65X60-160 MOTOR MN 4445-109-12 | NA | 0
CONDENSER WATER PUMP |  | ALCAIR | PUMP SIZE 65X60-160 MOTOR MN 4445-109-12 | NA | 0
AIR COMPRESSOR | 10.05 | NULL | PULFORD 5055 | NA | 0
AIR FAN - SUPPLY | 10055JDJ | MTA HCYGNUS | AS1359 | NA | 0
AIR HANDLING UNIT |  | NULL |  | NA | 0
VARIABLE SPEED DRIVE | 016310G319 | DANFOSS | 131F7540 | NULL | NULL
AIR FAN - SUPPLY | 7094021011 | TEMPERZONE | ASHB-UCC20 | NA | 0
AIR FAN - RETURN | H4093303 003 | TEMPERZONE | AEHBUC067RSEFMC20 | NA | 0
AIR HANDLING UNIT |  | NULL |  | NA | 0
PRESSURISATION SYSTEM |  | AQUATHERM | LW304010 | NA | 0
STAIRWELL PRESSURISATION FAN |  | AQUATHERM | LW304010 | NA | 0
VARIABLE SPEED DRIVE |  | DB INDUSTRIES | 131U2237 | NA | 0
VARIABLE SPEED DRIVE |  | DB INDUSTRIES | 131U2237 | NA | 0
AIR COMPRESSOR | NA | NULL | NA | NULL | NULL
COOLING TOWER |  | NULL |  | NA | 0
COOLING TOWER |  | NULL |  | NA | 0
COOLING TOWER |  | NULL |  | NA | 0
COOLING TOWER |  | NULL |  | NA | 0
AIR FAN - SUPPLY | 010112G319 | DB INDUSTRIES | 131W4424 | NA | 0
AIR FAN - SUPPLY | 7096317002 | TEMPERZONE | ASHBUCC2G | NA | 0
VARIABLE SPEED DRIVE | 012815G319 | DB INDUSTRIES | 131F7542 | NA | 0
AIR FAN - RETURN |  | NULL |  | NA | 0
AIR FAN - SUPPLY | W0923 | NULL | 19G2P G.W AXIAL | NA | 0
KITCHEN EXHAUST FAN | V9525 | NULL | 24G4P | NA | 0
VARIABLE SPEED DRIVE | 010211G319 | DB INDUSTRIES | 131H8116 | NA | 0
HEAT EXCHANGER - WATER TO WAT |  | NULL | REG NO. 86003 | NA | 0
CONDENSER WATER PUMP |  | ALCAIR | PUMP SIZE65X50-160 MOTOR MN 4445-109-121 | NA | 0
CONDENSER WATER PUMP |  | ALCAIR | Q31146 | NA | 0
CONDENSER WATER PUMP |  | ALCAIR |  | NA | 0
AIR HANDLING UNIT |  | NULL |  | NA | 0
AIR FAN - SUPPLY | 10026JCJ | MTA HCYGNUS | MOTOR MN 6309-22 6209-27 | NA | 0
VARIABLE SPEED DRIVE | 019210G319 | DB INDUSTRIES | 131F7541 | NA | 0
AIR FAN - SUPPLY | 7094021006 | TEMPERZONE | ASHBUCC20 | NA | 0
VARIABLE SPEED DRIVE | 010331G319 | DB INDUSTRIES | 131N4436 | NA | 0
AIR HANDLING UNIT |  | NULL |  | NA | 0
AIR FAN - SUPPLY | 7085364001 | TEMPERZONE | ASHBUCC20 | NA | 0
AIR FAN - SUPPLY | P6109454001 | TEMPERZONE | AEMBUCC2G | NA | 0
VARIABLE SPEED DRIVE | 010212G319 | DB INDUSTRIES | 131N4424 | NA | 0
VARIABLE SPEED DRIVE | 011415G913 | DB INDUSTRIES | 131F7543 | NA | 0
AIR HANDLING UNIT |  | NULL |  | NA | 0
VARIABLE SPEED DRIVE | 012315G139 | DB INDUSTRIES | 131F7542 | NA | 0
VARIABLE SPEED DRIVE | 010311G319 | DB INDUSTRIES | 131H8166 | NA | 0
AIR FAN - SUPPLY | 708C742001 | TEMPERZONE | ASHBUCC20 | NA | 0
CONDENSER WATER PUMP |  | ALCAIR | Q75-108 | NA | 0
CONDENSER WATER PUMP |  | ALCAIR | Q75-108 | NA | 0
CHILLED WATER PUMP |  | ALCAIR | 75-108 | NA | 0
CHILLED WATER PUMP |  | ALCAIR | 75-108 | NA | 0
CHILLED WATER PUMP |  | ALCAIR | 75-108 | NA | 0
CHILLED WATER PUMP |  | ALCAIR | 75-108 | NA | 0
CONDENSER WATER PUMP |  | ALCAIR |  | NA | 0
AIR FAN - RETURN |  | ALCAIR | 75-108 | NA | 0
CONDENSER WATER PUMP |  | ALCAIR | Q75-108 | NA | 0
CHILLER - WATER COOLED | NOT SITED | RAC | AIRMASTER | NA | 0
AIR HANDLING UNIT |  | NULL |  | NA | 0
AIR FAN - RETURN | H4093303002 | TEMPERZONE | AEHBUCO67R50FMC20 | NA | 0
VARIABLE SPEED DRIVE | 016410G319 | DB INDUSTRIES | 131F7540 | NA | 0
AIR FAN - SUPPLY |  | TEMPERZONE | ASHBUCC20 | NA | 0
VARIABLE SPEED DRIVE | 010111G319 | DB INDUSTRIES | 131N4436 | NA | 0
AIR HANDLING UNIT |  | NULL |  | NA | 0
AIR FAN - RETURN | 4091368004 | TEMPERZONE | ARMBUCC20 | NA | 0
VARIABLE SPEED DRIVE | 014310G319 | DANFOSS | 131F7539 | NULL | NULL
AIR FAN - SUPPLY | H6093309 | TEMPERZONE | ASHBUCO400025FMC20 | NA | 0
VARIABLE SPEED DRIVE | 010305G309 | DB INDUSTRIES | 131F7544 | NA | 0
AIR HANDLING UNIT |  | NULL |  | NA | 0
AIR HANDLING UNIT |  | MTA HCYGNUS | AS1359 | NA | 0
VARIABLE SPEED DRIVE | 019110G913 | DB INDUSTRIES | 131F7541 | NA | 0
VARIABLE SPEED DRIVE | 010811G319 | DB INDUSTRIES | 131H2658 | NA | 0
AIR HANDLING UNIT |  | TEMPERZONE | ASHBUCC20 | NA | 0
FAN COIL UNIT - DUCTED |  | MUNTERS |  | NA | 0
AIR FAN - EXHAUST |  | NULL | G.W AXIAL 30G4P | NA | 0
AIR FAN - EXHAUST |  | NULL | G.W AXIAL G30WP | NA | 0
AIR FAN - EXHAUST |  | NULL |  | NA | 0
AIR FAN - SUPPLY | 38G6P | NULL | G.W ACIAL | NA | 0
AIR HANDLING UNIT |  | NULL |  | NA | 0
AIR FAN - RETURN | 4086392004 | TEMPERZONE | AEMBUCC20 | NA | 0
VARIABLE SPEED DRIVE | 014010G319 | DB INDUSTRIES | 131F7539 | NA | 0
AIR FAN - SUPPLY | H6093309 | TEMPERZONE | ASHBUCO40025FMC20 | NA | 0
VARIABLE SPEED DRIVE | 010359G319 | DB INDUSTRIES | 131F7544 | NA | 0
VARIABLE SPEED DRIVE |  | DB INDUSTRIES | 131N4436 | NA | 0
UPRIGHT SINGLE DOOR FRIDGE |  | NULL | 2155008862 AIRDESIGN | NA | 0
AIR FAN - SUPPLY |  | NULL | G.W.AXIAL 3866P | NA | 0
FAN COIL UNIT - DUCTED |  | NULL | HVAC | NA | 0
AIR COOLED SPLIT SYSTEM |  | NULL | HVAC | NA | 0
AIR FAN - OUTSIDE |  | NULL | FAN TECH PCD454DD | NA | 0
CAR PARK EXHAUST FAN |  | NULL | FANTECH PCD504DD | NA | 0
CAR PARK SUPPLY AIR FAN |  | NULL |  | NA | 0
AIR FAN - OUTSIDE |  | NULL |  | NA | 0
VARIABLE SPEED DRIVE | 010113G369 | DB INDUSTRIES | 131F8479 | NA | 0
AIR FAN - OUTSIDE | 0123G4108 | DB INDUSTRIES | 131B4061 | NA | 0
FAN COIL UNIT - DUCTED |  | NULL | NA | NA | 0
AIR HANDLING UNIT |  | NULL | N:A | NA | 0
FAN COIL UNIT - DUCTED |  | MUNTERS |  | NA | 0
CHILLER - AIR COOLED | 631MD0995 | NULL | FLUID CHILLERS AUST CA100P | R407C | 20
CHILLER - WATER COOLED |  | RAC | AIRMASTER | R134A | 200
CHILLER - WATER COOLED |  | RAC | AIRMASTER | R134A | 200
HEAT EXCHANGER - WATER TO WAT | 54537 | NULL | S26-IS | NA | 0
HEAT EXCHANGER - WATER TO WAT | 54536 | NULL | S26-IS | NA | 0
HEAT EXCHANGER - WATER TO WAT | 54535 | NULL | S26-IS | NA | 0
HEAT EXCHANGER - WATER TO WAT | 54534 | NULL | S9A-1G | NA | 0
HEAT EXCHANGER - WATER TO WAT | 54533 | NULL | S9A-1G | NA | 0
HEAT EXCHANGER - WATER TO WAT | 2011 077 | NULL | H17 MGS 10 | NA | 0
HEAT EXCHANGER - WATER TO WAT | 506737 | NULL | 50 | NA | 0
HEAT EXCHANGER - WATER TO WAT | 506737 | NULL | 50 | NA | 0
COOLING TOWER | 12JO209 | BAC | RCT 2540 | NA | 0
COOLING TOWER | 12JO208 | BAC | RCT 2540 | NA | 0
COOLING TOWER | 12JO207 | BAC | RCT 2540 | NA | 0
COOLING TOWER | 12JO206 | BAC | RCT 2540 | NA | 0
COOLING TOWER | 12JO206 | BAC | RCT 2540 | NA | 0
VARIABLE SPEED DRIVE | 3114405437 | ABB | ACH550-01-023A-4+BO55 | NA | 0
VARIABLE SPEED DRIVE | 3114405433 | ABB | ACH550-01-023A-4+BO55 | NA | 0
VARIABLE SPEED DRIVE | 3115100631 | ABB | ACH550-01-012A-4+BO55 | NA | 0
VARIABLE SPEED DRIVE | 3114705090 | ABB | ACH550-01-045A-4+BO55 | NA | 0
VARIABLE SPEED DRIVE | 3120704293 | ABB | ACH550-01-06A9-4+BO55 | NA | 0
VARIABLE SPEED DRIVE | 3123502949 | ABB | ACH550-01-012A-4+BO55 | NA | 0
CHILLED WATER PUMP | 125X100-200 | AJAX | 120434ND | NA | 0
AIR HANDLING UNIT | CR26A08-1250 | AIR DESIGN | 5160-062684 | OTHER | 0
CONDENSER WATER PUMP | 150X125-315 | AJAX | 120442ND | NA | 0
CONDENSER WATER PUMP | 150X125-315 | AJAX | 120442ND | NA | 0
CONDENSER WATER PUMP | 125X100-400 | AJAX | 120438ND | NA | 0
CONDENSER WATER PUMP | 125X100-400 | AJAX | 120438ND | NA | 0
CONDENSER WATER PUMP | 125X100-400 | AJAX | 120438ND | NA | 0
CONDENSER WATER PUMP | 150X125-315 | AJAX | 120442ND | NA | 0
VARIABLE SPEED DRIVE | 3142304134 | ABB | ACH550-01-059A-4+BO55 | NA | 0
VARIABLE SPEED DRIVE | 3114704961 | ABB | ACH550-01-087A-4+BO55 | NA | 0
CONDENSER WATER PUMP | 150X125-315 | AJAX | 120442ND | NA | 0
VARIABLE SPEED DRIVE | 3121801144 | ABB | ACH550-01-059A-4+BO55 | NA | 0
VARIABLE SPEED DRIVE | 3114904587 | ABB | ACH550-01-059A-4+BO55 | NA | 0
VARIABLE SPEED DRIVE | 3114105467 | ABB | ACH550-01-087A-4+BO55 | NA | 0
VARIABLE SPEED DRIVE | 3114704966 | ABB | ACH550-01-087A-4+BO55 | NA | 0
CONDENSER WATER PUMP | 150X125-315 | AJAX | 120442ND | NA | 0
CHILLED WATER PUMP | 125X100-200 | AJAX | 120434ND | NA | 0
HEATING HOT WATER PUMP | 100X65-315 | AJAX | 120423ND | NA | 0
VARIABLE SPEED DRIVE | 3114806439 | ABB | ACH550-01-045A-4+BO55 | NA | 0
VARIABLE SPEED DRIVE | 3115003754 | ABB | ACH550-01-038A-4+BO55 | NA | 0
CHILLED WATER PUMP | 150X125-315 | AJAX | 120442ND | NA | 0
HEATING HOT WATER PUMP | 125X100-200 | AJAX | 120434ND | NA | 0
CONDENSER WATER PUMP | 150X125-315 | AJAX | 120442ND | NA | 0
CONDENSER WATER PUMP | 150X125-315 | AJAX | 120442ND | NA | 0
SWITCHBOARD MECHANICAL | 1361-L28.1-1 | NULL |  | NA | 0
SWITCHBOARD MECHANICAL | 1361-L28.1-1 | NULL |  | NA | 0
SWITCHBOARD MECHANICAL | 1361-15.1 | NULL |  | NA | 0
SWITCHBOARD MECHANICAL | 1361-15.2 | NULL |  | NA | 0
SWITCHBOARD MECHANICAL | 1361-15.3 | NULL |  | NA | 0
CHILLED WATER PUMP | 150X125-315 | AJAX | 120442ND | NA | 0
VARIABLE SPEED DRIVE | 3113800177 | ABB | ACH550-01-045A-4+BO55 | NA | 0
CHILLED WATER PUMP | 80X50-315 | AJAX | 120416ND | NA | 0
CONDENSER WATER PUMP | 150X125-315 | AJAX | 120442ND | NA | 0
CONDENSER WATER PUMP | 124003000 | AJAX | ISO100X65-315 | NA | 0
VARIABLE SPEED DRIVE | 3113800166 | ABB | ACH550-01-045A-4+BO55 | NA | 0
VARIABLE SPEED DRIVE | 3113800182 | ABB | ACH550-01-045A-4+BO55 | NA | 0
VARIABLE SPEED DRIVE | 3114506127 | ABB | ACH550-01-012A-4+BO55 | NA | 0
VARIABLE SPEED DRIVE | 3113800169 | ABB | ACH550-01-045A-4+BO55 | NA | 0
VARIABLE SPEED DRIVE | 3114304707 | ABB | ACH550-01-023A-4+BO55 | NA | 0
AIR FAN - EXHAUST |  | FANTECH |  | NA | 0
VARIABLE SPEED DRIVE | 3114205707 | ABB | ACH550-1-023A-4+BO55 | NA | 0
VARIABLE SPEED DRIVE | 3114105168 | ABB | ACH550-1-038A-4+BO55 | NA | 0
VARIABLE SPEED DRIVE | 3114105167 | ABB | ACH550-1-038A-4+BO55 | NA | 0
VARIABLE SPEED DRIVE | 3114105168 | ABB | ACH550-1-038A-4+BO55 | NA | 0
AIR FAN - RETURN |  | FANTECH |  | NA | 0
VARIABLE SPEED DRIVE | 3111504241 | ABB | ACH550-1-045A-4+BO55 | NA | 0
VARIABLE SPEED DRIVE | 3104302228 | ABB | ACH550-01-023A-4+BO55 | NA | 0
VARIABLE SPEED DRIVE | 3112504463 | ABB | ACH550-1-072A-4+BO55 | NA | 0
VARIABLE SPEED DRIVE | 3141204805 | ABB | ACH550-1-023A-4+BO55 | NA | 0
VARIABLE SPEED DRIVE | 3114205707 | ABB | ACH550-1-023A-4+BO55 | NA | 0
VARIABLE SPEED DRIVE | 3112504462 | ABB | ACH550-1-072A-4+BO55 | NA | 0
VARIABLE SPEED DRIVE | 3114105049 | ABB | ACH550-1-06A9-4+BO55 | NA | 0
VARIABLE SPEED DRIVE | 3113205899 | ABB | ACH550-1-059A-4+BO55 | NA | 0
VARIABLE SPEED DRIVE | 3114105171 | ABB | ACH550-1-038A-4+BO55 | NA | 0
VARIABLE SPEED DRIVE | 3113005320 | ABB | ACH550-1-031A-4+BO55 | NA | 0
VARIABLE SPEED DRIVE | 3114105173 | ABB | ACH550-1-038A-4+BO55 | NA | 0
VARIABLE SPEED DRIVE | 3114001459 | ABB | ACH550-1-059A-4+BO55 | NA | 0
VARIABLE SPEED DRIVE | 3120604517 | ABB | ACH550-1-015A-4+BO55 | NA | 0
VARIABLE SPEED DRIVE | 3113204767 | ABB | ACH550-1-072A-4+BO55 | NA | 0
AIR HANDLING UNIT | CR26A08-1250 | AIR DESIGN | 5160-062687 | OTHER | 0
AIR HANDLING UNIT | CR26A08-1250 | AIR DESIGN | 5160-06268? | OTHER | 0
AIR HANDLING UNIT | CR26A08-1250 | AIR DESIGN | 5160-062688 | OTHER | 0
VARIABLE SPEED DRIVE | 3114705694 | ABB | ACH550-01-023A-4+BO55 | NA | 0
FAN COIL UNIT - DUCTED | HMP09-6CH-R250L2L | AIR DESIGN | 4533-039124 | NA | 0
VARIABLE SPEED DRIVE | 3114305275 | ABB | ACH550-01-012A-4+B055 | NA | 0
VARIABLE SPEED DRIVE | 3114705694 | ABB | ACH550-01-023A-4+BO55 | NA | 0
AIR FAN - EXHAUST | UNKNOWN | FANTECH | UNKNOWN | NA | 0
FAN COIL UNIT - DUCTED | HMP25-5CH-R400L2L | AIR DESIGN | 4533-039125 | NA | 0
AIR FAN - SUPPLY | UNKNOWN | FANTECH | UNKNOWN | NA | 0
AIR HANDLING UNIT | ?? | AIR DESIGN | 5160-062689 | OTHER | 0
AIR HANDLING UNIT | CR21A08-1000 | AIR DESIGN | 5160-062686 | OTHER | 0
AIR FAN - SUPPLY | UNKNOWN | FANTECH | UNKNOWN | NA | 0
AIR FAN - RETURN |  | FANTECH |  | NA | 0
AIR FAN - RETURN | UNKNOWN | FANTECH | UNKNOWN | NA | 0
AIR FAN - EXHAUST | UNKNOWN | FANTECH | UNKNOWN | NA | 0
TOILET EXHAUST FAN | UNKNOWN | FANTECH | UNKNOWN | NA | 0
CAR PARK EXHAUST FAN | 1400 DIAM | FANTECH | AP1404CA12M300 | NA | 0
AIR FAN - RETURN | UNKNOWN | FANTECH | UNKNOWN | NA | 0
TOILET EXHAUST FAN | UNKNOWN | FANTECH | UNKNOWN | NA | 0
SWITCHBOARD MECHANICAL | 1361-M.1-M | NULL |  | NA | 0
AIR FAN - RETURN |  | FANTECH |  | NA | 0
FAN COIL UNIT - DUCTED | HMP14-BCH-R280L1L | AIR DESIGN | 4533-039126 | NA | 0
AIR FAN - RETURN | UNKNOWN | FANTECH | UNKNOWN | NA | 0
FAN COIL UNIT - DUCTED | HMP09-8CH-R250L1L | AIR DESIGN | 4533-039116 | NA | 0
FAN COIL UNIT - DUCTED | HFCV84A05-560 | AIR DESIGN | 4533-039115 | NA | 0
FAN COIL UNIT - DUCTED | HMP25-8CH-R355L1L | AIR DESIGN | 4533-039117 | NA | 0
VARIABLE SPEED DRIVE | 3113800292 | ABB | ACH550-01-02A4-4+B055 | NA | 0
VARIABLE SPEED DRIVE | 3114404564 | ABB | ACH550-01-05A4-4+B055 | NA | 0
VARIABLE SPEED DRIVE | 3113103583 | ABB | ACH550-01-04A1-4+B055 | NA | 0
FAN COIL UNIT - DUCTED | UNKNOWN | AIR DESIGN | UNKNOWN | NA | 0
VARIABLE SPEED DRIVE | 3113404194 | ABB | ACH550-01-03A3-4+B055 | NA | 0
VARIABLE SPEED DRIVE | 3114404564 | ABB | ACH550-01-05A4-4+B055 | NA | 0
VARIABLE SPEED DRIVE | 3150304788 | ABB | ACH550-01-012A-4+B055 | NA | 0
SWITCHBOARD MECHANICAL | 1361-M-2 | NULL |  | NA | 0
VARIABLE SPEED DRIVE | 3113103583 | ABB | ACH550-01-04A1-4+B055 | NA | 0
VARIABLE SPEED DRIVE | 3111604866 | ABB | ACH550-01-059A-4+B055 | NA | 0
AIR FAN - SUPPLY | UNKNOWN | FANTECH | UNKNOWN | NA | 0
CAR PARK SUPPLY AIR FAN | UNKNOWN | FANTECH | UNKNOWN | NA | 0
CAR PARK SUPPLY AIR FAN | UNKNOWN | FANTECH | UNKNOWN | NA | 0
AIR FAN - SUPPLY | UNKNOWN | FANTECH | PCD 564DD | NA | 0
AIR DAMPER |  | BULLOCK |  | NA | 0
AIR FAN - SUPPLY | UNKNOWN | FANTECH | UNKNOWN | NA | 0
CAR PARK SUPPLY AIR FAN | UNKNOWN | FANTECH | UNKNOWN | NA | 0
AIR FAN - EXHAUST | 470095 | FANTECH | CPD0564F | NA | 0
EXPANSION TANK (CLOSED LOOPS) | 16426 | NULL | 4253 | NA | 0
EXPANSION TANK (CLOSED LOOPS) | 16817 | NULL | 801.5 | NA | 0
EXPANSION TANK (CLOSED LOOPS) | 16306 | NULL | 3003 | NA | 0
EXPANSION TANK (CLOSED LOOPS) | 08L0728 61976 | NULL | 140L | NA | 0
EXPANSION TANK (CLOSED LOOPS) | 08L0728 61976 | NULL | 140L | NA | 0
CIRCULATING PUMP | 87360232 | GRUNDFOS | MG132SB2-38FF265-F1 | NA | 0
EXPANSION TANK (CLOSED LOOPS) | 11L042780031 | NULL | 50L | NA | 0
FIRE DAMPER | VARIOUS | BULLOCK | VARIOUS | NA | 0
DOSING POT (CLOSED LOOPS) | 22813 | NULL | V500-4-D8 | NA | 0
ICE STORAGE TANK |  | NULL |  | NA | 0
CASSETTE SPLIT SYSTEM | 2005885T | MITSUBISHI | MSZ-GE50VA2 | R410A | 1
CASSETTE SPLIT SYSTEM | 2004366T | MITSUBISHI | MSZ-GE50VA2 | R410A | 1
CONDENSER UNIT | 1005886T | MITSUBISHI | MUZ-GE50VA | R410A | 1
UNDER CEILING SPLIT SYSTEM | OYU03748 | MITSUBISHI | PUHZ-RP100VHA2 | R410A | 5
UNDER CEILING SPLIT SYSTEM | OYU03751 | MITSUBISHI | PUHZ-RP100VHA2 | R410A | 5
CONDENSER UNIT | 1157 | MITSUBISHI | PUZ-ZM100VKA-A | R32 | 4
CONDENSER UNIT | 1158 | MITSUBISHI | PUZ-ZM100VKA-A | R32 | 4
CHILLER - SCREW | U11E00203 | TRANE | RTWD 120E | R134A | 238
CHILLER - CENTRIFUGAL | L11D01488 | TRANE | CVHG480 | R134A | 238
CHILLER - CENTRIFUGAL | L11D01480 | TRANE | CVHG480 | R123 | 455
DUCTED HYDRONIC HEATING COIL | UNKNOWN | NULL | UNKNOWN | NA | 0
AIR HANDLING UNIT | A02793 | AIRITE | RLH58 | NA | 0
AIR HANDLING UNIT | A02794 | AIRITE | RLH58 | NA | 0
AIR HANDLING UNIT | A02795 | AIRITE | RLH511 | NA | 0
SWITCHBOARD MECHANICAL |  | NULL | BENLEC PTY LTD | NA | 0
AIR HANDLING UNIT | A02792 | AIRITE | RLH58 | NA | 0
AIR HANDLING UNIT | A02791 | AIRITE | A532H | NA | 0
AIR FAN - EXHAUST | UNKNOWN | FEDERAL | AP040-10010 | NA | 0
AIR FAN - EXHAUST | UNKNOWN | FEDERAL | AP050-10-10 | NA | 0
AIR FAN - EXHAUST | UNKNOWN | FEDERAL | AP040-10-10 | NA | 0
AIR FAN - EXHAUST | UNKNOWN | FEDERAL | MT302 | NA | 0
AIR FAN - EXHAUST | UNKNOWN | FEDERAL | AP031-10-23 | NA | 0
PACKAGED AIR CONDITIONING UNIT | UNKNOWN | ENGLISH ELECT | UNKNOWN | NA | 0
PACKAGED AIR CONDITIONING UNIT | UNKNOWN | ENGLISH ELECT | UNKNOWN | NA | 0
AIR HANDLING UNIT | A02796 | AIRITE | ALH54 | NA | 0
SWITCHBOARD MECHANICAL | NA | NULL | E.C. & I PTY LTD | NA | 0
FRIDGE | HA110411446 | NULL | TME650-H | NA | 0
FRIDGE | 49628 | WOODS | HBR2UST-0A0 | NA | 0
COOL ROOM | NA | NULL | CUSTOM BUILT | NA | 0
FREEZER ROOM | NA | NULL | CUSTOM MADE | NA | 0
EVAPORATIVE COOLER | C9410204 | ELECTROLUX | RPA600 | NA | 0
AIR FAN - EXHAUST | NA | FEDERAL | MV132E | NA | 0
AIR FAN - EXHAUST |  | FEDERAL | CE224D | NA | 0
AIR FAN - EXHAUST | 412232 | FEDERAL | CE254D | NA | 0
AIR FAN - EXHAUST | UNKNOWN | FEDERAL | MV252E | NA | 0
AIR FAN - EXHAUST | UNKNOWN | FEDERAL | MV204 | NA | 0
AIR FAN - EXHAUST | 505665 | FEDERAL | MRV2 | NA | 0
AIR FAN - EXHAUST | 491061 | FEDERAL | RV3 | NA | 0
AIR FAN - EXHAUST | 491061 | FEDERAL | RV3 | NA | 0
AIR FAN - EXHAUST | 496059 | FEDERAL | MRV2 | NA | 0
CASSETTE SPLIT SYSTEM | C028115 | DAKO | FXFQ63PVE9 | NA | 0
VRF DUCTED SPLIT | E021940 | DAKO | FXMQ100PVE | NA | 0
CASSETTE SPLIT SYSTEM | E001768 | DAKO | FXZQ20MVE | NA | 0
CASSETTE SPLIT SYSTEM | E001766 | DAKO | FXZQ20MVE9 | NA | 0
CASSETTE SPLIT SYSTEM | E002690 | DAKO | FXZQ40 MVE | NA | 0
CASSETTE SPLIT SYSTEM | E003051 | DAKO | FXZQ32 MVE | NA | 0
CASSETTE SPLIT SYSTEM | E002727 | DAKO | FXZQ32MVE | NA | 0
CASSETTE SPLIT SYSTEM | E002724 | DAKO | FXZQ32 MVE | NA | 0
CASSETTE SPLIT SYSTEM | E002656 | DAKO | FXZQ32MVE | NA | 0
CASSETTE SPLIT SYSTEM | E003251 | DAKO | FXZQ32MVE | NA | 0
VRF DUCTED SPLIT | E015221 | DAKO | FXMQ63 PVE | NA | 0
CASSETTE SPLIT SYSTEM | E001781 | DAKO | FXZQ20 MVE | NA | 0
CASSETTE SPLIT SYSTEM | C028026 | DAKO | FXFQ63PVE9 | NA | 0
CASSETTE SPLIT SYSTEM | E002694 | DAKO | FXZQ40MVE | NA | 0
CASSETTE SPLIT SYSTEM | E002596 | DAKO | FXZQ32MVE | NA | 0
AIR COOLED SPLIT SYSTEM | A000982 | DAKO | REYQ16PY1 | NA | 0
AIR COOLED SPLIT SYSTEM | A000926 | DAKO | REYQ16PY1 | NA | 0
VRF DUCTED SPLIT | UNKNOWN | DAKO | FXMQ63PVE | NA | 0
HEAT EXCHANGER - AIR TO AIR | 1306154-1 | NULL | ARMCOR XC1000CM | NA | 0
BMS | UNKNOWN | DAKO | ITOUCH CONTROLLER | NA | 0
SWITCHBOARD MECHANICAL |  | E C I | PRO 21704 | NA | 0
VRF DUCTED SPLIT | E024870 | DAKO | FXMQ125PVE | NA | 0
VRF DUCTED SPLIT | E021939 | DAKO | FXMQ100 PVE | NA | 0
WALL MOUNTED SPLIT SYSTEM | 4000501 | MODULEX | MSZ-A09YV | NA | 0
WALL MOUNTED SPLIT SYSTEM |  | GREGORY | UNKNOWN | NA | 0
WALL MOUNTED SPLIT SYSTEM | 4000179 | MODULEX | MSZ-A09YV | NA | 0
WALL MOUNTED SPLIT SYSTEM | 4000442 | MODULEX | MSZ-A09YV | NA | 0
WALL MOUNTED SPLIT SYSTEM | 4000409 | MODULEX | MSZ-A18YV | NA | 0
WALL MOUNTED SPLIT SYSTEM | 4000143 | MODULEX | MUZ-A09YV | NA | 0
WALL MOUNTED SPLIT SYSTEM | 4000218 | MODULEX | MSZ-A09YV | NA | 0
DUCTED SPLIT SYSTEM | T010995 | GREGORY | ARTC54LATU | NA | 0
WALL MOUNTED SPLIT SYSTEM | 4000454 | MODULEX | MSZ-A09YV | NA | 0
WALL MOUNTED SPLIT SYSTEM | 4000450 | MODULEX | MSZ-A09YV | NA | 0
WALL MOUNTED SPLIT SYSTEM | 4000130 | MODULEX | MSZ-A09YV | NA | 0
WALL MOUNTED SPLIT SYSTEM | E044458 | GREGORY | ASTA09LCC | NA | 0
WALL MOUNTED SPLIT SYSTEM | 4000277 | MODULEX | MSZ-A09YV | NA | 0
WALL MOUNTED SPLIT SYSTEM | 4000305 | MODULEX | MUZ-A09YV | NA | 0
WALL MOUNTED SPLIT SYSTEM | 4000226 | MODULEX | MUZ-A18YV | NA | 0
WALL MOUNTED SPLIT SYSTEM | E044056 | GREGORY | AOTG09LVC | NA | 0
WALL MOUNTED SPLIT SYSTEM | 4000396 | MODULEX | MUZ-A12YV | NA | 0
WALL MOUNTED SPLIT SYSTEM | 4000273 | MODULEX | MUZ-A09YV | NA | 0
WALL MOUNTED SPLIT SYSTEM | 4000127 | MODULEX | MUZ-A09YV | NA | 0
WALL MOUNTED SPLIT SYSTEM | 4000300 | MODULEX | MUZ-A09YV | NA | 0
WALL MOUNTED SPLIT SYSTEM | 4000274 | MODULEX | MUZ-A09YV | NA | 0
WALL MOUNTED SPLIT SYSTEM | E044855 | GREGORY | AOTR09LCC | NA | 0
WALL MOUNTED SPLIT SYSTEM | 4000227 | MODULEX | MUZ-A09YV | NA | 0
WALL MOUNTED SPLIT SYSTEM | 4000277 | MODULEX | MUZ-A09YV | NA | 0
WALL MOUNTED SPLIT SYSTEM | 4000303 | MODULEX | MUZ-A09YV | NA | 0
WALL MOUNTED SPLIT SYSTEM | 4000185 | MODULEX | MUZ-A09YV | NA | 0
DUCTED SPLIT SYSTEM | T020899 | GREGORY | AOT54LJBYL | NA | 0
WALL MOUNTED SPLIT SYSTEM | 4000130 | MODULEX | MUZ-A18YV | NA | 0
WALL MOUNTED SPLIT SYSTEM | 4000276 | MODULEX | MUZ-A09YV | NA | 0
WALL MOUNTED SPLIT SYSTEM | 4000117 | MODULEX | MSZ-A18YV | NA | 0
WALL MOUNTED SPLIT SYSTEM | 4000213 | MODULEX | MSZ-A09YV | NA | 0
WALL MOUNTED SPLIT SYSTEM | 4000447 | MODULEX | MSZ-A09YV | NA | 0
SWITCHBOARD MECHANICAL | NA | NULL | NHP | NA | 0
WALL MOUNTED SPLIT SYSTEM | NA | TEMPERZONE | LS1508V | NA | 0
WALL MOUNTED SPLIT SYSTEM | NA | TEMPERZONE | LS1508 V | NA | 0
WALL MOUNTED SPLIT SYSTEM | NA | TEMPERZONE | LS1508V | NA | 0
WALL MOUNTED SPLIT SYSTEM | NA | TEMPERZONE | LS1508V | NA | 0
WALL MOUNTED SPLIT SYSTEM | NA | TEMPERZONE | LS1508V | NA | 0
WALL MOUNTED SPLIT SYSTEM | NA | TEMPERZONE | LS1508V | NA | 0
WALL MOUNTED SPLIT SYSTEM | E056805 | TEMPERZONE | ASTA24LCC | NA | 0
WALL MOUNTED SPLIT SYSTEM | NA | TEMPERZONE | LS1508V | NA | 0
WALL MOUNTED SPLIT SYSTEM | NA | TEMPERZONE | LS1508V | NA | 0
WALL MOUNTED SPLIT SYSTEM | E056814 | GREGORY | ASTA24LCC | NA | 0
WALL MOUNTED SPLIT SYSTEM | NA | TEMPERZONE | LS1508V | NA | 0
WALL MOUNTED SPLIT SYSTEM | NA | TEMPERZONE | LS1508 | NA | 0
WALL MOUNTED SPLIT SYSTEM | UNKNOWN | TEMPERZONE | LT1508V | NA | 0
DUCTED SPLIT SYSTEM | T011133 | GREGORY | AOT54LJBYL | NA | 0
WALL MOUNTED SPLIT SYSTEM | NA | TEMPERZONE | LT1108V | NA | 0
WALL MOUNTED SPLIT SYSTEM | UNABLE TO DETERMINE | GREGORY | AOTR24LCC | NA | 0
WALL MOUNTED SPLIT SYSTEM | NA | TEMPERZONE | LT1508V | NA | 0
WALL MOUNTED SPLIT SYSTEM |  | TEMPERZONE | LT1508V | NA | 0
WALL MOUNTED SPLIT SYSTEM | NA | TEMPERZONE | LT1508V | NA | 0
WALL MOUNTED SPLIT SYSTEM | NA | TEMPERZONE | LT1508V | NA | 0
WALL MOUNTED SPLIT SYSTEM | NA | TEMPERZONE | LT1508V | NA | 0
WALL MOUNTED SPLIT SYSTEM | E056587 | GREGORY | AITR24LCC | NA | 0
WALL MOUNTED SPLIT SYSTEM | NA | TEMPERZONE | LT1508V | NA | 0
WALL MOUNTED SPLIT SYSTEM | NA | TEMPERZONE | LT1508V | NA | 0
WALL MOUNTED SPLIT SYSTEM | NA | TEMPERZONE | LT1508V | NA | 0
DUCTED SPLIT SYSTEM | T001149 | GREGORY | ARTC54LATU | NA | 0
SWITCHBOARD MECHANICAL | NA | NULL | NHP | NA | 0
CHILLER - WATER COOLED | 2013190 | NULL | 200LG-LX | NA | 0
CHILLER - WATER COOLED | 2013398 | NULL | 200LG-LX | NA | 0
AIR HANDLING UNIT | BA1006049609 | MECHANICAL SER | MTZ73HN4AVE | NA | 0
DUCTED SPLIT SYSTEM | B174 4540 | ZEIL | Y53 | NA | 0
PACKAGE AC - WATER SOURCED | 1485J01552 | CIEMANTS | 5H80-A194 | NA | 0
CHILLER - WATER COOLED | 1670807340 | BONAIR | S6F-30.2Y-40P | NA | 0
CHILLER - WATER COOLED | 160070808882 | BONAIR | S6F-30.2Y-40P | NA | 0
CHILLER - WATER COOLED | 1671108677 | BONAIR | S6F-30.2Y-40P | NA | 0
CHILLER - WATER COOLED | 1671108678 | BONAIR | S6F-30.2Y-40P | NA | 0
CHILLER - WATER COOLED | 16070806000 | BONAIR | S6F-30.2Y-40P | NA | 0
CHILLER - REVERSE CYC AIR | EY016429-5031004 | ZEIL | F62S-22A | NA | 0
CHILLER - AIR COOLED | RA240E1091 | CIEMANTS | 30RA240AACC3 | NA | 0
COOL ROOM | 1284 | KIRBY | AS200.3 | NA | 0
FREEZER ROOM | 1682804994 | BONAIR | 2CC-4.2Y-40S | NA | 0
COOL ROOM | AML 17065 | PRIVA MAXIMISER | S100 | NA | 0
COOL ROOM | AML 17065 | PRIVA MAXIMISER | S100 | NA | 0
COOL ROOM | 1680818307 | BONAIR | 2EC-3.2Y-40S | NA | 0
COOL ROOM | 08FE9698H | CROSSLE | CS20K6E-TFD-55R | NA | 0
DUCTED SPLIT SYSTEM | 82U01537 | MODULEX | PUHZ-RP140VHA2 | R410A | 6
DUCTED SPLIT SYSTEM | 82U01677 | MODULEX | PUHZ-RP140VHA2 | R410A | 6
DUCTED SPLIT SYSTEM | 82U00773 | MODULEX | PUHZ-RP100VHA2 | R410A | 6
DUCTED SPLIT SYSTEM | 3SB62521-1A | DAKO | RMX140JZVMB | R407C | 10
0 - NOT SET | 1670400193 | BONAIR | 6G-40.2Y-40P | NA | 0
COOL ROOM | 1666906692 | BONAIR | 4T-12.2Y-40P | NA | 0
COOL ROOM | 1666906692 | BONAIR | 4T-12.2Y-40P | NA | 0
COOL ROOM | 1972300925 | BONAIR | 6G-40.2 Y | NA | 0
COOL ROOM | 430 014 | BONAIR | 41-12.2 | NA | 0
0 - NOT SET | 430 014 | BONAIR | 41-12.2 | NA | 0
AIR FAN - RETURN | 430 014 | BONAIR | 41-12.2 | NA | 0
CHILLER - WATER COOLED |  | ZEIL | WS 6004 | NA | 0
CHILLER - WATER COOLED | ET24-0123 | RAC | W1250-4A-24157294E2-20157318C2 | NA | 0
CHILLER - WATER COOLED | ET24-0123 | RAC | W1250-4A-24157294E2-20157318C2 | NA | 0
CHILLER - WATER COOLED | ET24-0123 | RAC | W1250-4A-24157294E2-20157318C2 | NA | 0
CHILLER - WATER COOLED | ET20-0217 | RAC | W0440-2A-20126146E2-1612617C3 | NA | 0
COOL ROOM | 1666501030 | BONAIR | 4T-12.2Y-40P | NA | 0
COOL ROOM | 17K10 0200307 | KLOCHNER MOLLER | BA 8MG-1 | NA | 0
COOL ROOM | 1271101270 | BONAIR | 2HC-22Y-40S | NA | 0
COOL ROOM | 2052390 | CROSSLE | DSKJP-15X-EWL | NA | 0
COOL ROOM | SC 10 4625070 | MECHANICAL SER | MTZ65HM4AVE | NA | 0
COOL ROOM | SD 10 4655557 | MECHANICAL SER | MTZ65HM4AVE | NA | 0
COOL ROOM | VK 5691610REFRIGERANT | MECHANICAL SER | MTZ32JF4BVE | NA | 0
COOL ROOM | RJ 10 4468033 | MECHANICAL SER | MTZ32JF4BVE | NA | 0
COOL ROOM | RJ 10 4468033 | MECHANICAL SER | MTZ32JF4BVE | NA | 0
COOL ROOM | TA 10 4875175 | MECHANICAL SER | MTZ36JG4AVE | NA | 0
COOL ROOM | TA 10 4888632 | MECHANICAL SER | MTZ51HK4AVE | NA | 0
COOL ROOM | TA 10 4888629 | MECHANICAL SER | MTZ51HK4AVE | NA | 0
PACKAGE AC - WATER SOURCED | 3706UA8205 | CIEMANTS | 5H126-A219 | NA | 0
PACKAGE AC - WATER SOURCED | 3706UA8205 | CIEMANTS | 5H126-A219 | NA | 0
PACKAGE AC - WATER SOURCED | 3706UA8205 | CIEMANTS | 5H126-A219 | NA | 0
COOL ROOM | 13ACL278M | CROSSLE | CS10K6E-PFJ-595 | NA | 0
COOL ROOM | 06D19708H | CROSSLE | CS10K6E-PFJ-551 | NA | 0
DUCTED SPLIT SYSTEM | 38271 | ACPAC | S0360VR9AD | R407C | 4
DUCTED SPLIT SYSTEM | 743076 | THERMAL EQUP CO | OSA 298RKTBGV | NA | 0
DUCTED SPLIT SYSTEM | 0024RAE045785 | ACPAC | S0240VR9AE | NA | 0
AIR FAN - RETURN | 1670400193 | BONAIR | 6G-40.2Y-40P | NA | 0
AIR COMPRESSOR | 2580642823 | BONAIR | 6HE-25Y-40P | NA | 0
AIR COMPRESSOR | 2580744159 | BONAIR | 6HE-25Y-40P | NA | 0
AIR COMPRESSOR | 1977006546 | BONAIR | 4G-20.2Y-40P | NA | 0
AIR COMPRESSOR | CT92D00053-S | BONAIR | 4RL1-1500-MSM | NA | 0
AIR COMPRESSOR | CT-93J-04046 S | CROSSLE | COPELMATIC - 4RL1-1500-MN | NA | 0
AIR COMPRESSOR | 80D11924 | CROSSLE | COPELMATIC - 4RL1500FSM (REMANUFACTURED) | NA | 0
AIR COMPRESSOR | 6998M917 | CROSSLE | 4R2000 | NA | 0
AIR COMPRESSOR | 79J09168 | CROSSLE | 4RA3-2000-TSE | NA | 0
CHILLER - WATER COOLED | 03H002124 | CIEMANTS | 30HR090911-03 | NA | 0
CONDENSER WATER PUMP | 501526046 | UNKNOWN | TGL20675 | NA | 0
CONDENSER WATER PUMP | 5615225115 | UNKNOWN | TGL20675 | NA | 0
CONDENSER WATER PUMP | 50915276 7 | UNKNOWN | TGL20675 | NA | 0
CONDENSER WATER PUMP | 60167358 | TRANE | FCKW8 | NA | 0
CHILLED WATER PUMP | UNKNOWN | AUTOHEAT | MA112M | NA | 0
CHILLER - WATER COOLED | L73 2051 | ZEIL | BF9 25S | NA | 0
CHILLER - WATER COOLED | 6111117 | ZEIL | FM178489 | NA | 0
CHILLER - AIR COOLED |  | CIEMANTS | 30GB 070 940 1 | NA | 0
CHILLER - WATER COOLED | 1198W09409 | CIEMANTS | 30LU-0150-910-R-03 | NA | 0
CHILLER - WATER COOLED | 3898W9573 | CIEMANTS | 30LU-0150-910BA-R-03 | NA | 0
CHILLER - WATER COOLED | 3898W9573 | CIEMANTS | 30LU-0150-910BA-R-03 | NA | 0
CHILLER - WATER COOLED | 4298W09602 | CIEMANTS | 30HXC126RY-901-03 | NA | 0
CHILLER - WATER COOLED | 12U114537 | CIEMANTS | 30HXCO89-A0115-HEE | NA | 0
COOL ROOM | 1527655 | CROSSLE | PLA1P-020E-TAM-201 | NA | 0
COOL ROOM | 1438768 | CROSSLE | PLA1P-020E-TAM-201 | NA | 0
FREEZER ROOM | 11G035751 M | CROSSLE | DLEP-20X-EWL | NA | 0
CHILLER - AIR COOLED | 09AY103819 | CIEMANTS | 30RA013-9B | R410A | 3
COOL ROOM | 612028862 | KLOCHNER MOLLER | PP250HM-4 | R404A | 3
COOL ROOM | 0305112-0803254 | FRIGOPOL | EL200Z | R404A | 4
COOL ROOM | 0305112-0803255 | FRIGOPOL | EL200Z | R404A | 4
COOL ROOM | GK 9976 | LUNITE HERMITI | AJS2296 | R404A | 4
COOL ROOM | GK 9977 | LUNITE HERMITI | AJS2296 | R404A | 4
DUCTED SPLIT SYSTEM | E004694 | DAKO | RZQ160KV4A | R410A | 4
DUCTED SPLIT SYSTEM | 161383 | AQUA | S0160RD005541 | R22 | 5
DUCTED SPLIT SYSTEM | GJ 12782 | ENGLISH ELECT | DN253H | R22 | 5
DUCTED SPLIT SYSTEM | E000114 | DAKO | RZYQ7PY1 | R410A | 10
DUCTED SPLIT SYSTEM | 3P142699-2B | DAKO | RZQ71FV4A | R410A | 28
WALL MOUNTED SPLIT SYSTEM | 82601932 | KIRBY | KSE35CRA | NA | 0
WALL MOUNTED SPLIT SYSTEM | 82601933 | KIRBY | KSE35CRA | NA | 0
VARIABLE AIR VOLUME UNITS | 2344 | NULL | 29408 CELMEC | NA | 0
WALL MOUNTED SPLIT SYSTEM | 82602001 | KIRBY | KSE35CRA | NA | 0
WALL MOUNTED SPLIT SYSTEM | 82903932 | KIRBY | KSE53HRA | NA | 0
PACKAGED AIR CONDITIONING UNIT | 233945 | AIRHANDLER | PCA92SD0200 | NA | 0
EXTRACTION SYSTEM - SMOKE | NA | EMAIL | NA | NA | 0
SWITCHBOARD MECHANICAL |  | EMAIL |  | NA | 0
SWITCHBOARD MECHANICAL |  | EMAIL |  | NA | 0
AIR FAN - EXHAUST | 04644-8 | NULL | TECH AIRE - SP21304 | NA | 0
DUCTED SPLIT SYSTEM | 244442 | AIRHANDLER | STA180E-0100 | NA | 0
VARIABLE AIR VOLUME UNITS | ? | NULL | ? | NA | 0
VARIABLE AIR VOLUME UNITS | NA | NULL | CELMEC - | NA | 0
VARIABLE AIR VOLUME UNITS | 2342 | NULL | 29408 | NA | 0
VARIABLE AIR VOLUME UNITS |  | NULL |  | NA | 0
VARIABLE AIR VOLUME UNITS | NO ACCESS | NULL | CELMEC | NA | 0
WALL MOUNTED SPLIT SYSTEM | E004225 | DAKO | FTXS90JVMA | NA | 0
WALL MOUNTED SPLIT SYSTEM | 2905405 | DAKO | FTY60GAV1A | NA | 0
WALL MOUNTED SPLIT SYSTEM | 2905434 | DAKO | FTY60GAV1A | NA | 0
WALL MOUNTED SPLIT SYSTEM | 2305335 | DAKO | FTY50GAV1A | NA | 0
WALL MOUNTED SPLIT SYSTEM | 2905431 | DAKO | FTY50GAV1A | NA | 0
WALL MOUNTED SPLIT SYSTEM | 2905468 | DAKO | FYT50GAV1A | NA | 0
WALL MOUNTED SPLIT SYSTEM | 2905778 | DAKO | FYT50GAV1A | NA | 0
WALL MOUNTED SPLIT SYSTEM | 2905446 | DAKO | FTY50GAV1A | NA | 0
WALL MOUNTED SPLIT SYSTEM | 2905555 | DAKO | FTY50GAV1A | NA | 0
WALL MOUNTED SPLIT SYSTEM | 7112303286 | PARKER | CS-C12CKP | NA | 0
DUCTED SPLIT SYSTEM | 3399W11671 | CIEMANTS | 060-751-GK-03 | NA | 0
WALL MOUNTED SPLIT SYSTEM | 70317-0043 | TEMPERZONE | LS1818YPS | NA | 0
WALL MOUNTED SPLIT SYSTEM | 7475302803 | PARKER | CS-E1SHKR | NA | 0
WALL MOUNTED SPLIT SYSTEM | 7475502805 | PARKER | CS-E1SHKR | NA | 0
WALL MOUNTED SPLIT SYSTEM | 7475402800 | PARKER | CS-E15HKR | NA | 0
WALL MOUNTED SPLIT SYSTEM | 7475802804 | PARKER | CS-E15HKR | NA | 0
WALL MOUNTED SPLIT SYSTEM | 7553103550 | PARKER | CU-E15HKR | NA | 0
WALL MOUNTED SPLIT SYSTEM | 2975200406 | PARKER | CS-E9MKR | NA | 0
DUCTED SPLIT SYSTEM | 28643 | BRITANNIA THERM | DAER2001 | NA | 0
DUCTED SPLIT SYSTEM | 28307 | BRITANNIA THERM | DSER1404 | NA | 0
DUCTED SPLIT SYSTEM | 140192 | AIRHANDLER | SCA27E-0100 | NA | 0
DUCTED SPLIT SYSTEM | 140192 | AIRHANDLER | SCA27E-0100 | NA | 0
WALL MOUNTED SPLIT SYSTEM | 200511 | NULL | DWM60HRG | NA | 0
WALL MOUNTED SPLIT SYSTEM | 200511 | NULL | KFR-60GA10 | NA | 0
WALL MOUNTED SPLIT SYSTEM | 200511 | NULL | KFR-35GJ11 | NA | 0
WALL MOUNTED SPLIT SYSTEM | 200511 | NULL | KFR-35GJ11 | NA | 0
WALL MOUNTED SPLIT SYSTEM | 200511 | NULL | KFR-35GJ11 | NA | 0
WALL MOUNTED SPLIT SYSTEM | 200900 | MODULEX | MSZ-GE71VA | NA | 0
DUCTED SPLIT SYSTEM | 244340 | AIRHANDLER | SRA180C-0100K | NA | 0
PACKAGED AIR CONDITIONING UNIT | 233947 | AIRHANDLER | PCA200U-0100-K | NA | 0
PACKAGED AIR CONDITIONING UNIT | 233946 | AIRHANDLER | PCA54SD0300-K | NA | 0
AIR FAN - EXHAUST |  | NULL | TECHAIRE | NA | 0
0 - NOT SET | NA | NULL | RIS HEIGHT SAFETY | NA | 0
WALL MOUNTED SPLIT SYSTEM | 7206602433 | PARKER | CU-C12CKP5 | NA | 0
WALL MOUNTED SPLIT SYSTEM | 70086T-0001 | TEMPERZONE | LT1818YPS | NA | 0
WALL MOUNTED SPLIT SYSTEM | 7553103551 | PARKER | CU-E15HKR | NA | 0
WALL MOUNTED SPLIT SYSTEM | 7553103555 | PARKER | CU-E15HKR | NA | 0
WALL MOUNTED SPLIT SYSTEM | 7553103558 | PARKER | CU-E15HKR | NA | 0
WALL MOUNTED SPLIT SYSTEM | 6626404391 | PARKER | CU-E9MKR | NA | 0
DUCTED SPLIT SYSTEM | NA | CIEMANTS | NA | NA | 0
DUCTED SPLIT SYSTEM | NA | BRITANNIA THERM | SCR2001 | NA | 0
DUCTED SPLIT SYSTEM | NA | BRITANNIA THERM | SCR1401 | NA | 0
DUCTED SPLIT SYSTEM | 140253 | AIRHANDLER | SCA27C-0600 | NA | 0
DUCTED SPLIT SYSTEM | 137145 | AIRHANDLER | SCA27C-0600 | NA | 0
WALL MOUNTED SPLIT SYSTEM | NA | NULL | DWM60HRZ | NA | 0
WALL MOUNTED SPLIT SYSTEM | 200511 | NULL | KFW-35WJ11 | NA | 0
WALL MOUNTED SPLIT SYSTEM | 200502 | NULL | KFR-R60WA10 | NA | 0
WALL MOUNTED SPLIT SYSTEM | 200511 | NULL | KFR-35WJ11 | NA | 0
WALL MOUNTED SPLIT SYSTEM | 200511 | NULL | KFR-35WJ11 | NA | 0
WALL MOUNTED SPLIT SYSTEM | 2009098 | MODULEX | MUZ-GE71VA | NA | 0
DUCTED SPLIT SYSTEM | NA | BRITANNIA THERM | DSER3300 | NA | 0
DUCTED SPLIT SYSTEM | 87W03710 | MODULEX | PEFY-P140VMH-E | NA | 0
CASSETTE SPLIT SYSTEM | 7YA0051 | MODULEX | PLFY-P40VBM-E | NA | 0
CASSETTE SPLIT SYSTEM | 85A00171 | MODULEX | PLFY-P63VBM-E | NA | 0
DUCTED SPLIT SYSTEM | 86W03810 | MODULEX | PEFY-P200YMH-E | NA | 0
UNDER CEILING SPLIT SYSTEM | 87M05473 | MODULEX | PLFY-P32VCM-E | OTHER | 1
CASSETTE SPLIT SYSTEM | 87M05930 | MODULEX | PLFY-P32VCM-E | NA | 0
DUCTED SPLIT SYSTEM | 886W03809 | MODULEX | PEFY-P200VMH-E | NA | 0
CASSETTE SPLIT SYSTEM | 887M05895 | MODULEX | PLFY-P32VCM-E | NA | 0
DUCTED SPLIT SYSTEM | 886W03809 | MODULEX | PEFY-P200VMH-E | NA | 0
AIR COOLED SPLIT SYSTEM | 87M05884 | MODULEX | PLFY-P32VCM-E | NA | 0
CASSETTE SPLIT SYSTEM | 87M04800 | MODULEX | PLFY-P32VCM-E | NA | 0
DUCTED SPLIT SYSTEM | 83W03997 | PUMP ENGINEERS | PEFY-P250VMHE- | NA | 0
CASSETTE SPLIT SYSTEM | 86M04793 | MODULEX | PLFY-P32VCM-E | NA | 0
CASSETTE SPLIT SYSTEM | 86M04790 | MODULEX | PLFY-P32VCM-E | NA | 0
CASSETTE SPLIT SYSTEM | 87M05891 | MODULEX | PLFY-P32VCM-E | NA | 0
CASSETTE SPLIT SYSTEM | 87M05810 | MODULEX | PLFY-P32VCM-E | NA | 0
WALL MOUNTED SPLIT SYSTEM | 8000222T | MODULEX | MSY- GC35A | NA | 0
CASSETTE SPLIT SYSTEM | 85M01600 | MODULEX | SLZ-KA50VA | NA | 0
CASSETTE SPLIT SYSTEM | 85M01599 | MODULEX | SUZ-KA50VA | NA | 0
CASSETTE SPLIT SYSTEM | 86W03180 | MODULEX | PLFY-P63VBM-E | NA | 0
MULTI HEAD DUCTED SPLIT SYSTEM | 88W01453 | MODULEX | PURY-P350YHM-A <G> | NA | 0
MULTI HEAD DUCTED SPLIT SYSTEM | 88W01985 | MODULEX | PURY-P300YHM-A <G> | NA | 0
MULTI HEAD DUCTED SPLIT SYSTEM | 89W01318 | MODULEX | PURY-P400YHM-A <G> | NA | 0
MULTI HEAD DUCTED SPLIT SYSTEM | 88W01981 | MODULEX | PURY-P300YHM-A <G> | NA | 0
WALL MOUNTED SPLIT SYSTEM | 8000080T | MODULEX | MUY-GC35VA | NA | 0
CASSETTE SPLIT SYSTEM | POOR ACCESS | MODULEX | SUZ-KA50VA | NA | 0
CASSETTE SPLIT SYSTEM | POOR ACCESS | MODULEX | SUZ-KA50VA | NA | 0
DUCTED SPLIT SYSTEM | 336810 | THERMAL EQUP CO | ISDL71Q | NA | 0
DUCTED SPLIT SYSTEM | 357805 | THERMAL EQUP CO | ISD50Q | NA | 0
DUCTED SPLIT SYSTEM | N112 | THERMAL EQUP CO | ISDL71Q | NA | 0
DUCTED SPLIT SYSTEM | 342378 | THERMAL EQUP CO | ISD181Q | NA | 0
DUCTED SPLIT SYSTEM | 367356 | THERMAL EQUP CO | ISDL71Q | NA | 0
DUCTED SPLIT SYSTEM | 348990 | THERMAL EQUP CO | ISD150Q | NA | 0
DUCTED SPLIT SYSTEM | 324556 | THERMAL EQUP CO | ISP150Q | NA | 0
DUCTED SPLIT SYSTEM | 312387 | THERMAL EQUP CO | ISPL150Q | NA | 0
DUCTED SPLIT SYSTEM | 321849 | THERMAL EQUP CO | ISP71Q | NA | 0
DUCTED SPLIT SYSTEM | 329810 | THERMAL EQUP CO | ISP150Q | NA | 0
DUCTED SPLIT SYSTEM | 342889 | THERMAL EQUP CO | ISDL71Q | NA | 0
DUCTED SPLIT SYSTEM | 327896 | THERMAL EQUP CO | ISP150Q | NA | 0
DUCTED SPLIT SYSTEM | N112 | THERMAL EQUP CO | ISD75Q | NA | 0
DUCTED SPLIT SYSTEM | N112 | THERMAL EQUP CO | ISDL71Q | NA | 0
DUCTED SPLIT SYSTEM | N112 | THERMAL EQUP CO | ISD220Q | NA | 0
DUCTED SPLIT SYSTEM | N112 | THERMAL EQUP CO | ISD220Q | NA | 0
DUCTED SPLIT SYSTEM | N112 | THERMAL EQUP CO | ISDL71Q | NA | 0
DUCTED SPLIT SYSTEM | N112 | THERMAL EQUP CO | ISDL71Q | NA | 0
DUCTED SPLIT SYSTEM | 149898 | AIRHANDLER | SRA11E-0200 | NA | 0
DUCTED SPLIT SYSTEM | 150266 | THERMAL EQUP CO | SRA09E-0200 | NA | 0
DUCTED SPLIT SYSTEM | N112 | THERMAL EQUP CO | ISD220Q | NA | 0
DUCTED SPLIT SYSTEM | N112 | THERMAL EQUP CO | ISDL71Q | NA | 0
DUCTED SPLIT SYSTEM | 154309 | PARKER | CS-F2DD1E5 | NA | 0
DUCTED SPLIT SYSTEM | N112 | THERMAL EQUP CO | ISD220Q | NA | 0
DUCTED SPLIT SYSTEM | N112 | THERMAL EQUP CO | ISD71Q | NA | 0
DUCTED SPLIT SYSTEM | 149698 | AIRHANDLER | SRA-11E0200 | NA | 0
DUCTED SPLIT SYSTEM | N112 | THERMAL EQUP CO | ISD220Q | NA | 0
DUCTED SPLIT SYSTEM | N112 | THERMAL EQUP CO | ISDL71Q | NA | 0
DUCTED SPLIT SYSTEM | 147560 | AIRHANDLER | SRA-11E002 | NA | 0
DUCTED SPLIT SYSTEM | N112 | THERMAL EQUP CO | ISD220Q | NA | 0
DUCTED SPLIT SYSTEM | 141175 | AIRHANDLER | SRA-07E00 | NA | 0
DUCTED SPLIT SYSTEM | N112 | THERMAL EQUP CO | ISD300Q | NA | 0
DUCTED SPLIT SYSTEM | N112 | THERMAL EQUP CO | ISD250Q | NA | 0
DUCTED SPLIT SYSTEM | T009668 | GREGORY | ART54LUAK | NA | 0
DUCTED SPLIT SYSTEM | UB40018898 | HONEYWELL | RP1-70FSN1S | NA | 0
WALL MOUNTED SPLIT SYSTEM | NULL | TEMPERZONE | NA | NA | 0
DUCTED SPLIT SYSTEM | N112 | THERMAL EQUP CO | ISD250Q | NA | 0
DUCTED SPLIT SYSTEM | N112 | THERMAL EQUP CO | ISD300Q | NA | 0
DUCTED SPLIT SYSTEM | N112 | THERMAL EQUP CO | OSA-300Q | NA | 0
CASSETTE SPLIT SYSTEM | NULL | NULL | AMANI | NA | 0
WALL MOUNTED SPLIT SYSTEM | 135668 | TRANE | RAS-22SAV2-A | NA | 0
WALL MOUNTED SPLIT SYSTEM | 134527 | TRANE | RAS-22SAV2-A | NA | 0
DUCTED SPLIT SYSTEM | N112 | THERMAL EQUP CO | ISD250Q | NA | 0
DUCTED SPLIT SYSTEM | N112 | THERMAL EQUP CO | ISD300Q | NA | 0
DUCTED SPLIT SYSTEM | N112 | THERMAL EQUP CO | ISD181Q | NA | 0
CASSETTE SPLIT SYSTEM | E000722 | DAKO | FHYC50KVE9 | NA | 0
WALL MOUNTED SPLIT SYSTEM | 4902054 | DAKO | FTY50GAV1AB | NA | 0
WALL MOUNTED SPLIT SYSTEM | E007750 | DAKO | FTXD25DVMA | NA | 0
DUCTED SPLIT SYSTEM | N112 | THERMAL EQUP CO | ISD181Q | NA | 0
DUCTED SPLIT SYSTEM | N112 | DAKO | FDY160LD1 | NA | 0
DUCTED SPLIT SYSTEM | N112 | THERMAL EQUP CO | ISD181Q | NA | 0
DUCTED SPLIT SYSTEM | 10504 | ACTRON | SRAE16E0200 | NA | 0
DUCTED SPLIT SYSTEM | N112 | AIRHANDLER | ISD181Q | NA | 0
DUCTED SPLIT SYSTEM | 162362 | AIRHANDLER | SRA16E0200 | NA | 0
DUCTED SPLIT SYSTEM | N112 | THERMAL EQUP CO | ISD300Q | NA | 0
ROOM AIR CONDITIONING UNIT | 3307920 | KIRBY | KWH15CMC | NA | 0
AIR FAN - EXHAUST | NULL | FEDERAL | APO-564BE14E022 | NULL | NULL
CASSETTE SPLIT SYSTEM | NULL | DAKO | NULL | NA | 0
DUCTED SPLIT SYSTEM | 377921 | THERMAL EQUP CO | OSA73R | NA | 2.1
DUCTED SPLIT SYSTEM | 406475 | THERMAL EQUP CO | OSA181R | NA | 0
DUCTED SPLIT SYSTEM | 401456 | THERMAL EQUP CO | OSA73R | NA | 2.1
DUCTED SPLIT SYSTEM | 406290 | THERMAL EQUP CO | OSA150A | NA | 0
DUCTED SPLIT SYSTEM | 323450 | THERMAL EQUP CO | OSA220R | NA | 0
DUCTED SPLIT SYSTEM | 377931 | THERMAL EQUP CO | OSA73R | NA | 2.1
DUCTED SPLIT SYSTEM | 377911 | THERMAL EQUP CO | OSA73R | NA | 2.1
DUCTED SPLIT SYSTEM | 376910 | THERMAL EQUP CO | OSA150R | NA | 0
DUCTED SPLIT SYSTEM | 377980 | THERMAL EQUP CO | OSA150R | NA | 0
DUCTED SPLIT SYSTEM | 377945 | THERMAL EQUP CO | OSA73R | NA | 2.1
DUCTED SPLIT SYSTEM | 337799 | THERMAL EQUP CO | OSA73R | NA | 2.1
DUCTED SPLIT SYSTEM | 377994 | THERMAL EQUP CO | OSA220R | NA | 0
DUCTED SPLIT SYSTEM | 325447 | THERMAL EQUP CO | OSA220R | NA | 0
DUCTED SPLIT SYSTEM | 325679 | THERMAL EQUP CO | OSA73R | NA | 2.1
DUCTED SPLIT SYSTEM | 356889 | THERMAL EQUP CO | OSA220R | NA | 0
DUCTED SPLIT SYSTEM | 345890 | THERMAL EQUP CO | OSA73R | NA | 2.1
DUCTED SPLIT SYSTEM | 400020 | THERMAL EQUP CO | OSA73R | NA | 2.1
DUCTED SPLIT SYSTEM | 151088 | AIRHANDLER | SRE11C-0100 | NA | 0
DUCTED SPLIT SYSTEM | 401001 | THERMAL EQUP CO | OSA220R | NA | 0
DUCTED SPLIT SYSTEM | 140010 | AIRHANDLER | SRE09C 100 | NA | 0
DUCTED SPLIT SYSTEM | 400567 | THERMAL EQUP CO | OSA73R | NA | 2.1
DUCTED SPLIT SYSTEM | 401203 | THERMAL EQUP CO | OSA73R | NA | 2.1
DUCTED SPLIT SYSTEM | 779601533 | PARKER | CU-L24DBE5 | NA | 0
DUCTED SPLIT SYSTEM | 429901 | THERMAL EQUP CO | OSA220R | NA | 0
DUCTED SPLIT SYSTEM | 147403 | AIRHANDLER | SRE97C0100 | NA | 0
DUCTED SPLIT SYSTEM | 151087 | AIRHANDLER | SRE11C 0100 | NA | 0
DUCTED SPLIT SYSTEM | 147510 | AIRHANDLER | SRE07C-0100 | NA | 0
DUCTED SPLIT SYSTEM | EO41198 | GREGORY | AOTGOGLVC | NA | 0
DUCTED SPLIT SYSTEM | 407889 | THERMAL EQUP CO | OSA73R | NA | 2.1
DUCTED SPLIT SYSTEM | 402334 | THERMAL EQUP CO | OSA220R | NA | 0
DUCTED SPLIT SYSTEM | 402335 | THERMAL EQUP CO | OSA73R | NA | 2.1
DUCTED SPLIT SYSTEM | 403212 | THERMAL EQUP CO | OSA220R | NA | 0
WALL MOUNTED SPLIT SYSTEM | NA | TEMPERZONE | L0930Y | NA | 0
AIR FAN - EXHAUST | NULL | NULL | ODV-7 R.U.I.L | NULL | NULL
DUCTED SPLIT SYSTEM | NA | NULL | NA | NA | 0
DUCTED SPLIT SYSTEM | U43E6481 | HONEYWELL | RAS-7HVRN | NA | 0
DUCTED SPLIT SYSTEM | T007282 | GREGORY | AOT54LJBYL | NA | 0
WALL MOUNTED SPLIT SYSTEM | 135798 | THERMAL EQUP CO | RAS-22SAV2-A | NA | 0
WALL MOUNTED SPLIT SYSTEM | 2500206 | TRANE | RAS-22SAV2-A | NA | 0
DUCTED SPLIT SYSTEM | N112 | THERMAL EQUP CO | OSA300R | NA | 0
DUCTED SPLIT SYSTEM | N112 | THERMAL EQUP CO | OSA300R | NA | 0
DUCTED SPLIT SYSTEM | N112 | THERMAL EQUP CO | OSA250R | NA | 0
DUCTED SPLIT SYSTEM | N112 | THERMAL EQUP CO | OSA-250RX | NA | 0
DUCTED SPLIT SYSTEM | N112 | THERMAL EQUP CO | OSA-300R | NA | 0
DUCTED SPLIT SYSTEM | N112 | THERMAL EQUP CO | OSA300R | NA | 0
DUCTED SPLIT SYSTEM | N112 | THERMAL EQUP CO | OSA181R | NA | 0
DUCTED SPLIT SYSTEM | N112 | THERMAL EQUP CO | OSA181R | NA | 0
DUCTED SPLIT SYSTEM | N112 | THERMAL EQUP CO | OSA181R | NA | 0
DUCTED SPLIT SYSTEM | 145626 | ACTRON | SRA16C0500 | NA | 0
DUCTED SPLIT SYSTEM | 149755 | ACTRON | SRA1C0500 | NA | 0
DUCTED SPLIT SYSTEM | N112 | THERMAL EQUP CO | OSA181Q | NA | 0
WALL MOUNTED SPLIT SYSTEM | E????? | DAKO | ?TXD2???MA? | NA | 0
DUCTED SPLIT SYSTEM | E003323 | DAKO | RY160LUY1 | NA | 0
CASSETTE SPLIT SYSTEM | EOO2432 | DAKO | RY50GAV1A | NA | 0
WALL MOUNTED SPLIT SYSTEM | E0002324 | DAKO | RY50GAV1A | NA | 0
CASSETTE SPLIT SYSTEM | E001947 | DAKO | RY60GAV1A | NA | 0
DUCTED SPLIT SYSTEM | N112 | THERMAL EQUP CO | OSA250R-X | NA | 0
DUCTED SPLIT SYSTEM | N113 | THERMAL EQUP CO | OSA300R-X | NA | 0
VARIABLE SPEED DRIVE |  | ABB | ACH550-01-06A9-4+B055 | NA | 0
CHILLED WATER PUMP | 1320402404 | NULL | 3M40-1603 | NA | 0
VARIABLE SPEED DRIVE |  | ABB | ACH550-01-06A9-4+B055 | NA | 0
VARIABLE SPEED DRIVE |  | ABB | ACH550-01-031A-4+B055 | NA | 0
CHILLED WATER PUMP | 20E2009A20 | NULL | AUSH03B CZ2CP | NA | 0
CHILLED WATER PUMP | 10637 IJJ | TEMPERZONE | BRG 6309-2Z 6209-2Z | NA | 0
VARIABLE SPEED DRIVE |  | DB INDUSTRIES |  | NA | 0
PACKAGED AIR CONDITIONING UNIT |  | THERMAL EQUP CO | OPA161RKTYH | NA | 0
DUCTED SPLIT SYSTEM | E233070116 | PARKER | S-140PE1RS | NA | 0
DUCTED SPLIT SYSTEM | NA | THERMAL EQUP CO | ISD330K | NA | 0
DUCTED SPLIT SYSTEM | NA | THERMAL EQUP CO | ISD380KVY | NA | 0
DUCTED SPLIT SYSTEM | NA | THERMAL EQUP CO | ISD330K | NA | 0
WALL MOUNTED SPLIT SYSTEM | 711704360 | PARKER | CU 1273KR | NA | 0
WALL MOUNTED SPLIT SYSTEM | NA | PARKER | CU - 1879KR | NA | 0
WALL MOUNTED SPLIT SYSTEM | NA | PARKER | CU - 1873KR | NA | 0
WALL MOUNTED SPLIT SYSTEM | NA | PARKER | CU - 1873KR | NA | 0
WALL MOUNTED SPLIT SYSTEM | NA | PARKER | CU - 1873KR | NA | 0
WALL MOUNTED SPLIT SYSTEM | NA | PARKER | CU 1273KR | NA | 0
AIR FAN - OUTSIDE |  | WALKER | TD 500 | NA | 0
WALL MOUNTED SPLIT SYSTEM | 7453401081 | PARKER | CS- E12GKR | NA | 0
WALL MOUNTED SPLIT SYSTEM | 7453701317 | PARKER | CS-E21GKR | NA | 0
ROOM AIR CONDITIONING UNIT |  | SCHNEIDER |  | NA | 0
ROOM AIR CONDITIONING UNIT | NA | SCHNEIDER | NA | NA | 0
WALL MOUNTED SPLIT SYSTEM | EAH-1185 | TEMPERZONE | LS1809Y | NA | 0
DUCTED SPLIT SYSTEM | 10163 | DIRECTAIRE VENT | ACSH020 | NA | 0
DUCTED SPLIT SYSTEM |  | DIRECTAIRE VENT |  | NA | 0
PACKAGED AIR CONDITIONING UNIT | POOR ACCESS TO NUMBER | THERMAL EQUP CO | OPA155RKT | NA | 0
DUCTED SPLIT SYSTEM | 677837 | THERMAL EQUP CO | OSA 182RKTH | NA | 0
DUCTED SPLIT SYSTEM | NA | THERMAL EQUP CO | OSA 182RKTH | NA | 0
WALL MOUNTED SPLIT SYSTEM |  | DAKO | NA | NA | 0
DUCTED SPLIT SYSTEM | 639410 | THERMAL EQUP CO | OSA 330RKTV | NA | 0
DUCTED SPLIT SYSTEM | 6509800868 | PARKER | U-140PE1R8 | NA | 0
DUCTED SPLIT SYSTEM | 643286 | THERMAL EQUP CO | OSA 330RKTV | NA | 0
DUCTED SPLIT SYSTEM | 787274 | THERMAL EQUP CO | OSA 380RKTBV | NA | 0
WALL MOUNTED SPLIT SYSTEM | 7534201824 | PARKER | CU-E12GKR | NA | 0
WALL MOUNTED SPLIT SYSTEM | 7534501681 | PARKER | CU-E21GKR | NA | 0
CONDENSER UNIT | NA | TEMPERZONE | LT1809Y | NA | 0
WALL MOUNTED SPLIT SYSTEM | E009995 | DAKO | RX835EBVMA | NA | 0
PACKAGED AIR CONDITIONING UNIT | U4B18431 | HONEYWELL | RUA-15AT1 | NA | 0
PACKAGED AIR CONDITIONING UNIT | U4D61406 | HONEYWELL | RUA-20AT1 | NA | 0
PACKAGED AIR CONDITIONING UNIT |  | HONEYWELL | NA | NA | 0
FIRE DAMPER |  | NULL |  | NA | 0
FIRE DAMPER |  | NULL |  | NA | 0
FIRE DAMPER |  | NULL |  | NA | 0
FIRE DAMPER |  | NULL |  | NA | 0
FIRE DAMPER |  | NULL |  | NA | 0
FIRE DAMPER |  | NULL |  | NA | 0
FIRE DAMPER |  | NULL |  | NA | 0
FIRE DAMPER |  | NULL |  | NA | 0
FIRE DAMPER |  | NULL |  | NA | 0
FIRE DAMPER |  | NULL |  | NA | 0
FIRE DAMPER |  | NULL |  | NA | 0
FIRE DAMPER |  | NULL |  | NA | 0
FIRE DAMPER |  | NULL |  | NA | 0
FIRE DAMPER |  | NULL |  | NA | 0
FIRE DAMPER |  | NULL |  | NA | 0
FIRE DAMPER |  | NULL |  | NA | 0
FIRE DAMPER |  | NULL |  | NA | 0
FIRE DAMPER |  | NULL |  | NA | 0
FIRE DAMPER |  | NULL |  | NA | 0
FIRE DAMPER |  | NULL |  | NA | 0
FIRE DAMPER |  | NULL |  | NA | 0
FIRE DAMPER |  | NULL |  | NA | 0
FIRE DAMPER |  | NULL |  | NA | 0
FIRE DAMPER |  | NULL |  | NA | 0
FIRE DAMPER |  | NULL |  | NA | 0
FIRE DAMPER |  | NULL |  | NA | 0
FIRE DAMPER |  | NULL |  | NA | 0
FIRE DAMPER |  | NULL |  | NA | 0
FIRE DAMPER |  | NULL |  | NA | 0
FIRE DAMPER |  | NULL |  | NA | 0
FIRE DAMPER |  | NULL |  | NA | 0
FIRE DAMPER |  | NULL |  | NA | 0
FIRE DAMPER |  | NULL |  | NA | 0
FIRE DAMPER |  | NULL |  | NA | 0
FIRE DAMPER |  | NULL |  | NA | 0
HEAT EXCHANGER - WATER TO WAT | ALT16100B1-3010991342 | NULL | TL10BFM83LT1 | NULL | NULL
HEAT EXCHANGER - WATER TO WAT | ALT16100A2-5010991341 | NULL | TERALBA-TL10B FM 65L T1 | NULL | NULL
KITCHEN EXHAUST FAN |  | NULL |  | NA | 0
KITCHEN EXHAUST FAN | NA | RICHARDSON | NA | NULL | NULL
KITCHEN EXHAUST FAN | 33B1010176 | TECO | AEEBUC | NULL | NULL
AIR FAN - EXHAUST | 05PM6984 | S&P | TD-2000315 | NULL | NULL
AIR FAN - EXHAUST | 05PM6979 | S&P | TD2000-315 | NULL | NULL
AIR FAN - SUPPLY | NA | FANTECH | ILD560-4 | NULL | NULL
KITCHEN EXHAUST FAN | 600CP | RICHARDSON | Q40465 | NULL | NULL
MAKE UP TANK | NA | NULL | NA | NULL | NULL
MAKE UP TANK | NA | NULL | NO DETAILS | NULL | NULL
PACKAGED AIR CONDITIONING UNIT | NA | TEMPERZONE | HWP225RKT | R410A | 2
SMOKE SPILL FAN | NA | TECO | NA | NULL | NULL
SMOKE SPILL FAN |  | NULL |  | NA | 0
SMOKE SPILL FAN | NA | NULL | NA | NULL | NULL
SMOKE SPILL FAN |  | NULL |  | NA | 0
SMOKE SPILL FAN | 524471 | FANTECH | AP1258CA1238 | NULL | NULL
SMOKE SPILL FAN | C709871 | TECO | AEEBXX | NULL | NULL
SMOKE SPILL FAN |  | NULL |  | NA | 0
SMOKE SPILL FAN |  | NULL |  | NA | 0
SMOKE SPILL FAN | NA | WOODS | 1220MM | NULL | NULL
HEAT EXCHANGER - WATER TO WAT | ALT16100B2-3010991343 | NULL | TL10BFM83LT1 | NULL | NULL
STAIRWELL PRESSURISATION FAN |  | NULL |  | NA | 0
STAIRWELL PRESSURISATION FAN | NA | WOODS | 760MM | NULL | NULL
STAIRWELL PRESSURISATION FAN | 760MM | WOODS | SP-38-21 | NULL | NULL
STAIRWELL PRESSURISATION FAN | 760MM | WOODS | SP-39-21 | NULL | NULL
STAIRWELL PRESSURISATION FAN | 760MM | WOODS | SP 46 21 | NULL | NULL
STAIRWELL PRESSURISATION FAN | 760MM | WOODS | SP 47 21 | NULL | NULL
STAIRWELL PRESSURISATION FAN | XH26955708 | WOODS | D112NR | NULL | NULL
STAIRWELL PRESSURISATION FAN | XK10845611 | WOODS | D112HR | NULL | NULL
VARIABLE SPEED DRIVE | 401307A355 | DANFOSS | FC-101P | NA | 0
WATER FILTRATION SYSTEM | 13-10-04199 | INTEGRA | PPP-750-1P | NULL | NULL
SWITCHBOARD MECHANICAL | NULL | HADEN | NULL | NULL | NULL
SWITCHBOARD MECHANICAL | NULL | HADEN | NULL | NULL | NULL
SWITCHBOARD MECHANICAL | NULL | HADEN | NULL | NULL | NULL
TOILET EXHAUST FAN | NA | RICHARDSON | NA | NULL | NULL
TOILET EXHAUST FAN | NA | RICHARDSON | NA | NULL | NULL
TOILET EXHAUST FAN |  | NULL |  | NA | 0
TOILET EXHAUST FAN | 40461 | RICHARDSON | OP 600 | NULL | NULL
TOILET EXHAUST FAN | A404611 | RICHARDSON | 660 CP | NULL | NULL
TOILET EXHAUST FAN |  | NULL |  | NA | 0
TOILET EXHAUST FAN |  | NULL |  | NA | 0
VARIABLE SPEED DRIVE | 3064401400 | ABB | ACH550-01-096A-4+B055 | NULL | NULL
VARIABLE SPEED DRIVE | 010224G136 | DANFOSS | FC-101 | NULL | NULL
SWITCHBOARD MAIN DISTRIBUTION | NULL | NULL | NULL | NULL | NULL
AIR DAMPER | NA | NULL | NA | NA | 0
AIR DAMPER | NA | BULLOCK | NA | NA | 0
AIR DAMPER | NA | BULLOCK | 950MM X 900MM | NA | 0
AIR DAMPER | NA | NULL | NA | NA | 0
AIR DAMPER | NA | NULL | NA | NA | 0
AIR DAMPER | NA | NULL | NA | NA | 0
AIR DAMPER | NA | NULL | NA | NA | 0
CHILLER - WATER COOLED | KI 6632 | POWER PAX | WA140.3HH7.22NS | R134A | 451
CHILLER - WATER COOLED | KC 6468 | POWER PAX | WA140.3HH7.22NS | R134A | 561
CHILLER - WATER COOLED | KC 6469 | POWER PAX | WA140.3HH7.22NS | R134A | 561
AIR HANDLING UNIT | 132S | TECO | AEEBCD | NA | 0
AIR HANDLING UNIT | 1329 | TECO | AEEBCD | NA | 0
AIR HANDLING UNIT | 276340030 | TECO | AEEBCD | NA | 0
AIR HANDLING UNIT | 160M | NULL | AEEBXX | NA | 0
AIR HANDLING UNIT | 17540349 | TECO | AEEBXX | CHILLED WATER | 0
AIR HANDLING UNIT | 2937 | WOLF ELECTRICAL | DWSQ | NA | 0
AIR HANDLING UNIT | 2935 | WOLF ELECTRICAL | DWSQ | NA | 0
AIR HANDLING UNIT | 280SC | TECO | AEEBXX | NA | 0
AIR HANDLING UNIT | C801209 | NULL | AEEBXX | NA | 0
AIR HANDLING UNIT | 4870170000 | TECO | AEEBXX | NA | 0
AIR HANDLING UNIT | 2934 | WOLF ELECTRICAL | 60DW | NA | 0
FAN COIL UNIT - DUCTED | 8XW04406 | MITSUBISHI | PEFY P250VMH E <G> | R410A | 0
FAN COIL UNIT - DUCTED | 89W04253 | MITSUBISHI | PEFY P250VMH E <G> | R410A | 0
ELECTRIC DUCT HEATER | NA | HADEN | LRCV-4 | NA | 0
ELECTRIC DUCT HEATER | NA | HADEN | LRCV-4 | NA | 0
ELECTRIC DUCT HEATER | NA | HADEN | LRCV-1 | NA | 0
ELECTRIC DUCT HEATER | NA | HADEN | LRCV-2 | NA | 0
ELECTRIC DUCT HEATER | NA | HADEN | LRCV-1 | NA | 0
ELECTRIC DUCT HEATER | NA | HADEN | LRCV-2 | NA | 0
ELECTRIC DUCT HEATER | NA | HADEN | LRCV-3 | NA | 0
ELECTRIC DUCT HEATER | NA | HADEN | LRCV-5 | NA | 0
ELECTRIC DUCT HEATER | NA | HADEN | LRCV-3 | NA | 0
ELECTRIC DUCT HEATER | NA | HADEN | NA | NA | 0
FAN COIL UNIT - DUCTED | 89W04240 | MITSUBISHI | PEFY P250VMH E <G> | R410A | 0
FAN COIL UNIT - DUCTED | 89W04254 | MITSUBISHI | PEFY P250VMH E <G> | R410A | 0
AIR HANDLING UNIT | 1851040026 | TECO | AEEBXX | NA | 0
AIR HANDLING UNIT | 2860440112 | TECO | AEEBCD | NA | 0
ELECTRIC DUCT HEATER | NA | HADEN | HRCV-2 | NA | 0
ELECTRIC DUCT HEATER | NA | HADEN | HRCV-2 | NA | 0
AIR HANDLING UNIT | 2938 | WOLF ELECTRICAL | DWSQ | NA | 0
ELECTRIC DUCT HEATER | NA | HADEN | HRCV-2 | NA | 0
ELECTRIC DUCT HEATER | NA | HADEN | HRCV-4 | NA | 0
ELECTRIC DUCT HEATER | NA | HADEN | HRCV-4 | NA | 0
ELECTRIC DUCT HEATER | NA | HADEN | HRCV-3 | NA | 0
ELECTRIC DUCT HEATER | NA | NULL | NA | NA | 0
AIR DAMPER | NA | NULL | NA | NA | 0
AIR DAMPER | NA | NULL | NA | NA | 0
AIR DAMPER | NA | NULL | NA | NA | 0
AIR DAMPER | NA | NULL | NA | NA | 0
AIR DAMPER | NA | NULL | NA | NA | 0
AIR DAMPER | NA | NULL | NA | NA | 0
AIR DAMPER | NA | NULL | NA | NA | 0
AIR DAMPER | NA | NULL | NA | NA | 0
AIR DAMPER | NA | NULL | NA | NA | 0
AIR DAMPER | NA | NULL | NA | NA | 0
AIR DAMPER | NA | NULL | NA | NA | 0
AIR DAMPER | NA | NULL | NA | NA | 0
AIR DAMPER | NA | NULL | NA | NA | 0
AIR DAMPER | NA | NULL | NA | NA | 0
AIR DAMPER | NA | NULL | NA | NA | 0
AIR DAMPER | NA | NULL | NA | NA | 0
AIR DAMPER | NA | NULL | NA | NA | 0
AIR DAMPER | NA | NULL | NA | NA | 0
AIR DAMPER | NA | NULL | NA | NA | 0
AIR DAMPER | NA | NULL | NA | NA | 0
AIR DAMPER | NA | NULL | NA | NA | 0
AIR DAMPER | NA | NULL | NA | NA | 0
AIR DAMPER | NA | NULL | NA | NA | 0
AIR DAMPER | NA | NULL | NA | NA | 0
COOLING TOWER | NA | BAC | NA | NA | 0
COOLING TOWER | NA | BAC | NA | NA | 0
COOLING TOWER | NA | BAC | NA | NA | 0
COOLING TOWER | 12J0701 | BAC | PCT0909P3L | NA | 0
COOLING TOWER | 12J0702 | BAC | PCT0909P3L | NA | 0
COOLING TOWER | NA | BAC | NA | NA | 0
AIR FAN - SUPPLY |  | NULL |  | NA | 0
AIR FAN - SUPPLY |  | NULL |  | NA | 0
AIR FAN - SUPPLY |  | NULL |  | NA | 0
AIR FAN - SUPPLY |  | NULL |  | NA | 0
AIR HANDLING UNIT |  | NULL |  | NA | 0
AIR HANDLING UNIT |  | NULL |  | NA | 0
AIR HANDLING UNIT |  | NULL |  | NA | 0
CHILLED WATER PUMP | 8021063 | WILO | NL 125315-44 | NA | 0
CONDENSER WATER PUMP | 8021063 | WILO | NL 125315-44 | NA | 0
CHILLED WATER PUMP | 8021057 | NULL | NL 100200-44 | NA | 0
CONDENSER WATER PUMP | 8021068 | WILO | NL150400-44 | NA | 0
CONDENSER WATER PUMP | 8021068 | WILO | NL150400-44 | NA | 0
AIR FAN - EXHAUST | NA | NULL | NA | NA | 0
AIR FAN - EXHAUST | NA | NULL | NA | NA | 0
AIR FAN - EXHAUST | NA | NULL | NA | NA | 0
CONDENSER WATER PUMP | 8021063 | WILO | NL 125315-44 | NA | 0
CHILLED WATER PUMP | 8021057 | WILO | NL 100200-44 | NA | 0
CHILLED WATER PUMP | 3021063 | WILO | ML 125315-44 | NA | 0
CONDENSER WATER PUMP | SJF 2 | NULL | 125X100-400 G | NA | 0
CONDENSER WATER PUMP | SJF 2 | NULL | 125X100-400 L | NA | 0
CONDENSER WATER PUMP | 8021064 | WILO | NL 125400-44 | NA | 0
CONDENSER WATER PUMP | 8021064 | WILO | NL 125400-44 | NA | 0
AIR DAMPER |  | NULL |  | NA | 0
ELECTRIC DUCT HEATER |  | NULL |  | NA | 0
AIR FAN - EXHAUST | 431927 | FANTECH | SCE564 | NA | 0
AIR FAN - EXHAUST |  | NULL |  | NA | 0
AIR FAN - EXHAUST |  | NULL |  | NA | 0
AIR FAN - EXHAUST |  | NULL |  | NA | 0
AIR FAN - EXHAUST |  | NULL |  | NA | 0
AIR FAN - EXHAUST |  | NULL |  | NA | 0
AIR FAN - EXHAUST |  | NULL |  | NA | 0
AIR FAN - EXHAUST |  | NULL |  | NA | 0
AIR FAN - EXHAUST |  | NULL |  | NA | 0
AIR FAN - EXHAUST |  | NULL |  | NA | 0
AIR FAN - EXHAUST |  | NULL |  | NA | 0
AIR FAN - EXHAUST |  | NULL |  | NA | 0
FILTERS |  | NULL |  | NA | 0
FIRE DAMPER |  | NULL |  | NA | 0
HEAT EXCHANGER - AIR TO AIR | 3010990268 | ALFA LAVAL | TL-10-BFG | NA | 0
HEAT EXCHANGER - AIR TO AIR | 30115-63-723 | ALFA LAVAL | TL-10-BFG | NA | 0
KITCHEN EXHAUST FAN | 2800110071 | TECO | AEEBCD | NA | 0
KITCHEN EXHAUST FAN |  | NULL |  | NA | 0
PACKAGED AIR CONDITIONING UNIT |  | NULL |  | NA | 0
PACKAGED AIR CONDITIONING UNIT | NA | CARRIER | NA | NA | 0
SMOKE EXHAUST FAN | 2947 | WOLF ELECTRICAL | NA | NA | 0
SMOKE EXHAUST FAN | 2948 | WOLF ELECTRICAL | NA | NA | 0
SMOKE EXHAUST FAN | C802192 | TECO | AEEBCD | NA | 0
SMOKE EXHAUST FAN | 802192 | TECO | AEEBCD | NA | 0
STAIRWELL PRESSURISATION FAN | 16265103 | TECO | AEEBCD | NA | 0
STAIRWELL PRESSURISATION FAN | ILLEGIBLE | TECO | AEEBCD | NA | 0
STAIRWELL PRESSURISATION FAN | 276340052 | TECO | AEEBCD | NA | 0
STAIRWELL PRESSURISATION FAN | ILLEGIBLE | TECO | AEEBCD | NA | 0
STAIRWELL PRESSURISATION FAN | 705250054 | TECO | AEEBCD | NA | 0
STAIRWELL PRESSURISATION FAN | 705250056 | TECO | AEEBCD | NA | 0
SWITCHBOARD MECHANICAL | NA | HADEN | NA | NA | 0
SWITCHBOARD MECHANICAL | NA | HADEN | NA | NA | 0
TOILET EXHAUST FAN | 2860110074 | TECO | AEEBCD | NA | 0
TOILET EXHAUST FAN | 2860110148 | TECO | AEEBCD | NA | 0
TOILET EXHAUST FAN | 2800440105 | NULL | AEEBCD | NA | 0
TOILET EXHAUST FAN | 2860440111 | TECO | AEEBCD | NA | 0
VARIABLE SPEED DRIVE |  | NULL |  | NA | 0
VARIABLE SPEED DRIVE | 3103905793 | ABB | ACH550-01-087A-4+B055 | NA | 0
SWITCHBOARD MECHANICAL | 000296 - DDC PANEL LEVEL 1 | NULL | QMEC | NA | 0
VARIABLE SPEED DRIVE | 3103905794 | ABB | ACH550-01-087A-4+B055 | NA | 0
SWITCHBOARD MECHANICAL | NA | HADEN | NA | NA | 0
VARIABLE SPEED DRIVE | 3064401396 | ABB | ACH550-01-087A-4+B055 | NA | 0
VARIABLE SPEED DRIVE | 3100100125 | ABB | ACH550-01-087A-4+B055 | NA | 0
VARIABLE SPEED DRIVE | 3064401393 | ABB | ACH550-01-087A-4+B055 | NA | 0
VARIABLE SPEED DRIVE | 3052300161 | ABB | ACH550-01-087A-4+B055 | NA | 0
AIR FAN - EXHAUST | 7797020008 | TECO | AEEB YSBUC | NA | 0
AIR FAN - EXHAUST | 10604 | DUCTLINE | N90-35507 | NA | 0
AIR FAN - SUPPLY | 70172098 | TECO | AEEBCD | NA | 0
SWITCHBOARD MECHANICAL | MSB2005-22359 | ELSTEEL | NA | NA | 0
PACKAGED AIR CONDITIONING UNIT | 72900 | TEMPERZONE | CC 500CE | R22 | 0
TOILET EXHAUST FAN | N360957 | NULL | SIC 355 4E | NA | 0
AIR FAN - EXHAUST | 7797020014 | TECO | AEEB YSBUC | NA | 0
PACKAGED AIR CONDITIONING UNIT | NA | HITACHI | NA | R22 | 0
AIR FAN - OUTSIDE | N277544 | DUCTLINE | SIC 400 4D | NA | 0
AIR FAN - SUPPLY | ILLEGIBLE | TECO | AEEBXX | NA | 0
AIR FAN - SUPPLY | ILLEGIBLE | TECO | AEEBXX | NA | 0
SWITCHBOARD MECHANICAL | NA | NULL | NA | NA | 0
VARIABLE SPEED DRIVE | 3143795332 | ABB | ACH550-01-072A-4+B055 | NA | 0
VARIABLE SPEED DRIVE | 3143795870 | ABB | ACH550-01-072A-4+B055 | NA | 0
VARIABLE SPEED DRIVE | 3094501853 | ABB | ACH550-01-072A-4+B055 | NA | 0
SWITCHBOARD MECHANICAL | NA | HADEN | NA | NA | 0
VARIABLE SPEED DRIVE | 3143705104 | ABB | ACH550-01-072A-4+B055 | NA | 0
VARIABLE SPEED DRIVE | 3124505416 | ABB | ACH550-01-059A-4+B055 | NA | 0
VARIABLE SPEED DRIVE | 3120801261 | ABB | ACH550-01-072A-4+B055 | NA | 0
VARIABLE SPEED DRIVE | 3124603117 | ABB | ACH550-01-015A-4+B055 | NA | 0
VARIABLE SPEED DRIVE | 3121904151 | ABB | ACH550-01-015A-4+B055 | NA | 0
VARIABLE SPEED DRIVE | 3124105507 | ABB | ACH550-01-015A-4+B055 | NA | 0
VARIABLE SPEED DRIVE | 3131800416 | ABB | ACH550-01-059A-4+B055 | NA | 0
VARIABLE SPEED DRIVE | 3113504978 | ABB | ACH550-01-072A-4+B055 | NA | 0
VARIABLE SPEED DRIVE | 3122704407 | ABB | ACH550-01-125A-4+B055 | NA | 0
VARIABLE SPEED DRIVE | 3114404874 | ABB | ACH550-01-072A-4+B055 | NA | 0
VARIABLE SPEED DRIVE | 3122700080 | ABB | ACH550-01-125A-4+B055 | NULL | NULL
CONDENSER WATER PUMP | 8021063 | WILO | NL 125315-44 | NA | 0
CHILLED WATER PUMP | 8021057 | NULL | NL 100200-44 | NA | 0
VARIABLE SPEED DRIVE | 3064201754 | ABB | ACH550-01-124A-4+B055 | NA | 0
VARIABLE SPEED DRIVE | 5702427090507 | DANFOSS | VLT 6000 | NA | 0
VARIABLE SPEED DRIVE | 3063800306 | ABB | ACH550-01-157A-4+B055 | NA | 0
VARIABLE SPEED DRIVE | 3064700002 | ABB | ACH550-01-157A-4+B055 | NA | 0
VARIABLE SPEED DRIVE | 3114703426 | ABB | ACH550-01-038A-4+B055 | NA | 0
VARIABLE SPEED DRIVE | 3114703369 | ABB | ACH550-01-038A-4+B055 | NA | 0
VARIABLE SPEED DRIVE | 3114703420 | ABB | ACH550-01-038A-4+B055 | NA | 0
VARIABLE SPEED DRIVE | 3121801261 | ABB | ACH550-01-023A-4+B055 | NA | 0
VARIABLE SPEED DRIVE | 3121801283 | ABB | ACH550-01-023A-4+B055 | NA | 0
VARIABLE SPEED DRIVE | 3121801260 | ABB | ACH550-01-023A-4+B055 | NA | 0
SWITCHBOARD MECHANICAL | NA | HADEN | NA | NA | 0
SWITCHBOARD MECHANICAL | NA | HADEN | NA | NA | 0
AIR FAN - EXHAUST | 431926 | FANTECH | SCE564 | NA | 0
AIR FAN - EXHAUST | 431988 | FANTECH | SCE564 | NA | 0
AIR FAN - EXHAUST | 431917 | FANTECH | SCE564 | NA | 0
AIR FAN - EXHAUST | 431996 | FANTECH | SCE564 | NA | 0
AIR FAN - EXHAUST | 431974 | FANTECH | SCE564 | NA | 0
AIR DAMPER | NA | NULL | NA | NA | 0
AIR DAMPER | NA | NULL | NA | NA | 0
AIR DAMPER | NA | NULL | NA | NA | 0
AIR DAMPER | NA | NULL | NA | NA | 0
AIR DAMPER | NA | NULL | NA | NA | 0
AIR DAMPER | NA | NULL | NA | NA | 0
PACKAGED AIR CONDITIONING UNIT | NA | HITACHI | RP-P5WP | R407C | 1.8
PACKAGED AIR CONDITIONING UNIT | 17A03475 | HITACHI | RP-15WL | R22 | 5.4
PACKAGED AIR CONDITIONING UNIT | 2KC16144-A | HITACHI | RP-P20WP | R407C | 8.6
PACKAGED AIR CONDITIONING UNIT | 17C20915 | HITACHI | RP-25WL | R22 | 8.7
AIR COOLED SPLIT SYSTEM | 8ZW00012 | MITSUBISHI | PUHY P300YHM A BS <G> | R410A | 9
AIR COOLED SPLIT SYSTEM | 88W00014 | MITSUBISHI | PUHY P350YHM A BS <G> | R410A | 1.15
AIR COOLED SPLIT SYSTEM | 87W00007 | MITSUBISHI | PUHY P350YHM A BS <G> | R410A | 1.15
CHILLER - WATER COOLED | NA | POWER PAX | WA130.2LH9.2A2ANS | R134A | 3.55
CHILLER - WATER COOLED | MG7174 | POWER PAX | WA130.2LH9.2A2ANS | R134A | 3.55
CHILLER - WATER COOLED | MG7172 | POWER PAX | WA130.2LH9.2A2ANS | R134A | 3.55
AIR HANDLING UNIT | 08G00852CV01963KA | AIR DESIGN | ADA 1400 TM CCW 360 | NA | 0
AIR HANDLING UNIT | NA | AIR DESIGN | 595 007879 | NA | 0
AIR HANDLING UNIT | NA | AIR DESIGN | 1595-007880 | NA | 0
AIR HANDLING UNIT | NA | AIR DESIGN | 1595-007881 | NA | 0
AIR DAMPER | NA | NULL | NA | NA | 0
AIR DAMPER | NA | NULL | NA | NA | 0
AIR DAMPER | NA | NULL | NA | NA | 0
AIR DAMPER | NA | NULL | NA | NA | 0
AIR DAMPER | NA | NULL | NA | NA | 0
AIR DAMPER | NA | NULL | NA | NA | 0
AIR DAMPER | NA | NULL | NA | NA | 0
AIR DAMPER | NA | NULL | NA | NA | 0
AIR DAMPER | NA | NULL | NA | NA | 0
AIR DAMPER | NA | NULL | NA | NA | 0
AIR DAMPER | NA | NULL | NA | NA | 0
AIR DAMPER | NA | NULL | NA | NA | 0
COOLING TOWER | NA | BAC | NA | NA | 0
COOLING TOWER | NA | BAC | NA | NA | 0
COOLING TOWER | NA | BAC | NA | NA | 0
AIR FAN - RETURN | 167750 | SIGREST DESIGN | AX12TFANFF | NA | 0
AIR FAN - RETURN | 167751 | SIGREST DESIGN | AX12TF30A6NFF | NA | 0
AIR FAN - SUPPLY | 9897 | SIGREST DESIGN | ILCE 355 | NA | 0
AIR FAN - SUPPLY |  | NULL |  | NA | 0
CAR PARK EXHAUST FAN | NA | SIGREST DESIGN | TA1000047.9.9.35 | NA | 0
AIR FAN - SUPPLY | NA | SIGREST DESIGN | TA100004.9.9.30 | NA | 0
CHILLED WATER PUMP | 28D2008A33 | SOUTHERN CROSS | AUSH03 | NA | 0
CHILLED WATER PUMP |  | SOUTHERN CROSS | AUSH03 | NA | 0
CONDENSER WATER PUMP | 28D2008A08 | SOUTHERN CROSS | AUSGE2BF | NA | 0
CONDENSER WATER PUMP | 2802008A10 | SOUTHERN CROSS | AUSGE2BE | NA | 0
CONDENSER WATER PUMP | 2802008A09 | SOUTHERN CROSS | AUSGE2BE | NA | 0
CONDENSER WATER PUMP | 2802008A06 | SOUTHERN CROSS | AUSHE3BE | NA | 0
CONDENSER WATER PUMP | 2802058A03 | SOUTHERN CROSS | AUSHE38E | NA | 0
ELECTRIC DUCT HEATER |  | NULL |  | NA | 0
AIR FAN - EXHAUST | NA | SIGREST DESIGN | NA | NA | 0
AIR FAN - EXHAUST | NA | NULL | NA | NA | 0
AIR FAN - EXHAUST | NA | NULL | VORTICE LINEO 315 VO | NA | 0
AIR FAN - EXHAUST | NA | NULL | VORTICE LINEO | NA | 0
AIR FAN - EXHAUST | 315 VO | NULL | VORTICE LINEO | NA | 0
EXPANSION TANK (CLOSED LOOPS) | NA | NULL | NA | NA | 0
FILTERS |  | NULL |  | NA | 0
FIRE DAMPER |  | NULL |  | NA | 0
HEATING HOT WATER PUMP | 96913096 | GRUNDFOS | UPS 20 60 N 150 | NA | 0
HEATING HOT WATER PUMP | 59726600 | GRUNDFOS | UPS 20 60 B 150 | NA | 0
KITCHEN EXHAUST FAN |  | NULL |  | NA | 0
STAIRWELL PRESSURISATION FAN | NA | NULL | NA | NA | 0
STAIRWELL PRESSURISATION FAN | NA | SIGREST DESIGN | NA | NA | 0
STAIRWELL PRESSURISATION FAN | NA | SIGREST DESIGN | NA | NA | 0
SWITCHBOARD MECHANICAL | NA | HADEN | NA | NA | 0
VARIABLE SPEED DRIVE |  | NULL |  | NA | 0
VARIABLE SPEED DRIVE | 3083001646 | ABB | ACH550-01-023A-4-B055 | NA | 0
VARIABLE SPEED DRIVE | 30748011543 | ABB | ACH550-01-023A-4-B055 | NA | 0
CHILLED WATER PUMP | 28D2008A34 | SOUTHERN CROSS | AUSH03 | NA | 0
DUCTED SPLIT SYSTEM | 75209 | TEMPERZONE | OSA 500RB-X | R22 | 0
AIR FAN - RETURN | 167751 | SIGREST DESIGN | AX12TF30A6NFF | NA | 0
VARIABLE SPEED DRIVE | 3074700596 | ABB | ACH550-01-045A-4-B055 | NA | 0
VARIABLE SPEED DRIVE | NA | ABB | ACH550-01-045A-4-B055 | NA | 0
VARIABLE SPEED DRIVE | 3082001827 | ABB | ACH550-01-087A-4-B055 | NA | 0
VARIABLE SPEED DRIVE | 3081302312 | ABB | ACH550-01-045A-4-B055 | NA | 0
VARIABLE SPEED DRIVE | 3081602464 | ABB | ACH550-01-033A-4-B055 | NA | 0
VARIABLE SPEED DRIVE | 3081602808 | ABB | ACH550-01-038A-4-B055 | NA | 0
VARIABLE SPEED DRIVE | 3081801820 | ABB | ACH550-01-012A-4-B055 | NA | 0
VARIABLE SPEED DRIVE | 3081801818 | ABB | ACH550-01-012A-4-B055 | NA | 0
VARIABLE SPEED DRIVE | 3081801821 | ABB | ACH550-01-012A-4-B055 | NA | 0
VARIABLE SPEED DRIVE | 3031800745 | ABB | ACH550-01-023A-4-B055 | NA | 0
VARIABLE SPEED DRIVE | 3082301698 | ABB | ACH550-01-031A-4-B055 | NA | 0
VARIABLE SPEED DRIVE | 3081602505 | ABB | ACH550-01-031A-4-B055 | NA | 0
VARIABLE SPEED DRIVE | 3081800747 | ABB | ACH550-01-023A-4-B055 | NA | 0
VARIABLE SPEED DRIVE | 3081600221 | ABB | ACH550-01-031A-4-B055 | NA | 0
VARIABLE SPEED DRIVE | 3081600221 | ABB | ACH550-01-031A-4-B055 | NA | 0
VARIABLE SPEED DRIVE | 3081902298 | ABB | ACH550-01-023A-4-B055 | NA | 0
VARIABLE SPEED DRIVE | 3081503461 | ABB | ACH550-01-033A-4-B055 | NA | 0
VARIABLE SPEED DRIVE | 3081602364 | ABB | ACH550-01-031A-4-B055 | NA | 0
VARIABLE SPEED DRIVE | 3081902300 | ABB | ACH550-01-023A-4-B055 | NA | 0
AIR FAN - SUPPLY | 11579 | SIGREST DESIGN | TAM 560-4 | NA | 0
AIR FAN - SUPPLY | 98970 | SIGREST DESIGN | TAM DLCE 450 | NA | 0
VARIABLE SPEED DRIVE | 3081801825 | ABB | ACH550-01-012A-4-B055 | NA | 0
VARIABLE SPEED DRIVE | 3081802006 | ABB | ACH550-01-012A-4-B055 | NA | 0
SWITCHBOARD MECHANICAL | NA | HADEN | NA | NA | 0
SWITCHBOARD MECHANICAL | NA | HADEN | NA | NA | 0
SWITCHBOARD MECHANICAL | NA | HADEN | NA | NA | 0
AIR FAN - EXHAUST | 315 VO | NULL | VORTICE LINEO | NA | 0
AIR FAN - EXHAUST | 315 VO | NULL | VORTICE LINEO | NA | 0
AIR FAN - EXHAUST | 315 VO | NULL | VORTICE LINEO | NA | 0
AIR FAN - EXHAUST | 315 VO | NULL | VORTICE LINEO | NA | 0
AIR FAN - EXHAUST | 315 VO | NULL | VORTICE LINEO | NA | 0
AIR FAN - EXHAUST | 315 VO | NULL | VORTICE LINEO | NA | 0
AIR FAN - EXHAUST | 315 VO | NULL | VORTICE LINEO | NA | 0
AIR FAN - EXHAUST | 315 VO | NULL | VORTICE LINEO | NA | 0
AIR FAN - EXHAUST | 315 VO | NULL | VORTICE LINEO | NA | 0
CHILLER - WATER COOLED | NA | POWER PAX | PPW440-2 | R134A | 1.18
CHILLER - WATER COOLED | NA | POWER PAX | PPW440-2 | R134A | 1.18
CHILLER - WATER COOLED | NA | POWER PAX | PPW440-2 | R134A | 1.18
WALL MOUNTED SPLIT SYSTEM | 3601Y50823 | CIEMANTS | 426225HF-1 | NA | 0
WALL MOUNTED SPLIT SYSTEM | 3601Y50831 | CIEMANTS | 426225HF-1 | NA | 0
WALL MOUNTED SPLIT SYSTEM | UNKNOWN | CIEMANTS | UNKNOWN | NA | 0
WALL MOUNTED SPLIT SYSTEM | 3601Y50826 | CIEMANTS | 428225HF-1 | NA | 0
WALL MOUNTED SPLIT SYSTEM | 3601Y50828 | CIEMANTS | 428225HF-1 | NA | 0
WALL MOUNTED SPLIT SYSTEM | 3601Y50832 | CIEMANTS | 428225HF-1 | NA | 0
WALL MOUNTED SPLIT SYSTEM | E045779 | GREGORY | ASTA09LCC | NA | 0
WALL MOUNTED SPLIT SYSTEM | 7903567 | DAKO | FTY25FV1C | NA | 0
WALL MOUNTED SPLIT SYSTEM | UNKNOWN | DAKO | FAQ90CV4A | NA | 0
WALL MOUNTED SPLIT SYSTEM | UNKNOWN | DAKO | FAQ90CV4A | NA | 0
WALL MOUNTED SPLIT SYSTEM | 22407850 | MODULEX | DXK12Z3-S | NA | 0
UNDER CEILING SPLIT SYSTEM | E000389 | DAKO | FLXS608BVMA | NA | 0
WALL MOUNTED SPLIT SYSTEM | UNKNOWN | MODULEX | DXC12Z3-S | NA | 0
AIR COOLED SPLIT SYSTEM | UNKNOWN | DAIKIN | RZQ90CV4A | NA | 0
AIR COOLED SPLIT SYSTEM | UNKNOWN | DAKO | RZQ90CV4A | NA | 0
AIR COOLED SPLIT SYSTEM | UNKNOWN | DAKO | RY 25FV1C | NA | 0
AIR COOLED SPLIT SYSTEM | UNKNOWN | CIEMANTS | UNKNOWN | NA | 0
AIR COOLED SPLIT SYSTEM | 3801Y11326 | CIEMANTS | UNKNOWN | NA | 0
AIR COOLED SPLIT SYSTEM | 3601Y11340 | CIEMANTS | UNKNOWN | NA | 0
AIR COOLED SPLIT SYSTEM | UNKNOWN | DAKO | UNKNOWN | NA | 0
AIR COOLED SPLIT SYSTEM | 038902573RE | MODULEX | DXC09Z3-S | NA | 0
AIR COOLED SPLIT SYSTEM | E005389 | DAKO | RXS60BVMA | NA | 0
CHILLER - WATER COOLED | A92H0403 | TRITEC ELECT | CGWD100DCC00110010021111H | NA | 0
CHILLED WATER PUMP | UNKNOWN | NULL | UNKNOWN | NA | 0
CHILLED WATER PUMP | UNKNOWN | NULL | UNKNOWN | NA | 0
HEAT EXCHANGER - WATER TO WAT | 2643 | NULL | PROCESS | NA | 0
CONDENSER WATER PUMP | UNKNOWN | NULL | ASEA | NA | 0
CONDENSER WATER PUMP | UNKNOWN | NULL | ASEA | NA | 0
CHILLED WATER PUMP | 7611393 | ABB | MBT 160M | NA | 0
CHILLED WATER PUMP | 7611393 | ABB | MBT 160M | NA | 0
ICE STORAGE TANK |  | BARREL FAN | UNKNOWN | NA | 0
ICE STORAGE TANK |  | BARREL FAN | UNKNOWN | NA | 0
ICE STORAGE TANK |  | BARREL FAN | UNKNOWN | NA | 0
MAKE UP TANK |  | NULL | AUTO HEAT | NA | 0
EXPANSION TANK (CLOSED LOOPS) |  | NULL | UNKNOWN | NA | 0
0 - NOT SET | UNKNOWN | NULL | CUSTOM MADE | NA | 0
WATER COOLED CONDENSOR | MJ4891075 | MUNTERS | H07-3C46 | NA | 0
WALL MOUNTED SPLIT SYSTEM | 022302596 RE | MODULEX | DXK09Z3 | NA | 0
AIR FAN - EXHAUST | UNKNOWN | FEDERAL | MV304 | NA | 0
AIR FAN - EXHAUST | UNKNOWN | FEDERAL | UNKNOWN | NA | 0
AIR FAN - EXHAUST | UNKNOWN | FEDERAL | CE254D | NA | 0
CASSETTE SPLIT SYSTEM | UNKNOWN | DAKO | UNKNOWN | NA | 0
AIR HANDLING UNIT | 222 | NULL | 200 | NA | 0
EVAPORATIVE COOLER | 1160576 | BONAIRE | 3040025 | NA | 0
KITCHEN EXHAUST FAN | 41518 | NULL | V46-756-SP4 | NA | 0
KITCHEN EXHAUST FAN | 22509 | CFM FANS | MCV310 | NA | 0
SMOKE EXHAUST FAN | 506981 | FANTECH | RSS1258CA929 | NA | 0
KITCHEN EXHAUST FAN | 513493 | FANTECH | CHD636HT | NA | 0
EVAPORATIVE COOLER | 1206955 | BONAIRE | 3060025S | NA | 0
DUCTED SPLIT SYSTEM | 1125096 | DAIKIN | FDYQ100LV1RZQ100KCV4 | NA | 0
AIR FAN - OUTSIDE | 452100 | FEDERAL | RIL100 | NA | 0
AIR FAN - OUTSIDE | 36963 | FANTECH | VCW204 | NA | 0
AIR FAN - OUTSIDE | 58792 | FANTECH | RIL150SW | NA | 0
AIR FAN - OUTSIDE | sf234167 | FANTECH | VCW204 | NA | 0
AIR FAN - OUTSIDE | SF115425 | FANTECH | VCW204 | NA | 0
AIR FAN - OUTSIDE | sf115248 | FANTECH | VCW204 | NA | 0
AIR FAN - OUTSIDE | SF345611 | FEDERAL | RIL125 | NA | 0
AIR FAN - OUTSIDE | ef0000215 | FANTECH | RIL150SW | NA | 0
AIR FAN - OUTSIDE | EF1000078 | FANTECH | TD800200N | NA | 0
AIR FAN - OUTSIDE | EF100088 | FANTECH | TD800200N | NA | 0
AIR FAN - OUTSIDE | SF111045 | FANTECH | TD800200N | NA | 0
FAN COIL UNIT - DUCTED | 201500E | FUJITSU | ASTG24LFCCAOTG24LFCC | NA | 0
DUCTED SPLIT SYSTEM | 1200095E | PANASONIC | U100PE1RFS100PU1R5 | NA | 0
KITCHEN EXHAUST FAN | PN234041A | FANTECH | RCV560-6E | NA | 0
EVAPORATIVE COOLER | 1206954 | BONAIRE | 3060025S | NA | 0
EVAPORATIVE COOLER | 1205856 | BONAIRE | 3060025S | NA | 0
KITCHEN EXHAUST FAN | 513493 | FANTECH | CHD636HT | NA | 0
WALL MOUNTED SPLIT SYSTEM | E002810 | DAIKIN | FTKS50FVMA | R410A | 1
DUCTED SPLIT SYSTEM | 408535 | NULL | U | R410A | 1
CASSETTE SPLIT SYSTEM | 401KAWQ00001 | LG | ARNU18GTQA2 | R410A | 1
CASSETTE SPLIT SYSTEM | 401KAPB00008 | LG | ARNU18GTQA2 | R410A | 1
DUCTED SPLIT SYSTEM | 303KAED00004 | LG | AT H36GMLE1 | R410A | 1
WALL MOUNTED SPLIT SYSTEM | E026857 | DAIKIN | FTXS25LVMA | R410A | 2
WALL MOUNTED SPLIT SYSTEM | E000979 | DAIKIN | FTKS50FVMA | R410A | 2
WALL MOUNTED SPLIT SYSTEM | E28076 | DAIKIN | RXS25LVMA | R410A | 2
WALL MOUNTED SPLIT SYSTEM | E18093 | DAIKIN | RXS35LVMA | R410A | 2
VRV DUCTED SPLIT | E000141 | DAIKIN | RXYQ18TY1A | R410A | 2
PACKAGED AIR CONDITIONING UNIT | 811589 | TEMPERZONE | OPA242RKTBH-P | R410A | 2
DUCTED SPLIT SYSTEM | E003142 | DAIKIN | RZQ100KV4A | R410A | 3
CASSETTE SPLIT SYSTEM | 307KACA00003 | LG | UU24WH | R410A | 3
PACKAGED AIR CONDITIONING UNIT | 797617 | THERMAL EQUP CO | OPA116RKTY | R410A | 3
VRF DUCTED SPLIT | 6509000173 | PANASONIC | U 100 PE1R5 | R410A | 4
DUCTED SPLIT SYSTEM | 301KAGJU0004 | LG | UU42WH | R410A | 4
PACKAGED AIR CONDITIONING UNIT | 397521 | ACTRON | PCG153U | R410A | 4
CASSETTE SPLIT SYSTEM | 302KAHG00009 | LG | UU36WH | R410A | 4
PACKAGED AIR CONDITIONING UNIT | 795300 | THERMAL EQUP CO | OPA2452RKTB | R410A | 4
MULTI HEAD NON DUCTED SPLIT | 303KAWQ00057 | LG | UHXM70MA0 | R410A | 4
PACKAGED AIR CONDITIONING UNIT | 399637 | ACTRON | PCG153U | R410A | 5
DUCTED SPLIT SYSTEM | 310KAHG00001 | LG | ARUB260LT3 | R410A | 5
DUCTED SPLIT SYSTEM | 401KAWQ00001 | LG | ARUB80LT3 | R410A | 5
DUCTED SPLIT SYSTEM | 307KACA0003 | LG | ARUB200LT3 | R410A | 5
DUCTED SPLIT SYSTEM | 401KAXV0002 | LG | ARUB80LT3 | R410A | 5
DUCTED SPLIT SYSTEM | 411943 | ACTRON | SRA131C | R410A | 6
PACKAGED AIR CONDITIONING UNIT | 452100164L | TRITEC ELECT | WSC060ADROA08YA | R22 | 6
DUCTED SPLIT SYSTEM | 307KACA00003 | LG | ARUB120LT3 | R410A | 7
VRF DUCTED SPLIT | 401KAWQ00001 | LG | ARUB140LT3 | R407C | 7
VRF DUCTED SPLIT | 401KAFX00003 | LG | ARUB140LT3 | R410A | 7
PACKAGED AIR CONDITIONING UNIT | 377362 | BRAEMAR | PCA 230J | R410A | 7
PACKAGED AIR CONDITIONING UNIT | 410365 | ACTRON | PCG203U | R410A | 7
PACKAGED AIR CONDITIONING UNIT | 398483 | ACTRON | PCA23OU | R404A | 7
DUCTED SPLIT SYSTEM | 307KACA00003 | LG | ARUB100LT3 | R410A | 7
PACKAGED AIR CONDITIONING UNIT | 398484 | ACTRON | PCA23OU | R410A | 8
PACKAGED AIR CONDITIONING UNIT | 398485 | ACTRON | PCA23OU | R410A | 8
PACKAGED AIR CONDITIONING UNIT | 20510710-0004 | ACTROL | ART90BRFX AA | R22 | 8
PACKAGED AIR CONDITIONING UNIT | 398482 | ACTRON | PCA23OU | R410A | 8
VRV DUCTED SPLIT | E000818 | DAIKIN | RZYQ8PY1 | R410A | 9
PACKAGED AIR CONDITIONING UNIT | 804340 | TEMPERZONE | OPA370RKTBH | R410A | 10
AIR COOLED SPLIT SYSTEM | 653672 | APAC | S128DVC5BA | R22 | 10
AIR COOLED SPLIT SYSTEM | 553673 | APAC | S129DVC5BA | R22 | 10
PACKAGED AIR CONDITIONING UNIT | N52101267D | TRANE | WCH200BD00ED | R22 | 10
PACKAGED AIR CONDITIONING UNIT | 397535 | ACTRON | PCG290L | R410A | 11
PACKAGED AIR CONDITIONING UNIT | PCG397536 | ACTRON | PCG290L | R410A | 11
PACKAGED AIR CONDITIONING UNIT | 397534 | ACTRON | PCG290L | R410A | 11
PACKAGED AIR CONDITIONING UNIT | 398481 | ACTRON | PCG340L | R410A | 12
VRV DUCTED SPLIT | E00190 | DAIKIN | RXYQ16TY1A | R410A | 12
VRV DUCTED SPLIT | E000231 | DAIKIN | RXYQ12TY1A | R410A | 12
PACKAGED AIR CONDITIONING UNIT | 398480 | ACTRON | PCG340L | R410A | 12
PACKAGED AIR CONDITIONING UNIT | 418051 | ACTRON | PCG340L | R410A | 12
PACKAGED AIR CONDITIONING UNIT |  | ACTRON | PCG 360L | R410A | 12
PACKAGED AIR CONDITIONING UNIT | 397987 | ACTRON | PKY470T-6Q1 | R410A | 15
PACKAGED AIR CONDITIONING UNIT | 398478 | ACTRON | PCG400L | R410A | 16
PACKAGED AIR CONDITIONING UNIT | 377363 | ACTRON | PCG 400L | R410A | 16
PACKAGED AIR CONDITIONING UNIT | 398447 | ACTRON | PCG400L | R410A | 16
PACKAGED AIR CONDITIONING UNIT | 393131 | ACTRON | PXY62OT-6Q1 | R410A | 20
DUCTED SPLIT SYSTEM | 408553 | ACTRON | CAY700T-6Q1-TA-Z | R410A | 20
PACKAGED AIR CONDITIONING UNIT | 402635 | ACTRON | PXY620T-6Q1 | R410A | 20
PACKAGED AIR CONDITIONING UNIT | 96428 | TEMPERZONE | OPA770RKTB | R410A | 25
PACKAGED AIR CONDITIONING UNIT | 387183 | ACTRON | PCG 290L | R410A | 105
PACKAGED AIR CONDITIONING UNIT | 387184 | ACTRON | PCG 290R | R410A | 105
PACKAGED AIR CONDITIONING UNIT | 398479 | ACTRON | PCG400L | R410A | 152
VARIABLE AIR VOLUME UNITS |  | JOHNSON CONTROL | SDV5000-14 | NA | 0
VARIABLE AIR VOLUME UNITS |  | JOHNSON CONTROL | SDV5000-12 | NA | 0
VARIABLE AIR VOLUME UNITS |  | JOHNSON CONTROL | SDV500-14 | NA | 0
VARIABLE AIR VOLUME UNITS |  | JOHNSON CONTROL |  | NA | 0
VARIABLE AIR VOLUME UNITS |  | JOHNSON CONTROL |  | NA | 0
VARIABLE AIR VOLUME UNITS |  | JOHNSON CONTROL |  | NA | 0
WALL MOUNTED SPLIT SYSTEM | E013650 | DAIKIN | FTXS60KVMA | R410A | 0
WALL MOUNTED SPLIT SYSTEM | 22900084 | TOSHIBA | RAS-18SKV-A | R410A | 0
WALL MOUNTED SPLIT SYSTEM | E000602 | DAIKIN | FTXS90KVMA | R410A | 0
VARIABLE AIR VOLUME UNITS |  | JOHNSON CONTROL | SDV5000-14 | NA | 0
VARIABLE AIR VOLUME UNITS |  | JOHNSON CONTROL | SDV5000-14 | NA | 0
VARIABLE AIR VOLUME UNITS |  | JOHNSON CONTROL |  | NA | 0
VARIABLE AIR VOLUME UNITS |  | JOHNSON CONTROL |  | NA | 0
CASSETTE SPLIT SYSTEM | J037739 | DAIKIN | RXS35LW3V1B | R410A | 1.2
WALL MOUNTED SPLIT SYSTEM | 22900064 | TOSHIBA | RAS -18SAV2 - A | R410A | 0
WALL MOUNTED SPLIT SYSTEM | 2603448 | SHARP | AE-A129J | NA | 0
WALL MOUNTED SPLIT SYSTEM | E003424 | DAIKIN | FTXS95LVMA | R410A | 0
BOILER - GAS ATMOSPHERIC | FTA8002 | AIRA | FTA800 | NA | 0
HEATING HOT WATER PUMP | JJ3027A51799D | REGENT | 65 320 BS1T | NA | 0
VARIABLE AIR VOLUME UNITS |  | JOHNSON CONTROL | SDV 5000-14 | NA | 0
CHILLED WATER PUMP | JJ3027A57192F | REGENT | 150X125-250BS1MBPO | NA | 0
VARIABLE AIR VOLUME UNITS | 50530K70769227 | JOHNSON CONTROL | SDV-5000-12-000-0 | NA | 0
AIR HANDLING UNIT | 10439 | FANTECH | 36ALDW | NA | 0
CAR PARK EXHAUST FAN | AP2008FA12B450 | FANTECH | AP2008FA1215 | NA | 0
AIR FAN - EXHAUST |  | FANTECH | MMD4564 | NA | 0
AIR FAN - EXHAUST |  | FANTECH | MMD 4564 | NA | 0
AIR FAN - EXHAUST | 337197 | FANTECH | AP1608DA9B150 | NA | 0
VARIABLE AIR VOLUME UNITS | 50530K70769199 | JOHNSON CONTROL | SDV5000-12 | NA | 0
SWITCHBOARD MECHANICAL | NA | NULL | NA | NA | 0
VARIABLE AIR VOLUME UNITS | UNAVALIABLE | JOHNSON CONTROL | SDV5000-14 | NA | 0
VARIABLE AIR VOLUME UNITS | UNAVALIABLE | JOHNSON CONTROL | SDV5000-12 | NA | 0
VARIABLE AIR VOLUME UNITS |  | JOHNSON CONTROL | SDV500-14 | NA | 0
COOLING TOWER | 08J0267 | BAC | RCT-2352 | NA | 0
DUCTED HYDRONIC HEATING COIL |  | OTHER |  | NA | 0
VARIABLE AIR VOLUME UNITS |  | JOHNSON CONTROL | SDV5000-14 | NA | 0
AIR FAN - EXHAUST | 355563 | FANTECH | AP1256DA914 | NA | 0
AIR FAN - SUPPLY | 385682 | FANTECH | AP1258FA1234 | NA | 0
AIR FAN - SUPPLY | 11484 10 | FAN & BLOWER | 24ALDW | NA | 0
SMOKE EXHAUST FAN | 406499 | FANTECH | RSS1256CA923 | NA | 0
SMOKE EXHAUST FAN | 406499 | FANTECH | RSS1256CA923 | NA | 0
SMOKE EXHAUST FAN | 341271 | FANTECH | RSS1256CA9F075 | NA | 0
SMOKE SPILL FAN | 341271 | FANTECH | RSS1256CA9F075 | NA | 0
SMOKE EXHAUST FAN | 397922 | FANTECH | RSS1256CA1229 | NA | 0
SMOKE EXHAUST FAN | 406498 | FANTECH | RSS1256CA923 | NA | 0
SMOKE EXHAUST FAN | 406499 | FANTECH | RSS1256CA1223 | NA | 0
TOILET EXHAUST FAN | 334552 | FANTECH | TILD566 | NA | 0
FAN COIL UNIT - DUCTED |  | CARRIER | 40HW-034-THF | NA | 0
VARIABLE AIR VOLUME UNITS |  | JOHNSON CONTROL | SDV5000-12 | NA | 0
VARIABLE AIR VOLUME UNITS |  | JOHNSON CONTROL | SDV5000-12 | NA | 0
FAN COIL UNIT - DUCTED | 40HW014069789 | CARRIER | 40HW-014-THF | NA | 0
KITCHEN EXHAUST FAN | 404428 | FANTECH | CHD638 | NA | 0
KITCHEN EXHAUST FAN | 40428 | FANTECH | CHD638 | NA | 0
SMOKE EXHAUST FAN | 341271 | FANTECH | RSS1256CA9F075 | NA | 0
AIR FAN - EXHAUST | 341271 | FANTECH | RSS1256CA9F075 | NA | 0
SMOKE SPILL FAN | 341270 | FANTECH | RSS1256CA12F150 | NA | 0
SMOKE EXHAUST FAN | 341270 | FANTECH | RSS1256CA12F150 | NA | 0
FAN COIL UNIT - DUCTED |  | GJ WALKER | ALHS20 | NA | 0
AIR FAN - EXHAUST |  | FANTECH | PCD716DD | NA | 0
TOILET EXHAUST FAN |  | FANTECH | TD-350125HI | NA | 0
AIR FAN - EXHAUST |  | FANTECH | MMD4563 | NA | 0
AIR HANDLING UNIT |  | FAN & BLOWER | 24 ALDW | NA | 0
AIR HANDLING UNIT |  | FAN & BLOWER | 24 ALDW | NA | 0
AIR FAN - EXHAUST | 397921 | FANTECH | AP1608DA629 | NA | 0
AIR FAN - EXHAUST |  | FANTECH | MMD4564 | NA | 0
AIR FAN - EXHAUST |  | FANTECH | MMD4564 | NA | 0
AIR FAN - EXHAUST | 334553 | FANTECH | MMD4564 | NA | 0
AIR FAN - EXHAUST | 337200 | FANTECH | AP0714AP10HT011 | NA | 0
AIR FAN - EXHAUST | 339732 | FANTECH | PCD716DD | NA | 0
FAN COIL UNIT - DUCTED |  | CARRIER | 40-APB024-THF | NA | 0
AIR FAN - EXHAUST |  | FANTECH | RSS1258CA923 | NA | 0
FAN COIL UNIT - DUCTED |  | CARRIER | 40-APB-080-THF | NA | 0
FAN COIL UNIT - DUCTED |  | CARRIER | 40APB-080-THF | NA | 0
SMOKE EXHAUST FAN | 403033 | FANTECH | M0161800 | NA | 0
FAN COIL UNIT - DUCTED |  | CARRIER | 40HW-PP7-THF | NA | 0
AIR HANDLING UNIT | Wa290110-001 | FAN COIL INC | FCS-500V | NA | 0
AIR HANDLING UNIT | 1601 | FANTECH | 33ALDW | NA | 0
VARIABLE AIR VOLUME UNITS | NA | JOHNSON CONTROL | SDV500-12 | NA | 0
VARIABLE AIR VOLUME UNITS |  | JOHNSON CONTROL | SDV5000-14 | NA | 0
VARIABLE AIR VOLUME UNITS |  | JOHNSON CONTROL |  | NA | 0
VARIABLE AIR VOLUME UNITS |  | JOHNSON CONTROL | SDV5000-10 | NA | 0
VARIABLE AIR VOLUME UNITS |  | JOHNSON CONTROL | SDV5000-14 | NA | 0
VARIABLE AIR VOLUME UNITS |  | JOHNSON CONTROL | SDV5000-10 | NA | 0
VARIABLE AIR VOLUME UNITS |  | JOHNSON CONTROL | SDV5000-16 | NA | 0
VARIABLE AIR VOLUME UNITS |  | JOHNSON CONTROL | SDV5000-10 | NA | 0
VARIABLE AIR VOLUME UNITS |  | JOHNSON CONTROL | SDV5000-12 | NA | 0
VARIABLE AIR VOLUME UNITS |  | JOHNSON CONTROL |  | NA | 0
VARIABLE AIR VOLUME UNITS |  | JOHNSON CONTROL | SDV5000-14 | NA | 0
VARIABLE AIR VOLUME UNITS |  | JOHNSON CONTROL | SDV5000-12 | NA | 0
VARIABLE AIR VOLUME UNITS |  | JOHNSON CONTROL | SDV5000-16 | NA | 0
VARIABLE AIR VOLUME UNITS |  | JOHNSON CONTROL | SDV5000-12 | NA | 0
VARIABLE AIR VOLUME UNITS |  | JOHNSON CONTROL | SDV5000-14 | NA | 0
VARIABLE AIR VOLUME UNITS |  | JOHNSON CONTROL | SDV5000-12 | NA | 0
COOLING TOWER | 08J0266 | BAC | RCT-2352 | NA | 0
COOLING TOWER | 03J268 | BAC | RCT-2352 | NA | 0
VARIABLE AIR VOLUME UNITS |  | JOHNSON CONTROL |  | NA | 0
VARIABLE AIR VOLUME UNITS |  | JOHNSON CONTROL |  | NA | 0
VARIABLE AIR VOLUME UNITS |  | JOHNSON CONTROL | SDV5000-14 | NA | 0
VARIABLE AIR VOLUME UNITS |  | JOHNSON CONTROL |  | NA | 0
VARIABLE AIR VOLUME UNITS |  | JOHNSON CONTROL | SDV5000-14 | NA | 0
VARIABLE AIR VOLUME UNITS |  | JOHNSON CONTROL | SDV5000-12 | NA | 0
VARIABLE AIR VOLUME UNITS |  | JOHNSON CONTROL | SDV5000-8 | NA | 0
VARIABLE AIR VOLUME UNITS |  | JOHNSON CONTROL | SDV5000-14 | NA | 0
VARIABLE AIR VOLUME UNITS |  | JOHNSON CONTROL | SDV5000-10 | NA | 0
VARIABLE AIR VOLUME UNITS |  | JOHNSON CONTROL | SDV5000-12 | NA | 0
VARIABLE AIR VOLUME UNITS |  | JOHNSON CONTROL | SDV5000-12 | NA | 0
VARIABLE AIR VOLUME UNITS |  | JOHNSON CONTROL | SDV5000-16 | NA | 0
VARIABLE AIR VOLUME UNITS |  | JOHNSON CONTROL | SDV5000-12 | NA | 0
VARIABLE AIR VOLUME UNITS |  | JOHNSON CONTROL | SDV5000-12 | NA | 0
VARIABLE AIR VOLUME UNITS |  | JOHNSON CONTROL | SDV5000-14 | NA | 0
VARIABLE AIR VOLUME UNITS |  | JOHNSON CONTROL | SDV5000-12 | NA | 0
VARIABLE AIR VOLUME UNITS |  | JOHNSON CONTROL | SDV5000-12 | NA | 0
VARIABLE AIR VOLUME UNITS |  | JOHNSON CONTROL | SDV5000-12 | NA | 0
VARIABLE AIR VOLUME UNITS |  | JOHNSON CONTROL | SDV5000-12 | NA | 0
VARIABLE AIR VOLUME UNITS |  | JOHNSON CONTROL | SDV5000-14 | NA | 0
VARIABLE AIR VOLUME UNITS |  | JOHNSON CONTROL | SDV5000-12 | NA | 0
VARIABLE AIR VOLUME UNITS |  | JOHNSON CONTROL | SDV5000-14 | NA | 0
VARIABLE AIR VOLUME UNITS |  | JOHNSON CONTROL | SDV5000-14 | NA | 0
VARIABLE AIR VOLUME UNITS |  | JOHNSON CONTROL | SDV5000-14 | NA | 0
VARIABLE AIR VOLUME UNITS |  | JOHNSON CONTROL | SDV5000-12 | NA | 0
VARIABLE AIR VOLUME UNITS |  | JOHNSON CONTROL | SVD5000-8 | NA | 0
VARIABLE AIR VOLUME UNITS |  | JOHNSON CONTROL | SDV5000-14 | NA | 0
FAN COIL UNIT - DUCTED |  | CARRIER | 40AP5080 | NA | 0
VARIABLE AIR VOLUME UNITS |  | JOHNSON CONTROL | SDV5000-14 | NA | 0
VARIABLE AIR VOLUME UNITS |  | JOHNSON CONTROL | SDV5000-14 | NA | 0
VARIABLE AIR VOLUME UNITS |  | JOHNSON CONTROL | SDV5000-14 | NA | 0
VARIABLE AIR VOLUME UNITS |  | JOHNSON CONTROL | SDV5000-14 | NA | 0
VARIABLE AIR VOLUME UNITS |  | JOHNSON CONTROL | SDV5000-14 | NA | 0
VARIABLE AIR VOLUME UNITS |  | JOHNSON CONTROL | SDV5000-12 | NA | 0
VARIABLE AIR VOLUME UNITS |  | JOHNSON CONTROL | SDV5000-12 | NA | 0
VARIABLE AIR VOLUME UNITS |  | JOHNSON CONTROL | SDV5000-12 | NA | 0
VARIABLE AIR VOLUME UNITS |  | JOHNSON CONTROL | SDV5000-12 | NA | 0
VARIABLE AIR VOLUME UNITS |  | JOHNSON CONTROL |  | NA | 0
VARIABLE AIR VOLUME UNITS |  | JOHNSON CONTROL | SDV5000-14 | NA | 0
VARIABLE AIR VOLUME UNITS |  | JOHNSON CONTROL | SDV5000-14 | NA | 0
CHILLER - WATER COOLED | 1308Q75617 | CARRIER | 19XR-4042374KFH52S | R134A | 0
CHILLER - WATER COOLED | 1308Q75616 | CARRIER | 19XR-4042374KFH52S | R134A | 0
CHILLED WATER PUMP | JJ3027A57190D | REGENT | 100-200-RS1T | NA | 0
CHILLED WATER PUMP | JJ3027A57191F | REGENT | 150X125-250BS1MBPO | NA | 0
CHILLED WATER PUMP | JJ5027A57194D | REGENT | 150-320BS1T | NA | 0
AIR FAN - EXHAUST |  | FANTECH | BT17B112-170 | NA | 0
AIR FAN - EXHAUST |  | FANTECH | RT17B112-170 | NA | 0
CONDENSER WATER PUMP | JJ3027A57196D | REGENT | 150X320-BS1T | NA | 0
CONDENSER WATER PUMP | JJ3027AS7197D | REGENT | 150X320-BSIT | NA | 0
CONDENSER WATER PUMP | JJ3027A57195D | REGENT | 125-260 BS1T | NA | 0
CONDENSER WATER PUMP | JJ30273PA57218 | REGENT | D65L0204T21X | NA | 0
CONDENSER WATER PUMP | JJ3077SPA57216 | REGENT | D65L204T2JX | NA | 0
REFRIGERATION COMPRESSORS | 15819301 | BITZER | CSH7551-50R | R134A | 0
REFRIGERATION COMPRESSORS | 15819302 | BITZER | CSH7551-50R | R134A | 0
AIR HANDLING UNIT | na | FANTECH | FBA 36ALDW | NA | 0
AIR HANDLING UNIT |  | FANTECH | FBA 36ALDW | NA | 0
AIR HANDLING UNIT |  | FAN & BLOWER | 30ALDW | NA | 0
VARIABLE AIR VOLUME UNITS |  | JOHNSON CONTROL | SDV500-14 | NA | 0
VARIABLE AIR VOLUME UNITS |  | JOHNSON CONTROL | SDV500-14 | NA | 0
VARIABLE AIR VOLUME UNITS |  | JOHNSON CONTROL | SDV5000-12 | NA | 0
VARIABLE AIR VOLUME UNITS |  | JOHNSON CONTROL | SDV500-10 | NA | 0
VARIABLE AIR VOLUME UNITS |  | JOHNSON CONTROL | SDV5000-14 | NA | 0
VARIABLE AIR VOLUME UNITS |  | JOHNSON CONTROL |  | NA | 0
VARIABLE AIR VOLUME UNITS |  | JOHNSON CONTROL |  | NA | 0
VARIABLE AIR VOLUME UNITS |  | JOHNSON CONTROL |  | NA | 0
VARIABLE AIR VOLUME UNITS |  | JOHNSON CONTROL | SDV5000-12 | NA | 0
VARIABLE AIR VOLUME UNITS |  | JOHNSON CONTROL | SDV5000-12 | NA | 0
VARIABLE AIR VOLUME UNITS |  | JOHNSON CONTROL |  | NA | 0
VARIABLE AIR VOLUME UNITS |  | JOHNSON CONTROL | SDV5000-12 | NA | 0
VARIABLE AIR VOLUME UNITS |  | JOHNSON CONTROL |  | NA | 0
VARIABLE AIR VOLUME UNITS |  | JOHNSON CONTROL |  | NA | 0
CHILLED WATER PUMP |  | REGENT | 150-320BSIT | NA | 0
SWITCHBOARD MECHANICAL |  | NULL |  | NA | 0
SWITCHBOARD MECHANICAL |  | NULL |  | NA | 0
SWITCHBOARD MECHANICAL |  | NULL |  | NA | 0
AIR HANDLING UNIT |  | FAN & BLOWER | 30ALDW | NA | 0
SWITCHBOARD MECHANICAL |  | NULL |  | NA | 0
AIR HANDLING UNIT |  | FAN & BLOWER | 27ALDW | NA | 0
WATER FLOW METER | 90636 | DYNAMETERS | DMTFB-N-E123-N | NULL | NULL
VARIABLE AIR VOLUME UNITS |  | JOHNSON CONTROL | SDV5000-12 | NA | 0
FAN COIL UNIT - DUCTED |  | CARRIER | 40HW-016THF | NA | 0
FAN COIL UNIT - DUCTED |  | CARRIER | 40HW-016THF | NA | 0
VARIABLE AIR VOLUME UNITS |  | JOHNSON CONTROL | SDV5000-14 | NA | 0
VARIABLE AIR VOLUME UNITS |  | JOHNSON CONTROL | SDV5000-14 | NA | 0
VARIABLE AIR VOLUME UNITS |  | JOHNSON CONTROL | SDV5000-14 | NA | 0
VARIABLE AIR VOLUME UNITS |  | JOHNSON CONTROL | SDV5000-14 | NA | 0
VARIABLE AIR VOLUME UNITS |  | JOHNSON CONTROL | SDV5000-14 | NA | 0
VARIABLE AIR VOLUME UNITS |  | JOHNSON CONTROL | SDV5000-10 | NA | 0
VARIABLE AIR VOLUME UNITS |  | JOHNSON CONTROL |  | NA | 0
VARIABLE AIR VOLUME UNITS |  | JOHNSON CONTROL |  | NA | 0
VARIABLE AIR VOLUME UNITS |  | JOHNSON CONTROL | SDV5000-12 | NA | 0
VARIABLE AIR VOLUME UNITS |  | JOHNSON CONTROL | SDV5000-14 | NA | 0
VARIABLE AIR VOLUME UNITS |  | JOHNSON CONTROL | SDV5000-12 | NA | 0
VARIABLE AIR VOLUME UNITS |  | JOHNSON CONTROL | SDV-5000-12 | NA | 0
VARIABLE AIR VOLUME UNITS |  | JOHNSON CONTROL | SDV5000-16 | NA | 0
VARIABLE AIR VOLUME UNITS |  | JOHNSON CONTROL | SDV5000-12 | NA | 0
VARIABLE AIR VOLUME UNITS |  | JOHNSON CONTROL | SDV5000-12 | NA | 0
VARIABLE AIR VOLUME UNITS |  | JOHNSON CONTROL | SDV5000-14 | NA | 0
VARIABLE AIR VOLUME UNITS |  | JOHNSON CONTROL | SDV5000-14 | NA | 0
VARIABLE AIR VOLUME UNITS |  | JOHNSON CONTROL |  | NA | 0
VARIABLE AIR VOLUME UNITS |  | JOHNSON CONTROL | SDV500014 | NA | 0
VARIABLE AIR VOLUME UNITS |  | JOHNSON CONTROL | SDV5000-16 | NA | 0
VARIABLE AIR VOLUME UNITS |  | JOHNSON CONTROL | SDV5000-16 | NA | 0
VARIABLE AIR VOLUME UNITS |  | JOHNSON CONTROL | SDV5000-12 | NA | 0
VARIABLE AIR VOLUME UNITS |  | JOHNSON CONTROL |  | NA | 0
VARIABLE AIR VOLUME UNITS |  | JOHNSON CONTROL |  | NA | 0
AIR HANDLING UNIT | 1052307 | FANTECH | 30ALDW | NA | 0
SWITCHBOARD MECHANICAL |  | NULL |  | NA | 0
TOILET EXHAUST FAN | 367682 | FANTECH | CHD636 | NA | 0
TOILET EXHAUST FAN | 367682 | FANTECH | CQ 072 | NA | 0
TOILET EXHAUST FAN | 404173 | FANTECH | 4309FS8559 | NA | 0
KITCHEN EXHAUST FAN |  | FAN & BLOWER | 40LSW | NA | 0
AIR FAN - EXHAUST | 333434 | FANTECH | AP1258FA12B110 | NA | 0
SWITCHBOARD MECHANICAL |  | NULL |  | NA | 0
CAR PARK SUPPLY AIR FAN | 334553 | FANTECH | AP1258FA12B110 | NA | 0
SWITCHBOARD MECHANICAL |  | NULL |  | NA | 0
VARIABLE SPEED DRIVE | 010408G108 | DANFOSS | 141F7542 | NA | 0
SWITCHBOARD MECHANICAL |  | NULL |  | NA | 0
AIR FAN - EXHAUST | 333434 | FANTECH | AP1258FA12B110 | NA | 0
SWITCHBOARD MECHANICAL |  | NULL |  | NA | 0
CAR PARK EXHAUST FAN |  | COLT CYCLONE | CPV100N | NA | 0
CAR PARK EXHAUST FAN |  | COLT CYCLONE | CPV100N | NA | 0
CAR PARK EXHAUST FAN |  | COLT CYCLONE | CPV100N | NA | 0
CAR PARK EXHAUST FAN |  | COLT CYCLONE | CPV100N | NA | 0
CAR PARK EXHAUST FAN |  | NULL | CPV100N | NA | 0
CAR PARK EXHAUST FAN |  | COLT CYCLONE | CPV100N | NA | 0
CAR PARK EXHAUST FAN |  | COLT CYCLONE | CPV100N | NA | 0
CAR PARK EXHAUST FAN |  | COLT CYCLONE | CPV100N | NA | 0
CAR PARK EXHAUST FAN |  | COLT CYCLONE | CPV100N | NA | 0
CAR PARK EXHAUST FAN |  | COLT CYCLONE | CV100N | NA | 0
CAR PARK EXHAUST FAN |  | COLT CYCLONE | CPV100N | NA | 0
CAR PARK EXHAUST FAN |  | COLT CYCLONE | CPV100N | NA | 0
CAR PARK EXHAUST FAN |  | COLT CYCLONE | CPV100N | NA | 0
CAR PARK EXHAUST FAN |  | COLT CYCLONE | CPV100N | NA | 0
CAR PARK EXHAUST FAN |  | COLT CYCLONE | CPV-100N | NA | 0
AIR FAN - EXHAUST |  | FANTECH | AP1256DA920 | NA | 0
SWITCHBOARD MECHANICAL |  | NULL |  | NA | 0
SWITCHBOARD MECHANICAL |  | NULL |  | NA | 0
AIR FAN - EXHAUST |  | FANTECH | AP1256DA920 | NA | 0
SWITCHBOARD MECHANICAL | n/a | NULL | n/a | NA | 0
AIR FAN - EXHAUST |  | FANTECH | AP1608125 | NA | 0
AIR FAN - EXHAUST | 11550 10 | FAN & BLOWER | 36ALSW | NA | 0
SWITCHBOARD MECHANICAL |  | NULL |  | NA | 0
VARIABLE SPEED DRIVE | 059410G259 | DANFOSS | 131B8214 | NA | 0
AIR HANDLING UNIT | Na | FANTECH | 22ALDW | NA | 0
SWITCHBOARD MECHANICAL |  | NULL |  | NA | 0
SWITCHBOARD MECHANICAL |  | NULL |  | NA | 0
SMOKE SPILL FAN |  | FANTECH | RSS1256CA12F150 | NA | 0
SMOKE SPILL FAN |  | FANTECH | RSS1256CA12F150 | NA | 0
SMOKE SPILL FAN |  | FANTECH | RSS1256CA12F15 | NA | 0
SWITCHBOARD MECHANICAL |  | NULL |  | NA | 0
AIR HANDLING UNIT | NA | FANTECH | 30ALDW | NA | 0
AIR FAN - EXHAUST | 345670 | FANTECH | AP1608DA9B185 | NA | 0
AIR HANDLING UNIT |  | FANTECH | 33ALDW | NA | 0
AIR HANDLING UNIT |  | FANTECH | 27ALDW | NA | 0
AIR HANDLING UNIT |  | FANTECH | 27ALDW | NA | 0
AIR HANDLING UNIT |  | FANTECH | 22ALDW | NA | 0
SWITCHBOARD MECHANICAL |  | NULL |  | NA | 0
SWITCHBOARD MECHANICAL |  | NULL |  | NA | 0
SMOKE EXHAUST FAN | 397922 | FANTECH | M0158192 | NA | 0
SMOKE EXHAUST FAN | 397922 | FANTECH | M0158192 | NA | 0
BOILER - GAS ATMOSPHERIC | FTA800I | AIRA | FTA800 | NA | 0
HEATING HOT WATER PUMP | JJ3027A57198D | REGENT | 65320BS1T | NA | 0
SWITCHBOARD MECHANICAL |  | NULL |  | NA | 0
SWITCHBOARD MECHANICAL |  | NULL |  | NA | 0
SWITCHBOARD MECHANICAL |  | NULL |  | NA | 0
SWITCHBOARD MECHANICAL |  | NULL |  | NA | 0
AIR HANDLING UNIT | 102208 | FANTECH | 27ALDW | NA | 0
SWITCHBOARD MECHANICAL |  | NULL |  | NA | 0
SWITCHBOARD MECHANICAL |  | NULL |  | NA | 0
FAN COIL UNIT - DUCTED | NA | CARRIER | 40APB-080THF | NA | 0
SWITCHBOARD MECHANICAL |  | NULL |  | NA | 0
SWITCHBOARD MECHANICAL |  | NULL |  | NA | 0
SWITCHBOARD MECHANICAL |  | NULL |  | NA | 0
TOILET EXHAUST FAN | UNKNOWN | FANTECH | CE192D | NA | 0
AIR FAN - EXHAUST | UNKNOWN | UNKNOWN | UNKNOWN | NA | 0
AIR FAN - EXHAUST | UNKNOWN | UNKNOWN | UNKNOWN | NA | 0
AIR FAN - EXHAUST | UNKNOWN | UNKNOWN | UNKNOWN | NA | 0
AIR FAN - EXHAUST | UNKNOWN | UNKNOWN | UNKNOWN | NA | 0
CASSETTE SPLIT SYSTEM | 7453821477 | PANASONIC | CS-E24GKR | R410A | 1.5
CASSETTE SPLIT SYSTEM | 532403712BE | MHI | DXK24ZMA-S | R410A | 1.4
CASSETTE SPLIT SYSTEM | 901329 | DAIKIN | FTXD50JVEA | R22 | 1.4
ROOM AIR CONDITIONING UNIT | UNKNOWN | PANASONIC | UNKNOWN | R22 | 1
ROOM AIR CONDITIONING UNIT | UNKNOWN | FUJITSU | 9R | R22 | 1
CASSETTE SPLIT SYSTEM | UNKNOWN | DAIKIN | FTXS35EVMA | R410A | 1
ROOM AIR CONDITIONING UNIT | UNKNOWN | PANASONIC | UNKNOWN | R22 | 1
CASSETTE SPLIT SYSTEM | 2109559 | SHARP | AY-A249J | R22 | 2
AIR FAN - OUTSIDE | 14004 | AEROVENT | QUS040-401 | NA | 0
DUCTED SPLIT SYSTEM | 33W04686 | MODULEX | PEFY-P63VMA-E | R410A | 0
DUCTED SPLIT SYSTEM | 32W04650 | MODULEX | PEFY-P63VMA-E | R410A | 0
DUCTED SPLIT SYSTEM | 32W04647 | MODULEX | PEFY-P63VMA-E | R410A | 0
DUCTED SPLIT SYSTEM | 32W04648 | MODULEX | PEFY-P63VMA-E | R410A | 0
DUCTED SPLIT SYSTEM | 62W00760 | MITSUBISHI | PEA-RP250WHA | R410A | 0
VRF DUCTED SPLIT | 26W08594 | MITSUBISHI | PEFY-P140VMH-E | R410A | 0
VRF DUCTED SPLIT | 27W08681 | MITSUBISHI | PEFY-P140VMH-E | R410A | 0
VRF DUCTED SPLIT | 27W00986 | MITSUBISHI | PEFY-P200VMHS-E | R410A | 0
VRF DUCTED SPLIT | 25W00653 | MITSUBISHI | PEFY-P250VMHS-E | R410A | 0
VRF DUCTED SPLIT | 27W00987 | MITSUBISHI | PEFY-P200VMHS--E | R410A | 0
VRF DUCTED SPLIT | 26W08581 | MITSUBISHI | PEFY-P140VMH-E | R410A | 0
VRF DUCTED SPLIT | 25W00653 | MITSUBISHI | PEFY-P250VMHS-E | R410A | 0
VRF DUCTED SPLIT | 27W08682 | MITSUBISHI | PEFY-P140VMH-E | R410A | 0
VRF DUCTED SPLIT | 27W00989 | MITSUBISHI | PEFY-P200VMHS-E | R410A | 0
VRF DUCTED SPLIT | 26W08592 | MITSUBISHI | PEFY-P140VMH-E | R410A | 0
VRF DUCTED SPLIT | 27W00739 | MITSUBISHI | PEFY-P250VMHS-E | R410A | 0
VRF DUCTED SPLIT | 27W00732 | MITSUBISHI | PEFY-P250VMHS-E | R410A | 0
VRF DUCTED SPLIT | 27W00740 | MITSUBISHI | PEFY-P250VMHS-E | R410A | 0
VRF DUCTED SPLIT | 27W00949 | MITSUBISHI | PEFY-P200VMHS-E | R410A | 0
VRF DUCTED SPLIT | 27W08669 | MITSUBISHI | PEFY-P140VMH-E | R410A | 0
VRF DUCTED SPLIT | 28W00819 | MITSUBISHI | PEFY-P250VMHS-E | R410A | 0
VRF DUCTED SPLIT | 27W08695 | MITSUBISHI | PEFY-P140VMH-E | R410A | 0
VRF DUCTED SPLIT | 28W00818 | MITSUBISHI | PEFY-P250VMHS-E | R410A | 0
VRF DUCTED SPLIT | 28W00814 | MITSUBISHI | PEFY-P250VMHS-E | R410A | 0
VRF DUCTED SPLIT | 28W00784 | MITSUBISHI | PEFY-P250VMHS-E | R410A | 0
VRF DUCTED SPLIT | 28W00821 | MITSUBISHI | PEFY-P250VMHS-E | R410A | 0
VRF DUCTED SPLIT | 27W08676 | MITSUBISHI | PEFY-P200VMHS-E | R410A | 0
VRF DUCTED SPLIT | 27W00948 | MITSUBISHI | PEFY-P200VMHS-E | R410A | 0
VRF DUCTED SPLIT | 26W08580 | MITSUBISHI | PEFY-P140VMH-E | R410A | 0
VRF DUCTED SPLIT | 27W00988 | MITSUBISHI | PEFY-P200VMHS-E | R410A | 0
VRF DUCTED SPLIT | 26W08595 | MITSUBISHI | PEFY-P140VMH-E | R410A | 0
VRF DUCTED SPLIT | 27W00731 | MITSUBISHI | PEFY-P250VMHS-E | R410A | 0
VRF DUCTED SPLIT | 27W00737 | MITSUBISHI | PEFY-P250VMHS-E | R410A | 0
VRF DUCTED SPLIT | 26W08593 | MITSUBISHI | PEFY-P140VMH-E | R410A | 0
VRF DUCTED SPLIT | 27W01002 | MITSUBISHI | PEFY-P200VMHS-E | R410A | 0
VRF DUCTED SPLIT | 27W08675 | MITSUBISHI | PEFY-P140VMH-E | R410A | 0
VRF DUCTED SPLIT | 27W00738 | MITSUBISHI | PEFY-P250VMHS-E | R410A | 0
VRF DUCTED SPLIT | 27W01003 | MITSUBISHI | PEFY-P200VMHS-E | R410A | 0
VRF DUCTED SPLIT | 25W00654 | MITSUBISHI | PEFY-P250VMHS-E | R410A | 0
VRF DUCTED SPLIT | 25W00652 | MITSUBISHI | PEFY-P250VMHS-E | R410A | 0
VRF DUCTED SPLIT | 27W08702 | MITSUBISHI | PEFY-P140VMH-E | R410A | 0
VRF DUCTED SPLIT | 28W00792 | MITSUBISHI | PEFY-P250VMHS-E | R410A | 0
VRF DUCTED SPLIT | 28W08696 | MITSUBISHI | PEFY-P140VMH-E | R410A | 0
VRF DUCTED SPLIT | 28W00791 | MITSUBISHI | PEFY-P250VMHS-E | R410A | 0
VRF DUCTED SPLIT | 28W00783 | MITSUBISHI | PEFY-P250VMHS-E | R410A | 0
VRF DUCTED SPLIT | 28W00817 | MITSUBISHI | PEFY-P250VMHS-E | R410A | 0
VRF DUCTED SPLIT | 28W00815 | MITSUBISHI | PEFY-P250VMHS-E | R410A | 0
VRF DUCTED SPLIT | 24W02028 | MODULEX | PURY-P400YJM-A | NA | 0
SWITCHBOARD MECHANICAL | NA | SJ ELECTRIC | SJ ELECTRIC | NA | 0
VARIABLE SPEED DRIVE | XAC918-000500 | SIEMENS | A5E03668424FA | NA | 0
VARIABLE SPEED DRIVE | XAC905-002502 | SIEMENS | A5E03668424FA | NA | 0
AIR FAN - RETURN | 469302 | FANTECH | FLD716DD | NA | 0
AIR FAN - RETURN | 469302 | FANTECH | FLD716DD | NA | 0
AIR FAN - EXHAUST | 469304 | FANTECH | MME3142 | NA | 0
SWITCHBOARD MECHANICAL | NA | SJ ELECTRIC | SJ ELECTRIC | NA | 0
AIR FAN - RETURN | 469123 | FANTECH | MMD6365 | NA | 0
AIR FAN - RETURN | 469123 | FANTECH | MMD6365 | NA | 0
AIR FAN - EXHAUST | 469124 | FANTECH | MME3142 | NA | 0
VARIABLE SPEED DRIVE | XAC619-001914 | SIEMENS | A5E03668424FA | NA | 0
VARIABLE SPEED DRIVE | XAC619-001913 | SIEMENS | A5E03668424FA | NA | 0
SWITCHBOARD MECHANICAL | NA | SJ ELECTRIC | SJ ELECTRIC | NA | 0
AIR FAN - RETURN | 469121 | FANTECH | MMD6364 | NA | 0
AIR FAN - OUTSIDE | 469121 | FANTECH | MMD6364 | NA | 0
AIR FAN - EXHAUST | 469124 | FANTECH | MME3142 | NA | 0
VARIABLE SPEED DRIVE | XAC619-001923 | SIEMENS | A5E03668424FA | NA | 0
VARIABLE SPEED DRIVE |  | SIEMENS | A5E03668424FA | NA | 0
SWITCHBOARD MECHANICAL | NA | SJ ELECTRIC | SJ ELECTRIC | NA | 0
AIR FAN - RETURN | XAC619-001921 | FANTECH | FLD716DD | NA | 0
AIR FAN - RETURN | 469301 | FANTECH | MMD6364 | NA | 0
AIR FAN - EXHAUST | 469304 | FANTECH | MME3142 | NA | 0
VARIABLE SPEED DRIVE | XAC918-000503 | SIEMENS | A5E03668424FA | NA | 0
VARIABLE SPEED DRIVE | XAC918-000506 | SIEMENS | A5E03668424FA | NA | 0
SWITCHBOARD MECHANICAL | NA | SJ ELECTRIC | SJ ELECTRIC | NA | 0
AIR FAN - RETURN | 469123 | FANTECH | MMD6365 | NA | 0
AIR FAN - RETURN | 469123 | FANTECH | MMD6365 | NA | 0
AIR FAN - EXHAUST | 469124 | FANTECH | MME3142 | NA | 0
SWITCHBOARD MECHANICAL | NA | SJ ELECTRIC | SJ ELECTRIC | NA | 0
AIR FAN - RETURN | 469121 | FANTECH | MMD6364 | NA | 0
AIR FAN - RETURN | 469121 | FANTECH | MMD6364 | NA | 0
VARIABLE SPEED DRIVE | XAC905-002504 | SIEMENS | A5E03668424FA | NA | 0
VARIABLE SPEED DRIVE | XAC905-002506 | SIEMENS | A5E03668424FA | NA | 0
VARIABLE SPEED DRIVE | XAC619-001908 | SIEMENS | A5E03668424FA | NA | 0
VARIABLE SPEED DRIVE | XAC619-001915 | SIEMENS | A5E03668424FA | NA | 0
AIR FAN - EXHAUST | 469127 | FANTECH | CE454D | NA | 0
AIR FAN - EXHAUST | 469126 | FANTECH | CE456D | NA | 0
AIR FAN - EXHAUST | 488149 | FANTECH | MME28478 | NA | 0
VRF DUCTED SPLIT | 27W05683 | MITSUBISHI | PUHY-P250YJM-A | R410A | 8
VRF DUCTED SPLIT | 28W06195 | MITSUBISHI | PUHY-P250YJM-A <G> | R410A | 8
VRF DUCTED SPLIT | 27W05778 | MITSUBISHI | PUHY-P250YJM-A | R410A | 8
VRF DUCTED SPLIT | 27W05686 | MODULEX | PUHY-P250YJM-A | R410A | 8
VRF DUCTED SPLIT | 27W05686 | MITSUBISHI | PUHY-P250YJM-A | R410A | 8
VRF DUCTED SPLIT | 44W00272 | MODULEX | PUHZ-RP250YKM-A | R410A | 9
VRF DUCTED SPLIT | 32W03587 | MODULEX | PURY-P200YJM-A | R410A | 10
VRF DUCTED SPLIT | 32W07041 | MODULEX | PURY-P250YJM-A | R410A | 10
VRF DUCTED SPLIT | 32W07011 | MODULEX | PURY-P250YJM-A | R410A | 10
VRF DUCTED SPLIT | 1XW01436 | MITSUBISHI | PURY-P400YJM-A | R410A | 12
VRF DUCTED SPLIT | 24W02032 | MITSUBISHI | PURY-P400YJM-A | R410A | 12
VRF DUCTED SPLIT | 24W02051 | MITSUBISHI | PURY-P400YJM-A | R410A | 12
VRF DUCTED SPLIT | 24W02028 | MITSUBISHI | PURY-P400YJM-A | R410A | 12
VRF DUCTED SPLIT | 1XW01434 | MITSUBISHI | PURY-P400YJM-A <G> | R410A | 12
VRF DUCTED SPLIT | 19W00925 | MITSUBISHI | PUHY-P450YJM-A | R410A | 12
VRF DUCTED SPLIT | 19W00935 | MITSUBISHI | PUHY-P450YJM-A <G> | R410A | 12
VRF DUCTED SPLIT | 28W01764 | MITSUBISHI | PURY-P350YJM-A <G> | R410A | 12
VRF DUCTED SPLIT | 24W02055 | MITSUBISHI | PURY-P400YJM-A | R410A | 12
VRF DUCTED SPLIT | 24W02033 | MODULEX | PURY-P400YJM-A | R410A | 12
VRF DUCTED SPLIT | 24W02033 | MITSUBISHI | PURY-P400YJM-A | R410A | 12
VRF DUCTED SPLIT | 19W00924 | MITSUBISHI | PUHY-P450YJM-A | R410A | 12
VRF DUCTED SPLIT | 24W02053 | MITSUBISHI | PURY-P350YJM-A | R410A | 12
VRF DUCTED SPLIT | 24W02026 | MITSUBISHI | PURY-P400YJM-A | R410A | 12
VRF DUCTED SPLIT | 19W00930 | MITSUBISHI | PUHY-P450YJM-A | R410A | 12
VRF DUCTED SPLIT | 32W03451 | MODULEX | PURY-P350YJM-A | R410A | 12
EVAPORATIVE COOLER | O1201188 | BRAEMAR | B18 | NA | 0
KITCHEN EXHAUST FAN | 23105-8297 | NULL | SSMVY-814 | NA | 0
AIR FAN - EXHAUST | 501823 | FANTECH | TCE 406 | NA | 0
AIR FAN - EXHAUST | 501526 | FANTECH | CHD406HT | NA | 0
AIR FAN - EXHAUST | 519814 | FANTECH | CHD 406 | NA | 0
AIR FAN - EXHAUST | 519814 | FANTECH | CHD 406 | NA | 0
AIR FAN - EXHAUST | 519814 | FANTECH | CHD406 | NA | 0
AIR FAN - EXHAUST | 519814 | FANTECH | CHD406 | NA | 0
CASSETTE SPLIT SYSTEM | C000176 | DAIKIN | FXFQ125SVM | NA | 0
CASSETTE SPLIT SYSTEM | C000255 | DAIKIN | FXFQ125SVM | NA | 0
CASSETTE SPLIT SYSTEM | C000305 | DAIKIN | FXFQ125SVM | NA | 0
CASSETTE SPLIT SYSTEM | C000228 | DAIKIN | FXFQ125SVM | NA | 0
CASSETTE SPLIT SYSTEM | C000225 | DAIKIN | FXFQ125SVM | NA | 0
CASSETTE SPLIT SYSTEM | C000252 | DAIKIN | FXFQ125SVM | NA | 0
CASSETTE SPLIT SYSTEM | C000226 | DAIKIN | FXFQ125SVM | NA | 0
CASSETTE SPLIT SYSTEM | C000306 | DAIKIN | FXFQ125SVM | NA | 0
CASSETTE SPLIT SYSTEM | C000167 | DAIKIN | FXFQ125SVM | NA | 0
AIR FAN - EXHAUST | 501526 | FEDERAL | CHD406HT | NA | 0
EVAPORATIVE COOLER | 1224396 | BONAIRE | 3070025 | NA | 0
EVAPORATIVE COOLER | 1222310 | BONAIRE | 2550010 | NA | 0
AIR FAN - SUPPLY | 506980 | FANTECH | RDS0714GP6-25 | NA | 0
AIR HANDLING UNIT | 76005 | UNKNOWN | CMG DRIVEN | R22 | 0
VARIABLE SPEED DRIVE | NA | DANFOSS | VLT 6000 | NA | 0
AIR FAN - EXHAUST | 501525 | FANTECH | CD711V | NA | 0
TOILET EXHAUST FAN | 501523 | FEDERAL | TCD566 | NA | 0
TOILET EXHAUST FAN | 513489 | FEDERAL | TCD506 | NA | 0
TOILET EXHAUST FAN | 513490 | FEDERAL | TCD456 | NA | 0
AIR FAN - OUTSIDE | 528958 | FANTECH | RV4 | NA | 0
AIR FAN - EXHAUST | PN 231745C | FANTECH | RCB3154E | NA | 0
EVAPORATIVE COOLER | C14080042 | BRAEMAR | RPC320D | NA | 0
AIR FAN - SUPPLY | PN234036A | FANTECH | CS5006E | NA | 0
KITCHEN EXHAUST FAN | 23105-8288 | NULL | SHVYA-806 | NA | 0
KITCHEN EXHAUST FAN | 23105-8289 | NULL | SHVYA-779 | NA | 0
AIR FAN - EXHAUST | 13693 | NULL | DI040-401V | NA | 0
AIR FAN - EXHAUST | 476202 | FANTECH | TCD 566 | NA | 0
AIR FAN - EXHAUST | 496563 | FANTECH | PCE 404 ER | NA | 0
AIR FAN - SUPPLY | 50213 | FANTECH | PCD566DD | NA | 0
AIR CURTAIN | 496434 | FANTECH | MRV1 | NA | 0
AIR FAN - EXHAUST | 513493 | FANTECH | CHD636HT | NA | 0
SMOKE EXHAUST FAN | 506981 | FANTECH | RSS1258CA929 | NA | 0
SMOKE EXHAUST FAN | 506980 | FANTECH | RDS0714GP625 | NA | 0
SWITCHBOARD MECHANICAL | 299440MPC1 | NULL | 6 KA | NA | 0
BMS | O | NULL | GENISIS 2 | NA | 0
SMOKE EXHAUST FAN | NA | FEDERAL | APS1258GA621 | NA | 0
SMOKE EXHAUST FAN | 29440CP2 | FEDERAL | APS1258GA621 | NA | 0
SMOKE EXHAUST FAN | 504779 | FEDERAL | APS1254CA316 | NA | 0
SMOKE EXHAUST FAN | 504779 | FEDERAL | APS1254CA316 | NA | 0
SWITCHBOARD MECHANICAL | 2944MT33 | NULL | 6KA | NA | 0
FIELD CONTROLLER | O | LG | LG GATEWAY | NA | 0
WALL MOUNTED SPLIT SYSTEM | E043187 | DAIKIN | FTXS35KVMA | NA | 0
AIR FAN - EXHAUST | 501528 | FANTECH | CHD316HT | NA | 0
SMOKE EXHAUST FAN | 501466 | FANTECH | RSS1258CA929 | NA | 0
FAN COIL UNIT - DUCTED |  | CARRIER | 40HW-010-THF | NA | 0
SWITCHBOARD MECHANICAL |  | NULL |  | NA | 0
SWITCHBOARD MECHANICAL |  | NULL |  | NA | 0
SWITCHBOARD MECHANICAL |  | NULL |  | NA | 0
VARIABLE AIR VOLUME UNITS |  | JOHNSON CONTROL | SDV5000-14 | NA | 0
VARIABLE AIR VOLUME UNITS |  | JOHNSON CONTROL |  | NA | 0
SWITCHBOARD MECHANICAL |  | NULL |  | NA | 0
SWITCHBOARD MECHANICAL |  | NULL |  | NA | 0
VARIABLE AIR VOLUME UNITS |  | JOHNSON CONTROL |  | NA | 0
VARIABLE AIR VOLUME UNITS |  | JOHNSON CONTROL |  | NA | 0
VARIABLE AIR VOLUME UNITS |  | JOHNSON CONTROL |  | NA | 0
VARIABLE AIR VOLUME UNITS |  | JOHNSON CONTROL | SDV5000-14 | NA | 0
AIR CURTAIN |  | JOHNSON CONTROL |  | NA | 0
VARIABLE AIR VOLUME UNITS |  | JOHNSON CONTROL |  | NA | 0
VARIABLE AIR VOLUME UNITS |  | JOHNSON CONTROL |  | NA | 0
VARIABLE AIR VOLUME UNITS |  | JOHNSON CONTROL | SDV5000-14 | NA | 0
VARIABLE AIR VOLUME UNITS |  | JOHNSON CONTROL | SDV5000-14 | NA | 0
VARIABLE AIR VOLUME UNITS |  | JOHNSON CONTROL |  | NA | 0
AIR CURTAIN |  | JOHNSON CONTROL | SDV5000-14 | NA | 0
VARIABLE AIR VOLUME UNITS |  | JOHNSON CONTROL | SDV5000-14 | NA | 0
VARIABLE AIR VOLUME UNITS |  | JOHNSON CONTROL | SDV5000-16 | NA | 0
VARIABLE AIR VOLUME UNITS |  | JOHNSON CONTROL | SDV5000-16 | NA | 0
VARIABLE AIR VOLUME UNITS |  | JOHNSON CONTROL | SDV5000-14 | NA | 0
VARIABLE AIR VOLUME UNITS |  | JOHNSON CONTROL | SDV5000-14 | NA | 0
VARIABLE AIR VOLUME UNITS |  | JOHNSON CONTROL | SDV5000-14 | NA | 0
FAN COIL UNIT - DUCTED |  | CARRIER | 40HW-014-THF | NA | 0
VARIABLE AIR VOLUME UNITS |  | JOHNSON CONTROL |  | NA | 0
VARIABLE AIR VOLUME UNITS |  | JOHNSON CONTROL | SDV5000-14 | NA | 0
VARIABLE AIR VOLUME UNITS |  | JOHNSON CONTROL | SDV5000-14 | NA | 0
VARIABLE AIR VOLUME UNITS |  | JOHNSON CONTROL | SDV5000-12 | NA | 0
VARIABLE AIR VOLUME UNITS |  | JOHNSON CONTROL |  | NA | 0
VARIABLE AIR VOLUME UNITS |  | JOHNSON CONTROL | SDV5000-12 | NA | 0
VARIABLE AIR VOLUME UNITS |  | JOHNSON CONTROL | SDV5000-12 | NA | 0
VARIABLE AIR VOLUME UNITS |  | JOHNSON CONTROL |  | NA | 0
VARIABLE AIR VOLUME UNITS |  | JOHNSON CONTROL | SDV5000-12 | NA | 0
VARIABLE AIR VOLUME UNITS |  | JOHNSON CONTROL | SDV5000-16 | NA | 0
VARIABLE AIR VOLUME UNITS |  | JOHNSON CONTROL | SDV5000-14 | NA | 0
VARIABLE AIR VOLUME UNITS |  | JOHNSON CONTROL |  | NA | 0
FAN COIL UNIT - DUCTED |  | CARRIER | 40HW-010-THF | NA | 0
VARIABLE SPEED DRIVE | 088110G529 | DANFOSS | 131B8215 | NA | 0
VARIABLE AIR VOLUME UNITS |  | JOHNSON CONTROL | SDV5000-12 | NA | 0
VARIABLE AIR VOLUME UNITS |  | JOHNSON CONTROL |  | NA | 0
VARIABLE AIR VOLUME UNITS |  | JOHNSON CONTROL |  | NA | 0
VARIABLE AIR VOLUME UNITS |  | JOHNSON CONTROL | SDV5000-14 | NA | 0
VARIABLE AIR VOLUME UNITS |  | JOHNSON CONTROL | SDV5000-14 | NA | 0
VARIABLE AIR VOLUME UNITS |  | JOHNSON CONTROL |  | NA | 0
VARIABLE AIR VOLUME UNITS |  | JOHNSON CONTROL |  | NA | 0
VARIABLE AIR VOLUME UNITS |  | JOHNSON CONTROL | SDV5000-12 | NA | 0
DUCTED HYDRONIC COOLING COIL |  | NULL |  | NA | 0
FAN COIL UNIT - DUCTED |  | CARRIER | 40APB-080-THF | NA | 0
VARIABLE AIR VOLUME UNITS |  | JOHNSON CONTROL | SDV5000-14 | NA | 0
VARIABLE AIR VOLUME UNITS |  | JOHNSON CONTROL | SDV5000-14 | NA | 0
VARIABLE AIR VOLUME UNITS |  | JOHNSON CONTROL | SDV500-12 | NA | 0
VARIABLE AIR VOLUME UNITS |  | JOHNSON CONTROL |  | NA | 0
DUCTED HYDRONIC HEATING COIL |  | NULL |  | NA | 0
FAN COIL UNIT - DUCTED |  | CARRIER | 40APB-080-THF | NA | 0
FAN COIL UNIT - DUCTED |  | CARRIER | 40HW-008THF | NA | 0
FAN COIL UNIT - DUCTED |  | CARRIER | 40APB-080-THF | NA | 0
FAN COIL UNIT - DUCTED |  | CARRIER | 40APB-080-THF | NA | 0
VARIABLE AIR VOLUME UNITS |  | JOHNSON CONTROL | SDV5000-12 | NA | 0
VARIABLE AIR VOLUME UNITS |  | JOHNSON CONTROL | SDV5000-12 | NA | 0
VARIABLE AIR VOLUME UNITS |  | JOHNSON CONTROL |  | NA | 0
VARIABLE SPEED DRIVE | 011108G138 | DANFOSS | 131F8480 | NA | 0
VARIABLE AIR VOLUME UNITS |  | JOHNSON CONTROL |  | NA | 0
CHILLED WATER PUMP | 010209G268 | DANFOSS | 131F848 | NA | 0
VARIABLE SPEED DRIVE |  | DANFOSS |  | NA | 0
FAN COIL UNIT - DUCTED |  | DAKO | FDY10KAY1 | NA | 0
DUCTED SPLIT SYSTEM | NA | GREGORY | ART45LUAK | NA | 0
DUCTED SPLIT SYSTEM |  | DAKO | FDY71LV1 | NA | 0
DUCTED SPLIT SYSTEM |  | DAKO | FDY71LV1 | NA | 0
DUCTED SPLIT SYSTEM |  | DAKO | FDYP125DLV1 | NA | 0
WALL MOUNTED SPLIT SYSTEM | 29025954 | DAKO | FTXD50JVEA | NA | 0
WALL MOUNTED SPLIT SYSTEM | E001895 | DAKO | FTKS50GVMA | NA | 0
0 - NOT SET | E027411 | DAKO | FTXS71FVMA | NA | 0
0 - NOT SET | E020431 | DAKO | FTXS71FVMA | NA | 0
DUCTED SPLIT SYSTEM |  | DAKO | FDYQ125MV1R | NA | 0
WALL MOUNTED SPLIT SYSTEM |  | GREGORY |  | NA | 0
DUCTED SPLIT SYSTEM | 377921 | THERMAL EQUP CO | OSA73R | NA | 2.1
DUCTED SPLIT SYSTEM | 406475 | THERMAL EQUP CO | OSA181R | NA | 0
FIELD CONTROLLER |  | DAKO | ITOUCH | NA | 0
AIR HANDLING UNIT | KD1522 | NULL | POPE 18.5 KW 4443-123-141 | NA | 0
AIR HANDLING UNIT | 101001301 | NULL | BALDOR RELIANCE 7.5KW 132M-4 B3C | NA | 0
SWITCHBOARD MECHANICAL |  | NULL |  | NA | 0
SWITCHBOARD MECHANICAL |  | NULL |  | NA | 0
FIRE DAMPER |  | NULL |  | NA | 0
SWITCHBOARD MECHANICAL |  | NULL |  | NA | 0
SWITCHBOARD MECHANICAL |  | NULL |  | NA | 0
FIRE DAMPER |  | NULL | BULLOCK - 4900 | NA | 0
FIRE DAMPER |  | NULL |  | NA | 0
FIRE DAMPER |  | NULL |  | NA | 0
0 - NOT SET | 2281002994 | BONAIR | CSH 8553-80 AC | NA | 0
0 - NOT SET | 2281002993 | BONAIR | CSH 8591-140 AC | NA | 0
AIR FAN - EXHAUST |  | NULL |  | NA | 0
AIR FAN - EXHAUST |  | NULL |  | NA | 0
SWITCHBOARD MECHANICAL |  | NULL |  | NA | 0
DX CONDENSING UNIT | T33-209 2380926719 | CAMEO | EP-Q VB-8-6R-CONDENSER | NA | 0
DX CONDENSING UNIT | T33-204 2380926718 | CAMEO | EP-Q VB-6-4R-CONDENSER | NA | 0
WALL MOUNTED SPLIT SYSTEM |  | CARRIER |  | NA | 0
WALL MOUNTED SPLIT SYSTEM |  | NULL | DERBY | R22 | 0
SWITCHBOARD MECHANICAL |  | NULL |  | NA | 0
FAN COIL UNIT - NON DUCTED |  | DAIKIN |  | NA | 0
WALL MOUNTED SPLIT SYSTEM |  | NULL | CHIGO | R22 | 1
WALL MOUNTED SPLIT SYSTEM |  | NULL | CHIGO - CS-35V3A-HAL | R22 | 1
WALL MOUNTED SPLIT SYSTEM |  | NULL | DERBY | R22 | 2
WALL MOUNTED SPLIT SYSTEM |  | NULL | AGREE - KFR-93WALL | R22 | 2
WALL MOUNTED SPLIT SYSTEM |  | NULL | AGREE - KFR-93WALL | R22 | 2
0 - NOT SET |  | NULL | DERBY | NA | 0
WALL MOUNTED SPLIT SYSTEM |  | NULL | DERBY | R22 | 2
WALL MOUNTED SPLIT SYSTEM |  | NULL | AGREE - KFR-93 | R22 | 2
WALL MOUNTED SPLIT SYSTEM |  | NULL | AGREE - KFR-93 | R22 | 2
WALL MOUNTED SPLIT SYSTEM |  | NULL | PEREIRA - CS-25H3A-M84A | R410A | 3
WALL MOUNTED SPLIT SYSTEM | UNKNOWN | NULL | PEREIRA - CS-25H3A-H5 | R410A | 3
WALL MOUNTED SPLIT SYSTEM |  | CARRIER | CARRIER | R410A | 3
COOL ROOM | 438200717H2009 | AQUA | 4836030565 | R404A | 3
COOL ROOM | 238200817H2009 | AQUA | 4836030565 | R404A | 4
COOL ROOM | 238200817H2009 | AQUA | 4836030565 | R404A | 4
PACKAGED AIR CONDITIONING UNIT | BJ 4623 | AIRTEMP | XA00012 | R22 | 5
PACKAGED AIR CONDITIONING UNIT | BJ 4651 | AIRTEMP | XA00023 | R22 | 5
PACKAGED AIR CONDITIONING UNIT | XA00060 | AIRTEMP | RT 3131 | R22 | 6
PACKAGED AIR CONDITIONING UNIT |  | THERMAL EQUP CO | OPA 850RKTBH | R410A | 10
PACKAGED AIR CONDITIONING UNIT | BJ 5468 | AIRTEMP | XB00045 | R22 | 10
COOL ROOM | D 293913 | CROSSLE | 1551069 | NA | 0
CHILLER - WATER COOLED | 0 | ZEIL | YCCH163S0737YA | R22 | 100
CHILLER - WATER COOLED | XWL3344 | CIEMANTS | 30XW0502P | R134A | 135
CHILLER - AIR COOLED | LA 6708 | RAC | AA0273.1BH6.42E | R134A | 191
CHILLER - AIR COOLED | LA 6708 | RAC | AA0273.1BH6.42E | R134A | 191
COOL ROOM | 95H40324H | CROSSLE | CRM3-0400-TFD-532 | R22 | 3
COOL ROOM | 96J04800H | CIEMANTS | CRM3-0400-TFD-532 | R22 | 3
COOL ROOM | 96J04800H | CIEMANTS | CRM3-0400-TFD-532 | R22 | 3
COOL ROOM | 1984300486 | BONAIR | 2DC-3.2Y-40S | R404A | 5
COOL ROOM | 90D-01762 | LUNITE HERMITI | 72 | R409A | 7
COOL ROOM | 1680512681 | BONAIR | 4EC-6.2Y-40S | R134A | 10
COOL ROOM |  | NULL | TERRY PJS | R134A | 10
FREEZER ROOM | 1984300537 | BONAIR | 4PCS-15.2Y-40P | R404A | 10
FREEZER ROOM | 1984300536 | BONAIR | 4PCS-15.2-40P | R404A | 10
DUCTED SPLIT SYSTEM | G802964 | NULL | BF30-C664 | R22 | 10
DUCTED SPLIT SYSTEM | 138848392 | AQUA | 865 MR GHB | R407C | 10
DUCTED SPLIT SYSTEM | 00640VC9BO | AQUA | S0640VC9BO | R407C | 10
COOL ROOM | 1791 | CROSSLE | 9TH-1015-FSM | R507 | 20
COOL ROOM | MG-042321 | CROSSLE | 9TH 1015 | R507 | 20
CHILLER - WATER COOLED | VJ5601-1 | HEAT STRIP | HRWC 15OTS | R22 | 60
CHILLER - WATER COOLED | VJ5601-2 | HEAT STRIP | HRWC 150TS | R22 | 60
CHILLER - WATER COOLED | 12P601834 | CIEMANTS | 30HXCO80-A0387-HEE | R134A | 67
COOL ROOM | GK 9991 | LUNITE HERMITI | FBHD-125E-1 | R404A | 3
COOL ROOM | GK 9992 | LUNITE HERMITI | FBHD-125E-1 | R404A | 3
COOL ROOM | 40079 | ENGLISH ELECT | CS07HA | R22 | 3
COOL ROOM | 11989 | ENGLISH ELECT | CS07HA | R22 | 3
DUCTED SPLIT SYSTEM | 261998W118139 | AQUA | S018IHR7AA | NA | 0
DUCTED SPLIT SYSTEM | 3798W120672 | AQUA | H3580S35HP-BV | NA | 0
DUCTED SPLIT SYSTEM | 3798W120670 | AQUA | H3580S35HPEB | NA | 0
WALL MOUNTED SPLIT SYSTEM | 12700415 | TRANE | RAS-13SKVR-A | NA | 0
WALL MOUNTED SPLIT SYSTEM | 92800187 | TRANE | RAS135-KVA | NA | 0
DUCTED SPLIT SYSTEM | 5398W117252 | AQUA | SO30OVR9AA | NA | 0
WALL MOUNTED SPLIT SYSTEM | 12700934 | TRANE | RAS-13AVR-A | NA | 0
WALL MOUNTED SPLIT SYSTEM | 92800094 | TRANE | RAS13SAVA | NA | 0
DUCTED SPLIT SYSTEM | 3898W 120673 | AQUA | S018VR9AA | NA | 0
DUCTED SPLIT SYSTEM | 4198W120671 | AQUA | S0360VR9AA | NA | 0
PACKAGED AIR CONDITIONING UNIT | 198745 | AQUA | H14509 | NA | 0
PACKAGED AIR CONDITIONING UNIT | 198746 | AQUA | H14509 | NA | 0
WALL MOUNTED SPLIT SYSTEM |  | TRANE |  | NA | 0
SWITCHBOARD MECHANICAL |  | NULL |  | NA | 0
CASSETTE SPLIT SYSTEM | 389209394 | PARKER | CS F34DBE5 | NA | 0
WALL MOUNTED SPLIT SYSTEM | 7007695 | MODULEX | MSZ-GA80VA | NA | 0
WALL MOUNTED SPLIT SYSTEM | UNKNOWN | AIRFACT | RCM090H | NA | 0
WALL MOUNTED SPLIT SYSTEM | UNKNOWN | ZEIL | YJKC09FS-AAA-III | NA | 0
WALL MOUNTED SPLIT SYSTEM | 2045350514557 | NULL | MWM010FR AFAQ. MCQUAY | NA | 0
WALL MOUNTED SPLIT SYSTEM | 204350514551 | NULL | MWM010FR AFAD MCQUAY | NA | 0
WALL MOUNTED SPLIT SYSTEM | 204350514553 | NULL | MCQUAY MWM010FR AFAD | NA | 0
CASSETTE SPLIT SYSTEM | 780713648 | PARKER | CU-L34DBE5 | NA | 0
WALL MOUNTED SPLIT SYSTEM | 8007183 | MODULEX | MUZ-GA80VA | NA | 0
0 - NOT SET | UNKNOWN | AIRFACT | RCM 090H | NA | 0
WALL MOUNTED SPLIT SYSTEM | 5.101e+17 | ZEIL | YJJC09FS-AAA-III | NA | 0
0 - NOT SET | 2045400210851 | NULL | MCQUAY MLC010BRAFDI | NA | 0
WALL MOUNTED SPLIT SYSTEM | 20433202 06736 | NULL | MCQUAY MLC010BR AFBL | NA | 0
WALL MOUNTED SPLIT SYSTEM | 20454002 10855 | NULL | MCQUAY MLC010BR AFDI | NA | 0
ROOM AIR CONDITIONING UNIT | UNKNOWN | GJ WALKER | UNKNOWN | NA | 0
FAN COIL UNIT - DUCTED | 159230 | AQUA | S046IRB006498 | NA | 0
FAN COIL UNIT - DUCTED | 159227 | AQUA | S042IRA006498 | NA | 0
FAN COIL UNIT - DUCTED | 953321-9 | COOLINE AC | UAS15E | NA | 0
FAN COIL UNIT - DUCTED | 370564 | THERMAL EQUP CO | ISD220Q | NA | 0
FAN COIL UNIT - DUCTED | 370563 | THERMAL EQUP CO | ISD220Q | NA | 0
0 - NOT SET | 156522 | AQUA | H00771 | NA | 0
0 - NOT SET | 156521 | AQUA | H00771 | NA | 0
ELECTRIC DUCT HEATER | UNKNOWN | NULL | UNKNOWN | NA | 0
ELECTRIC DUCT HEATER | UNKNOWN | NULL | UNKOWN | NA | 0
ELECTRIC DUCT HEATER | UNKNOWN | NULL | UNKNOWN | NA | 0
DUCTED SPLIT SYSTEM | TBA | THERMAL EQUP CO | ISD150Q | NA | 0
DUCTED SPLIT SYSTEM | 1500W142629 | AQUA | S023IHR7AA | NA | 0
DUCTED SPLIT SYSTEM | 4097W106668 | AQUA | S28 HPEL | NA | 0
DUCTED SPLIT SYSTEM | 1300W142251 | AQUA | H0771 S7 HPEL-02 | NA | 0
DUCTED SPLIT SYSTEM | CZEBZ0023M | GJ WALKER | BL14DLDHGBNAANNH | NA | 0
DUCTED SPLIT SYSTEM | CZEBZ0021M | GJ WALKER | BL14DLDHGBNAANNH | NA | 0
VARIABLE AIR VOLUME UNITS | NA | NULL | AIRE GRILLES VSF-14 | NA | 0
DUCTED SPLIT SYSTEM | 338405 | COOLINE AC | UAS15C | NA | 0
DUCTED SPLIT SYSTEM | 338407 | COOLINE AC | UAS15C | NA | 0
DUCTED SPLIT SYSTEM | 318846 | THERMAL EQUP CO | OSA 150R | NA | 0
DUCTED SPLIT SYSTEM | 370873 | THERMAL EQUP CO | OSA220R | NA | 0
DUCTED SPLIT SYSTEM | 159157 | BRADWAY TEMPER | S042ORA0006498 | NA | 0
DUCTED SPLIT SYSTEM | 159359 | BRADWAY TEMPER | S046ORB00648 | NA | 0
DUCTED SPLIT SYSTEM | 159364 | BRADWAY TEMPER | H00741006498 | NA | 0
FAN COIL UNIT - DUCTED | 953321-8 | COOLINE AC | UAS15E | NA | 0
DUCTED SPLIT SYSTEM | 1100W141515 | AQUA | S0230VR9AA | NA | 0
DUCTED SPLIT SYSTEM | 0500W139740 | AQUA | H00741 S7 HPCHB-02 | NA | 0
DUCTED SPLIT SYSTEM | 1098W114966 | AQUA | KITCHENH02840 S28 HPCHB | NA | 0
DUCTED SPLIT SYSTEM | C0009190001 | GJ WALKER | CL150LDRCNBNN | NA | 0
DUCTED SPLIT SYSTEM | C2CBH0001M | GJ WALKER | CL150LDRCNBNN | NA | 0
AIR FAN - EXHAUST | AO1781 | NULL | HOWDEN RV 500-6MF | NA | 0
ELECTRIC DUCT HEATER | NA | ENGLISH ELECT | PPN125W240 | NA | 0
ELECTRIC DUCT HEATER | NA | ENGLISH ELECT | PPN 175 W240 | NA | 0
VARIABLE AIR VOLUME UNITS | NA | NULL | AIRE GRILLES VSF-8 | NA | 0
VARIABLE AIR VOLUME UNITS | NA | NULL | AIRE GRILLES VSF-16 | NA | 0
ELECTRIC DUCT HEATER | NA | ENGLISH ELECT | PPN250W | NA | 0
ELECTRIC DUCT HEATER |  | ENGLISH ELECT | PPN350W | NA | 0
VARIABLE AIR VOLUME UNITS | NA | NULL | AIRE GRILLES VSF-14 | NA | 0
SWITCHBOARD MECHANICAL | NA | NULL | NA | NA | 0
EXTRACTION SYSTEM - SMOKE |  | NULL |  | NA | 0
EXTRACTION SYSTEM - SMOKE |  | NULL |  | NA | 0
EXTRACTION SYSTEM - SMOKE |  | NULL |  | NA | 0
FAN COIL UNIT - DUCTED | NO PLATE | COOLINE AC | NO PLATE | NA | 0
FAN COIL UNIT - DUCTED | NO PLATE | COOLINE AC | NO PLATE | NA | 0
ELECTRIC DUCT HEATER | UNKNOWN | NULL | UNKNOWN | NA | 0
DUCTED SPLIT SYSTEM | 338401 | COOLINE AC | UAS65C | NA | 0
DUCTED SPLIT SYSTEM | 338403 | COOLINE AC | UAS85C | NA | 0
DUCTED SPLIT SYSTEM | 370861 | THERMAL EQUP CO | OSA220R | NA | 0
DUCTED SPLIT SYSTEM | 159365 | AQUA | S00741006498 | NA | 0
WALL MOUNTED SPLIT SYSTEM |  | AIRFACT |  | NA | 0
WALL MOUNTED SPLIT SYSTEM |  | SCHNEIDER |  | NA | 0
DUCTED SPLIT SYSTEM |  | AQUA |  | NA | 0
DUCTED SPLIT SYSTEM |  | AQUA |  | NA | 0
DUCTED SPLIT SYSTEM |  | AQUA |  | NA | 0
DUCTED SPLIT SYSTEM |  | GJ WALKER |  | NA | 0
DUCTED SPLIT SYSTEM |  | GJ WALKER |  | NA | 0
DUCTED SPLIT SYSTEM |  | THERMAL EQUP CO |  | NA | 0
SWITCHBOARD MECHANICAL |  | NULL |  | NA | 0
SWITCHBOARD MECHANICAL |  | NULL |  | NA | 0
ELECTRIC DUCT HEATER | NA | ENGLISH ELECT | PPN300W240 | NA | 0
EXTRACTION SYSTEM - SMOKE |  | NULL |  | NA | 0
CASSETTE SPLIT SYSTEM | 05A00450 | MITSUBISHI | PLARP60BA | R410A | 0
WALL MOUNTED SPLIT SYSTEM | 6887 | MITSUBISHI | MSZ GE50VA | R410A | 0
CASSETTE SPLIT SYSTEM | TBA | MITSUBISHI | PLFY P50VBME | R410A | 0
CASSETTE SPLIT SYSTEM | TBA | MITSUBISHI | PLFY P32 VCM E2 | R410A | 0
CASSETTE SPLIT SYSTEM | TBA | MITSUBISHI | PLFY P32VCM E2 | R410A | 0
CASSETTE SPLIT SYSTEM | TBA | MITSUBISHI | PLFY P32VCM E 2 | R410A | 0
CASSETTE SPLIT SYSTEM | TBA | MITSUBISHI | PLFY P32VCM E2 | R410A | 0
DUCTED SPLIT SYSTEM | 05W06439 | MITSUBISHI | PEFY P200VMHE | R410A | 0
DUCTED SPLIT SYSTEM | 95W05049 | MITSUBISHI | PEFY P200 VMHE2 | R410A | 0
DUCTED SPLIT SYSTEM | 06W05546 | MITSUBISHI | PEFY P80VHME | R410A | 0
BMS | NA | MITSUBISHI | AG 150A | NA | 0
CASSETTE SPLIT SYSTEM | 8ZM07278 | MODULEX | SLZ-KA50VAL | R410A | 2
CASSETTE SPLIT SYSTEM | 8ZP00255 | MODULEX | SUZ-KA50VA | R410A | 2
CASSETTE SPLIT SYSTEM | 08ZP00255 | MITSUBISHI | SUZKA50 VA2 | R410A | 2
WALL MOUNTED SPLIT SYSTEM | 11693 | MITSUBISHI | MUZ GE50 VA | R410A | 2
MULTI HEAD DUCTED SPLIT SYSTEM | 07W08024 | MITSUBISHI | PUHY P300YHMA | R410A | 9
MULTI HEAD DUCTED SPLIT SYSTEM | 06W09906 | MITSUBISHI | PUHY P350YHMA | R410A | 12
MULTI HEAD NON DUCTED SPLIT | R000154 | FUJITSU | AUTG12LVLA | R410A | 0
MULTI HEAD NON DUCTED SPLIT | R000150 | FUJITSU | AUTG09LVLA | R410A | 0
MULTI HEAD NON DUCTED SPLIT | R000136 | FUJITSU | AUTG09LVLA | R410A | 0
WALL MOUNTED SPLIT SYSTEM | E000753 | FUJITSU | ASTG12JECA | R410A | 0
CASSETTE SPLIT SYSTEM | R002258 | FUJITSU | AUTA24LBL | R410A | 0
DUCTED SPLIT SYSTEM | T001444 | FUJITSU | ARTC90LATU | R410A | 0
WALL MOUNTED SPLIT SYSTEM | E000944 | FUJITSU | AOTG12JEC | R410A | 1
WALL MOUNTED SPLIT SYSTEM | R010737 | FUJITSU | AOTA24LALL | R410A | 2
MULTI HEAD NON DUCTED SPLIT | T001764 | FUJITSU | AOTG30LAT4 | R410A | 4
DUCTED SPLIT SYSTEM | R100694 | FUJITSU | AOTA90LALT | R410A | 12
WALL MOUNTED SPLIT SYSTEM | 93000418 | TRANE | RAS22SKVE | NA | 0
WALL MOUNTED SPLIT SYSTEM | 715401494 | MODULEX | SRK63ZEAS1 | NA | 0
WALL MOUNTED SPLIT SYSTEM | 400T01071-000 | ZEIL | MHH12P15A | NA | 0
WALL MOUNTED SPLIT SYSTEM | 7434800231 | PARKER | CSW126KA | NA | 0
CASSETTE SPLIT SYSTEM | 302252 | PARKER | CZ-06KPU01P | NA | 0
WALL MOUNTED SPLIT SYSTEM | 7516600458 | PARKER | CUW12EKR | NA | 0
WALL MOUNTED SPLIT SYSTEM | 911P0216 | TRANE | RAS-22 SAV-E | NA | 0
WALL MOUNTED SPLIT SYSTEM | 735001041 | MODULEX | SRC63ZES1 | NA | 0
WALL MOUNTED SPLIT SYSTEM | CAN NOT READ | ZEIL | MAH12P15A | NA | 0
AIR HANDLING UNIT | LT08-00072B1-001 | CARRIER APAC | CW240-6 | NA | 0
CASSETTE SPLIT SYSTEM | 202719-K03 | PARKER | CU-140C53XP | NA | 0
DUCTED SPLIT SYSTEM | NO PLATE | VADA | NO PLATE | NA | 0
DUCTED SPLIT SYSTEM | A95J0249 | VADA | TCS080 | NA | 0
DUCTED SPLIT SYSTEM | A95J0250 | VADA | TCS080 | NA | 0
DUCTED SPLIT SYSTEM | A95J024B | VADA | TCS090 | NA | 0
AIR HANDLING UNIT | LT08-00072A1-001 | CARRIER APAC | CW360-6 | NA | 0
AIR HANDLING UNIT | LT08-00072B1-002 | CARRIER APAC | CW240-6 | NA | 0
AIR HANDLING UNIT | LT08-00072C1 | CARRIER APAC | CW200-6 | NA | 0
AIR HANDLING UNIT | LT08-00072C1-001 | CARRIER APAC | CW200-6 | NA | 0
AIR HANDLING UNIT | LT08-00072C1-002 | CARRIER APAC | CW200-6 | NA | 0
AIR HANDLING UNIT | LT08-00072E1-003 | CARRIER APAC | CW240-6 | CHILLED WATER | 0
AIR HANDLING UNIT | LT08-00072E1-002 | CARRIER APAC | CW240-6 | NA | 0
AIR HANDLING UNIT | LT08-00072E1-001 | CARRIER APAC | CW240-6 | NA | 0
AIR HANDLING UNIT | LT08-00072D1-001 | CARRIER APAC | CW280-6 | NA | 0
BMS |  | NULL |  | NA | 0
CHILLED WATER PUMP | A144-4851-L3 | ALCAIR | SW100-40 | NA | 0
CHILLED WATER PUMP | A144-4851-L4 | ALCAIR | SW100-40 | NA | 0
CHILLED WATER PUMP | A144-4851-L2 | ALCAIR | SW100-40 | NA | 0
CHILLED WATER PUMP | A144-4853-L1 | ALCAIR | SW100-40 | NA | 0
CHILLER - AIR COOLED | XAH1232 | CIEMANTS | 30XA0902PT148C156 | NA | 0
CHILLER - AIR COOLED | XAH1231 | CIEMANTS | 30XA0902PT148C156 | NA | 0
SMOKE EXHAUST FAN | 86125 | FEDERAL | SS125618F150268 | NA | 0
EXTRACTION SYSTEM - SMOKE | 86125 | FEDERAL | SS1256A18F150260 | NA | 0
EXTRACTION SYSTEM - SMOKE | 86125 | FEDERAL | SS1256AA18F150260 | NA | 0
EXTRACTION SYSTEM - SMOKE | 86125 | FEDERAL | SS1256A18F150260 | NA | 0
AIR FAN - EXHAUST | NO SERIAL | FEDERAL | EKHR-355-4 | NA | 0
AIR FAN - EXHAUST | CAN NOT READ | FEDERAL | CAN NOT READ | NA | 0
AIR FAN - EXHAUST | 38151 | FEDERAL | CD354VEX | NA | 0
AIR FAN - EXHAUST | CAN NOT READ | FEDERAL | EKHR3104EC | NA | 0
VARIABLE SPEED DRIVE | 014410G278 | DB INDUSTRIES | 131F7830 | NA | 0
VARIABLE SPEED DRIVE | 012209G268 | DB INDUSTRIES | 131F8479 | NA | 0
VARIABLE SPEED DRIVE | 012009G268 | DB INDUSTRIES | 131F8479 | NA | 0
VARIABLE SPEED DRIVE | 010809G268 | DB INDUSTRIES | 131F8480 | NA | 0
VARIABLE SPEED DRIVE | 014810G278 | DB INDUSTRIES | 131F7830 | NA | 0
VARIABLE SPEED DRIVE | 013810G278 | DB INDUSTRIES | 131F7830 | NA | 0
VARIABLE SPEED DRIVE | 011908G268 | DB INDUSTRIES | 131F8479 | NA | 0
VARIABLE SPEED DRIVE | 011609G268 | DB INDUSTRIES | 131F8479 | NA | 0
VARIABLE SPEED DRIVE | 012609G268 | DB INDUSTRIES | 131F8479 | NA | 0
VARIABLE SPEED DRIVE | 012709G268 | DB INDUSTRIES | 131F8472 | NA | 0
SWITCHBOARD MECHANICAL |  | NULL | SUNLINE SWITCHBOARDS | NA | 0
SWITCHBOARD MECHANICAL |  | NULL | SUNLINE | NA | 0
AIR FAN - EXHAUST | NO PLATE | NULL | NO PLATE | NA | 0
AIR FAN - EXHAUST | CAN NOT READ | NULL | CAN NOT READ | NA | 0
AIR FAN - EXHAUST | AO1805 | NULL | HOWDEN RH700-4AX | NA | 0
AIR FAN - EXHAUST | NO PLATE | NULL | NO PLATE | NA | 0
AIR FAN - EXHAUST | CAN NOT READ | FEDERAL | CAN NOT READ | NA | 0
AIR FAN - EXHAUST | CAN NOT READ | FEDERAL | CAN NOT READ | NA | 0
AIR FAN - EXHAUST | CAN NOT READ | FEDERAL | CAN NOT READ | NA | 0
AIR FAN - EXHAUST | NO PLATE | NULL | NO PLATE | NA | 0
AIR FAN - EXHAUST | NO PLATE | NULL | NO PLATE | NA | 0
AIR FAN - EXHAUST | AO1805 | NULL | HOWDEN RH700-4AX | NA | 0
AIR FAN - EXHAUST | NO PLATE | NULL | NO PLATE | NA | 0
AIR FAN - EXHAUST | CAN NOT READ | FEDERAL | CAN NOT READ | NA | 0
AIR FAN - SUPPLY | CAN NOT READ | NULL | DEA 710-6-33 | NA | 0
AIR FAN - SUPPLY | NA | NULL | DEA-710-6-33 | NA | 0
AIR FAN - SUPPLY | NA | NULL | DEA-710-6-33 | NA | 0
AIR FAN - SUPPLY | NA | NULL | DEA 710-6-33 | NA | 0
AIR FAN - SUPPLY | NA | NULL | DEA 710-6-33 | NA | 0
AIR FAN - SUPPLY | NA | NULL | DEA 710-6-33 | NA | 0
AIR FAN - SUPPLY | NA | NULL | DEA 710-6-33 | NA | 0
AIR FAN - SUPPLY | NA | NULL | DEA 710-6-33 | NA | 0
AIR FAN - SUPPLY | NA | NULL | DEA 710-6-33 | NA | 0
AIR FAN - SUPPLY | NA | AIRMASTER | DEA 710-6-33 | NA | 0
AIR FAN - SUPPLY | NA | NULL | DEA 710-6-33 | NA | 0
AIR FAN - EXHAUST | NA | WOODS | 480MM | NULL | NULL
AIR FAN - EXHAUST | UNKNOWN | WOODS | 600MM | NULL | NULL
PACKAGED AIR CONDITIONING UNIT | 404462 | TEMPERZONE | HWP49CE | R22 | 0
AIR FAN - SUPPLY | NA | FANTECH | ILD 560-4 | NA | 0
AIR FAN - SUPPLY | 29S10 | FANTECH | VM-315L | NULL | NULL
CIRCULATING PUMP | 13-08-04432 | ONGA | JSM100 | NULL | NULL
CIRCULATING PUMP | 13-08-04432 | ONGA | JSM100 | NULL | NULL
WALL MOUNTED SPLIT SYSTEM | 2013215T | MITSUBISHI | MSZ-GE35VE2 | R410A | 2
DUCTED SPLIT SYSTEM | 734526 | TEMPERZONE | OSA 200RKTH | R410A | 4
AIR FAN - RETURN | UNKNOWN | WOODS | 1520MM | NULL | NULL
AIR FAN - OUTSIDE | NA | BUFFALO | Q40472 | NULL | NULL
PACKAGED AIR CONDITIONING UNIT | 105587 | TEMPERZONE | CWP0178REKTY | R410A | 3
STAIRWELL PRESSURISATION FAN | NA | WOODS | 760MM | NULL | NULL
SWITCHBOARD MECHANICAL | NULL | NULL | NULL | NULL | NULL
TOILET EXHAUST FAN | 586981 | FANTECH | PCD454ER | NULL | NULL
TOILET EXHAUST FAN | 577344 | FANTECH | PCD454ER | NULL | NULL
TOILET EXHAUST FAN | NA | FANTECH | ILD 450-4 | NULL | NULL
TOILET EXHAUST FAN | NA | FANTECH | ILD 450-4 | NULL | NULL
VARIABLE SPEED DRIVE | 3063600817 | ABB | ACH550 | NULL | NULL
VARIABLE SPEED DRIVE | 3062500121 | ABB | ACH550 | NA | 0
VARIABLE SPEED DRIVE | 3142204467 | ABB | ACH550-01-125A | NULL | NULL
AIR FAN - EXHAUST | 5145512900 | FANTECH | VM 315L | NULL | NULL
AIR HANDLING UNIT | NA | RICHARDSON | NA | CHILLED WATER | 0
ELECTRIC DUCT HEATER | UNKNOWN | STOKES | 24KW | NA | 0
ELECTRIC DUCT HEATER | NA | STOKES | 36 KW | NA | 0
AIR FAN - EXHAUST | 156026 | FANTECH | TE2-150 | NULL | NULL
AIR HANDLING UNIT | 40453 | BUFFALO | 1320 CYD | CHILLED WATER | 0
AIR HANDLING UNIT | Q40452 | RICHARDSON | 805CPD | NA | 0
AIR FAN - SUPPLY | Q40458 | RICHARDSON | 1085CYD | NA | 0
AIR FAN - SUPPLY | UNKNOWN | RICHARDSON | UNKNOWN | NA | 0
AIR HANDLING UNIT | NA | RICHARDSON | NA | CHILLED WATER | 0
AIR HANDLING UNIT | Q40455 | RICHARDSON | 1200 CYD | CHILLED WATER | 0
AIR HANDLING UNIT | UNKNOWN | RICHARDSON | UNKNOWN | CHILLED WATER | 0
AIR HANDLING UNIT | UNKNOWN | RICHARDSON | UNKNOWN | CHILLED WATER | 0
AIR HANDLING UNIT | Q40450 | RICHARDSON | 730CYD | CHILLED WATER | 0
CAR PARK EXHAUST FAN | UNKNOWN | WOODS | 1900MM | NA | 0
ELECTRIC DUCT HEATER | 60KW | STOKES | EDH3 | NA | 0
ELECTRIC DUCT HEATER | NA | STOKES | 36KW | NA | 0
ELECTRIC DUCT HEATER | 60KW | STOKES | EDH5 | NA | 0
VARIABLE SPEED DRIVE | 019901G136 | DANFOSS | 131N0212 | NULL | NULL
VARIABLE SPEED DRIVE | 011125G266 | DANFOSS | 131N0204 | NULL | NULL
VARIABLE SPEED DRIVE | 3064601656 | ABB | ACH550-01-124A-4+B055 | NA | 0
VARIABLE SPEED DRIVE | 013102G484 | DANFOSS | FC -101P | NULL | NULL
VARIABLE SPEED DRIVE | 3006413997 | ABB | ACH550-01-157A-4+B055 | NA | 0
VARIABLE SPEED DRIVE | 3064500230 | ABB | ACH550-01-124A-4+E055 | NA | 0
VARIABLE SPEED DRIVE | 3063600397 | ABB | ACH550-01-044A-4+B055 | NA | 0
FAN COIL UNIT - DUCTED | NA | AIR DESIGN | 031054-FCU19.1 | R134A | 0
CHILLER - AIR COOLED | 2200006374 | MTA HCYGNUS | TAE251 | R134A | 0
WALL MOUNTED SPLIT SYSTEM | 3966206562 | PANASONIC | CS-RE8PKR | R410A | 2
AIR FAN - EXHAUST | 05PM6979 | FANTECH | TD 2000 315 | NA | 0
AIR DAMPER | NA | NULL | NA | NA | 0
AIR DAMPER | NA | NULL | NA | NA | 0
AIR DAMPER | NA | NULL | NA | NA | 0
AIR DAMPER | NA | NULL | NA | NA | 0
AIR DAMPER | NA | NULL | NA | NA | 0
AIR DAMPER | NA | NULL | NA | NA | 0
AIR DAMPER | NA | NULL | NA | NA | 0
AIR DAMPER | NA | NULL | NA | NA | 0
AIR DAMPER | NA | NULL | NA | NA | 0
AIR DAMPER | NA | NULL | NA | NA | 0
AIR DAMPER | NA | NULL | NA | NA | 0
AIR DAMPER | NA | BULLOCK | NA | NA | 0
AIR DAMPER | NA | NULL | NA | NA | 0
AIR DAMPER | NA | BULLOCK | 6700 | NA | 0
AIR DAMPER | NA | NULL | NA | NA | 0
AIR DAMPER | NA | NULL | NA | NA | 0
COOLING TOWER | 05J0788 | BAC | RCT2522 S | NA | 0
COOLING TOWER | 05J0787 | BAC | RCT2522S | NA | 0
COOLING TOWER | 05J0780 | BAC | RCT2522S | NA | 0
COOLING TOWER | 16-779732 | EVAPCO | MTT 18-4H12 | NA | 0
ELECTRIC DUCT HEATER | 60KW | STOKES | EDH 1 | NA | 0
AIR FAN - RETURN | UNKNOWN | WOODS | UNKNOWN | NA | 0
AIR FAN - RETURN | NA | WOODS | RA10 | NA | 0
AIR FAN - SUPPLY | NA | RICHARDSON | Q40460 | NA | 0
AIR FAN - SUPPLY | NA | RICHARDSON | 600CP | NA | 0
AIR FAN - SUPPLY | Q40468 | RICHARDSON | 490CPD | NA | 0
AIR FAN - SUPPLY | Q40469 | RICHARDSON | 365CPD | NA | 0
AIR FAN - EXHAUST | 524471 | FANTECH | AP12580A12B110 | NA | 0
AIR FAN - SUPPLY | NA | NULL | NA | NA | 0
AIR FAN - SUPPLY | 40456 | RICHARDSON | 1085CYD | NA | 0
AIR FAN - SUPPLY | 40455 | RICHARDSON | 1200CYD | NA | 0
AIR FAN - SUPPLY | Q40454 | RICHARDSON | 980CPD | NA | 0
AIR FAN - SUPPLY | 40451 | RICHARDSON | 730CYD | NA | 0
VARIABLE SPEED DRIVE | 012624G206 | DANFOSS | FC-101 | NA | 0
AIR FAN - SUPPLY | 5145511100 | FANTECH | VM-250L | NULL | NULL
AIR FAN - SUPPLY | Q40471 | RICHARDSON | 445CPD | NA | 0
AIR HANDLING UNIT | Q40454 | RICHARDSON | 980CPD | CHILLED WATER | 0
AIR HANDLING UNIT | 40453 | RICHARDSON | 1320CYD | NA | 0
AIR HANDLING UNIT | Q40652 | RICHARDSON | RICHARDSON | CHILLED WATER | 0
AUTO AIR VENT/BLEED |  | NULL |  | NA | 0
AUTO AIR VENT/BLEED |  | NULL |  | NA | 0
AIR FAN - EXHAUST | NA | WOODS | EF20 | NA | 0
SMOKE SPILL FAN | NA | WOODS | 1220MM | NA | 0
SMOKE EXHAUST FAN | NA | WOODS | 1220MM | NA | 0
AUTO AIR VENT/BLEED |  | NULL |  | NA | 0
CAR PARK EXHAUST FAN | UNKNOWN | WOODS | 1900MM | NA | 0
CHILLED WATER PUMP | P3553135-L3 | MONARCH | SW BAKER SW-125-32 | NA | 0
CHILLED WATER PUMP | R55-3185-L1 | MONARCH | SW BAKER SW-150-32 | NA | 0
CHILLED WATER PUMP | R155-3185-L1 | MONARCH | SW BAKER SW-125-32 | NA | 0
CHILLER - WATER COOLED |  | NULL |  | NA | 0
CIRCULATING PUMP | 538696 | REGENT PUMPS | 100-260-BS10 | NA | 0
CONDENSER WATER PUMP | A55-14828-C1 | NULL | SW80-40 | NA | 0
CONDENSER WATER PUMP | A55-1888-C2 | NULL | SW80-40 | NA | 0
CONDENSER WATER PUMP | R358-3185-C3 | MONARCH | SW BAKER SW-150-32 | NA | 0
CONDENSER WATER PUMP | R155-3185-L2 | MONARCH | SW BAKER SW-125-32 | NA | 0
CONDENSER WATER PUMP | R55-3185-L2 | NULL | SW BAKER SW-150-32 | NA | 0
CONDENSER WATER PUMP | A55-14-828-C2 | NULL | BAKERFLOW-SW125-40 | NA | 0
CONDENSER WATER PUMP | A40-14-828C2 | NULL | BAKERFLOW- SW65-32 | NA | 0
CONDENSER WATER PUMP | 440-14828-C1 | NULL | BAKERFLOW-SW65-32 | NA | 0
CONDENSER WATER PUMP | A55-14828-C1 | NULL | BAKERFLOW-SW125-40 | NA | 0
AIR DAMPER | UNKNOWN | BULLOCK | UNKNOWN | NA | 0
AIR DAMPER | UNKNOWN | BULLOCK | UNKNOWN | NA | 0
AIR DAMPER | UNKNOWN | BULLOCK | UNKNOWN | NA | 0
AIR DAMPER | UNKNOWN | BULLOCK | UNKNOWN | NA | 0
AIR DAMPER |  | NULL |  | NA | 0
AIR DAMPER |  | NULL |  | NA | 0
AIR DAMPER | UNKNOWN | BULLOCK | UNKNOWN | NA | 0
AIR DAMPER | UNKNOWN | BULLOCK | UNKNOWN | NA | 0
AIR DAMPER |  | NULL |  | NA | 0
AIR DAMPER | NA | NULL | NA | NA | 0
AIR DAMPER |  | NULL |  | NA | 0
AIR DAMPER | UNKNOWN | BULLOCK | UNKNOWN | NA | 0
AIR DAMPER | UNKNOWN | BULLOCK | UNKNOWN | NA | 0
AIR DAMPER | NA | BULLOCK | NA | NA | 0
AIR DAMPER | NA | BULLOCK | NA | NA | 0
VARIABLE SPEED DRIVE | 012601G403 | DANFOSS | FC-101 | NA | 0
AIR DAMPER | NA | BULLOCK | NA | NA | 0
AIR DAMPER | NA | BULLOCK | NA | NA | 0
ELECTRIC DUCT HEATER | 60KW | STOKES | EDH 2 | NA | 0
ELECTRIC DUCT HEATER | UNKNOWN | STOKES | 36KW | NA | 0
ELECTRIC DUCT HEATER | NA | STOKES | 36KW | NA | 0
AIR FAN - EXHAUST | Q40470 | RICHARDSON | 540CP | NA | 0
AIR FAN - EXHAUST | NA | FANTECH | TURBO T5 | NA | 0
VARIABLE SPEED DRIVE | 074332G246 | DANFOSS | VLT6022HT | NA | 0
CHILLED WATER PUMP | 8F2006A 76 | SOUTHERN CROSS | AUSHD3BE | NULL | NULL
AIR FAN - EXHAUST | Q40464 | RICHARDSON | 660CP | NA | 0
AIR FAN - SUPPLY | Q40473 | RICHARDSON | 600CP | NA | 0
AIR FAN - SUPPLY | 730CPD | RICHARDSON | Q40462 | NA | 0
AIR FAN - EXHAUST | NA | NULL | NA | NA | 0
AIR FAN - EXHAUST |  | NULL |  | NA | 0
AIR DAMPER | UNKNOWN | BULLOCK | UNKNOWN | NA | 0
AIR FAN - EXHAUST | NA | WOODS | 760MM | NA | 0
AIR FAN - EXHAUST | Q0406643 | RICHARDSON | 600CP | NA | 0
AIR FAN - SUPPLY | 222 | FANTECH | T5 | NULL | NULL
FIRE DAMPER |  | NULL |  | NA | 0
FIRE DAMPER |  | NULL |  | NA | 0
FIRE DAMPER |  | NULL |  | NA | 0
FIRE DAMPER |  | NULL |  | NA | 0
FIRE DAMPER |  | NULL |  | NA | 0
VARIABLE SPEED DRIVE | 013016G268 | DANFOSS | 131F7830 | NA | 0
VARIABLE SPEED DRIVE |  | DANFOSS | 2008 | NA | 0
VARIABLE SPEED DRIVE | 12710G268 | DANFOSS | 131F7830 | NA | 0
VARIABLE SPEED DRIVE | 013710G268 | DANFOSS | 131F7830 | NA | 0
VARIABLE SPEED DRIVE | 013110G268 | DANFOSS | 131F7830 | NA | 0
VARIABLE SPEED DRIVE | 012910G268 | DANFOSS | 131F7830 | NA | 0
VARIABLE SPEED DRIVE | 010309G2A4 | DANFOSS | 131F3454 | NA | 0
VARIABLE SPEED DRIVE | 012410G059 | DANFOSS | 131B6663 | NA | 0
VARIABLE SPEED DRIVE | 010209G268 | DANFOSS | 131F8482 | NA | 0
VARIABLE SPEED DRIVE | 058315G300 | DANFOSS | 131B3319 | NA | 0
VARIABLE SPEED DRIVE | 010109G268 | DANFOSS | 131F8482 | NA | 0
VARIABLE SPEED DRIVE | 028615G319 | DANFOSS | 131B8216 | NA | 0
VARIABLE SPEED DRIVE | 013310G268 | DANFOSS | 131F7830 | NA | 0
VARIABLE SPEED DRIVE | 013415G050 | DANFOSS | 131F7543 | NA | 0
DOSING POT (CLOSED LOOPS) | 091CO1002628 | NULL | Digichem plus | NA | 0
VARIABLE SPEED DRIVE | 014115G240 | DANFOSS | 131F7543 | NA | 0
VARIABLE SPEED DRIVE | 015015G050 | DANFOSS | 131F7542 | NA | 0
SMOKE EXHAUST FAN | 397922 | FANTECH | RSS1256CA1223 | NA | 0
VARIABLE SPEED DRIVE | 014710G249 | DANFOSS | 131F7540 | NA | 0
AIR HANDLING UNIT |  | FANTECH | FCS400-V | NA | 0
VARIABLE SPEED DRIVE | 014510G249 | DANFOSS | 131F7540 | NA | 0
VARIABLE SPEED DRIVE | 010109G198 | DANFOSS | 131F8479 | NA | 0
VARIABLE SPEED DRIVE | 010209G208 | DANFOSS | 131F8481 | NA | 0
VARIABLE SPEED DRIVE | 013210G268 | DANFOSS | 131F7830 | NA | 0
VARIABLE SPEED DRIVE | 011409G258 | DANFOSS | 131F8479 | NA | 0
VARIABLE SPEED DRIVE | 010509G268 | DANFOSS | 131F8480 | NA | 0
VARIABLE SPEED DRIVE | 010110G438 | DANFOSS | 131F7544 | NA | 0
VARIABLE SPEED DRIVE | 010110G268 | DANFOSS | 131F8478 | NA | 0
VARIABLE SPEED DRIVE | 010308G108 | DANFOSS | 131F7543 | NA | 0
VARIABLE SPEED DRIVE | 014915G050 | DANFOSS | 131F7542 | NA | 0
VARIABLE SPEED DRIVE | 028415G319 | DANFOSS | 131B8216 | NA | 0
SWITCHBOARD MECHANICAL |  | NULL |  | NA | 0
VARIABLE SPEED DRIVE | 013709G268 | DANFOSS | 131F7542 | NA | 0
VARIABLE SPEED DRIVE | 013309G268 | DANFOSS | 131F7542 | NA | 0
AIR FAN - EXHAUST | 385682 | FANTECH | AP1258FA1234 | NA | 0
VARIABLE SPEED DRIVE | 010308G108 | DANFOSS | 131F7542 | NA | 0
FAN COIL UNIT - DUCTED |  | CARRIER | ALHS15 | NA | 0
FAN COIL UNIT - DUCTED |  | CARRIER | ALHS15 | NA | 0
VARIABLE SPEED DRIVE | 010508G108 | DANFOSS | 131F7542 | NA | 0
CIRCULATING PUMP | 1170300004E | NULL | CMBE3.00T | NA | 0
BMS |  | JOHNSON CONTROL |  | NA | 0
VARIABLE SPEED DRIVE | 010213G089 | DANFOSS | 131F7544 | NA | 0
REFRIGERATION COMPRESSORS | 15819301 | BITZER | CSH7551-50R | R134A | 0
REFRIGERATION COMPRESSORS | 15819301 | BITZER | CSH7551-50R | R134A | 0
REFRIGERATION COMPRESSORS | 15819301 | BITZER | CSH7551-50R | R134A | 0
BOILER - GAS ATMOSPHERIC | FTA800I | AIRA | FTA800 | NULL | NULL
BOILER - GAS ATMOSPHERIC | 123 | AIRA | 123 | R427A | 123
VARIABLE AIR VOLUME UNITS |  | JOHNSON CONTROL |  | NA | 0
AIR HANDLING UNIT | 11485-10 | FAN & BLOWER | 33ALDW | NA | 0
VARIABLE AIR VOLUME UNITS |  | JOHNSON CONTROL | SDV5000-14 | NA | 0
COOLING TOWER | 09J0265 | BAC | RAC232 | NA | 0
SWITCHBOARD MECHANICAL |  | NULL |  | NA | 0
VARIABLE AIR VOLUME UNITS |  | JOHNSON CONTROL | SDV5000-16 | NA | 0
TOILET EXHAUST FAN | 404173 | FANTECH | 4309FS8559 | NA | 0
KITCHEN EXHAUST FAN | 1146410 | FAN & BLOWER | 22 | NA | 0
KITCHEN EXHAUST FAN | 10550 08 | FANTECH | 36ALSW | NA | 0
VARIABLE AIR VOLUME UNITS |  | JOHNSON CONTROL |  | NA | 0
AIR FAN - EXHAUST |  | FANTECH |  | NA | 0
VARIABLE SPEED DRIVE | 013610G268 | DANFOSS | 131F7830 | NA | 0
VARIABLE SPEED DRIVE | 012915G240 | DANFOSS | 131F7544 | NA | 0
VARIABLE SPEED DRIVE | 118410G050 | DANFOSS | 131B5656 | NA | 0
VARIABLE SPEED DRIVE | 015115G050 | DANFOSS | 131F7542 | NA | 0
VARIABLE SPEED DRIVE | 011509G258 | DANFOSS | 131F8479 | NA | 0
CHILLER - WATER COOLED | HH1430 | CARRIER | 30HXC285A | R134A | 212
CASSETTE SPLIT SYSTEM | E005490 | DAIKIN | FHYC71KVE9 | NA | 0
DUCTED SPLIT SYSTEM |  | MITSUBISHI |  | NA | 0
WALL MOUNTED SPLIT SYSTEM |  | DAIKIN |  | NA | 0
WALL MOUNTED SPLIT SYSTEM |  | HITACHI |  | NA | 0
WALL MOUNTED SPLIT SYSTEM |  | KELVINATOR |  | NA | 0
UNDER CEILING SPLIT SYSTEM |  | DAIKIN |  | NA | 0
UNDER CEILING SPLIT SYSTEM |  | DAIKIN |  | NA | 0
UNDER CEILING SPLIT SYSTEM |  | DAIKIN |  | NA | 0
DUCTED SPLIT SYSTEM |  | DAIKIN |  | NA | 0
CASSETTE SPLIT SYSTEM | 6401597 | DAIKIN | FHYC125DAV1 | NA | 0
CASSETTE SPLIT SYSTEM |  | DAIKIN |  | NA | 0
CASSETTE SPLIT SYSTEM |  | DAIKIN |  | NA | 0
WALL MOUNTED SPLIT SYSTEM |  | SAMSUNG |  | NA | 0
WALL MOUNTED SPLIT SYSTEM |  | SAMSUNG |  | NA | 0
EVAPORATIVE COOLER |  | BREEZEAIR | EM125DV-R | NA | 0
EVAPORATIVE COOLER |  | NULL | CONVAIR EA30 DV-LV | NA | 0
EVAPORATIVE COOLER |  | COOLBREEZE |  | NA | 0
DUCTED SPLIT SYSTEM |  | MITSUBISHI |  | NA | 0
DUCTED SPLIT SYSTEM |  | APAC | SUNDOWNER | NA | 0
WALL MOUNTED SPLIT SYSTEM | 1401 | HITACHI | RAC-25YHA1 | NA | 0
PACKAGED AIR CONDITIONING UNIT | 99662 | TEMPERZONE | OPA960RKTBH | NA | 0
SMOKE EXHAUST FAN |  | FANTECH | S1074 | NA | 0
AIR FAN - EXHAUST |  | ZIEHL-EBM |  | NA | 0
AIR FAN - EXHAUST |  | FANTECH |  | NA | 0
AIR FAN - EXHAUST |  | NULL |  | NA | 0
SMOKE EXHAUST FAN |  | FANTECH | S 0 1074 | NA | 0
EVAPORATIVE COOLER |  | COOLBREEZE |  | NA | 0
KITCHEN EXHAUST FAN |  | NULL | SMITH INDUSTRIAL FANS | NA | 0
EVAPORATIVE COOLER |  | CELAIRE |  | NA | 0
KITCHEN EXHAUST FAN |  | NULL |  | NA | 0
EVAPORATIVE COOLER |  | BRAEMAR |  | NA | 0
EVAPORATIVE COOLER | C10050169 | BRAEMAR | RPC320D | NA | 0
TOILET EXHAUST FAN |  | NULL |  | NA | 0
ROOM AIR CONDITIONING UNIT |  | TECO RAC |  | NA | 0
ROOM AIR CONDITIONING UNIT |  | AIRWELL |  | NA | 0
ROOM AIR CONDITIONING UNIT |  | TECO RAC |  | NA | 0
ROOM AIR CONDITIONING UNIT |  | AIRWELL |  | NA | 0
ROOM AIR CONDITIONING UNIT |  | AIRWELL |  | NA | 0
EVAPORATIVE COOLER |  | NULL | CONVAIR | NA | 0
KITCHEN EXHAUST FAN |  | FANTECH |  | NA | 0
KITCHEN EXHAUST FAN |  | NULL |  | NA | 0
KITCHEN EXHAUST FAN |  | NULL |  | NA | 0
TOILET EXHAUST FAN |  | FANTECH |  | NA | 0
TOILET EXHAUST FAN |  | FANTECH |  | NA | 0
AIR CURTAIN |  | NULL |  | NA | 0
AIR CURTAIN |  | NULL |  | NA | 0
AIR CURTAIN |  | NULL |  | NA | 0
AIR CURTAIN |  | NULL |  | NA | 0
WALL MOUNTED SPLIT SYSTEM | 3907110 | DAIKIN | RXD71BVMA | R22 | 2
WALL MOUNTED SPLIT SYSTEM | 32800183 | TOSHIBA | RAS-24UAH-A-1 | R22 | 2
WALL MOUNTED SPLIT SYSTEM | 6626109984 | PANASONIC | CU-E24MKR | R410A | 2
WALL MOUNTED SPLIT SYSTEM | 83501456 | KELVINATOR | KSV35HRA | R22 | 2
DUCTED SPLIT SYSTEM | E006084 | DAIKIN | RY71LUV1 | R22 | 3
DUCTED SPLIT SYSTEM | T004695 | FUJITSU | AOT30RMBL | R22 | 3
UNDER CEILING SPLIT SYSTEM | 6703720 | DAIKIN | RY100FY1 | R22 | 3
UNDER CEILING SPLIT SYSTEM | 6703718 | DAIKIN | RY100FY1 | R22 | 3
WALL MOUNTED SPLIT SYSTEM |  | PANASONIC |  | R410A | 3
DUCTED SPLIT SYSTEM |  | TECO |  | R22 | 4
UNDER CEILING SPLIT SYSTEM | E002080 | DAIKIN | RZQ100KV4A | R410A | 4
DUCTED SPLIT SYSTEM | T002708 | FUJITSU | AOT60RPAGT | R22 | 5
CASSETTE SPLIT SYSTEM | 6403430 | DAIKIN | RY125DAY1 | R22 | 5
CASSETTE SPLIT SYSTEM | 6403429 | DAIKIN | RY125DAY1 | R22 | 5
DUCTED SPLIT SYSTEM | E009026 | DAIKIN | RQ200KY1 | R410A | 9
CASSETTE SPLIT SYSTEM | E033794 | FUJITSU | ASTA30LC | NA | 0
CASSETTE SPLIT SYSTEM | E033607 | FUJITSU | ASTA30LCC | NA | 0
CASSETTE SPLIT SYSTEM | E018323 | FUJITSU | ASTA30LCC | NA | 0
CASSETTE SPLIT SYSTEM | E018325 | FUJITSU | ASTA30LCC | NA | 0
CASSETTE SPLIT SYSTEM | 12382 | BRADWAY | DSER600 | NA | 0
CASSETTE SPLIT SYSTEM | 2103178 | SHARP | AY-A129J | NA | 0
CASSETTE SPLIT SYSTEM | 7476304769 | PANASONIC | CS-E28HKR | NA | 0
WALL MOUNTED SPLIT SYSTEM | 43200176 | TOSHIBA | RAS-18N3KV2-A | NA | 0
WALL MOUNTED SPLIT SYSTEM | 12800278 | TOSHIBA | RAS-24SKV2-A | NA | 0
WALL MOUNTED SPLIT SYSTEM | T016640 | FUJITSU | AST30RGA-W | NA | 0
DUCTED SPLIT SYSTEM | R690963 | FUJITSU | CDS 54 RA | NA | 0
DUCTED SPLIT SYSTEM | E193080019 | PANASONIC | S-60PE1R5 | NA | 0
DUCTED SPLIT SYSTEM | 2497W102256 | APAC | S9 HPEL | NA | 0
DUCTED SPLIT SYSTEM | 211 83 | YORK | YAH 014 2XA | NA | 0
DUCTED SPLIT SYSTEM | 111 99 | YORK | YAH 018 2XA | NA | 0
CASSETTE SPLIT SYSTEM | 226 | FUJITSU | AUT36UUAS | NA | 0
CASSETTE SPLIT SYSTEM | T000424 | FUJITSU | AUT36RL3C | NA | 0
CASSETTE SPLIT SYSTEM | T000423 | FUJITSU | AUT36RLC3 | NA | 0
CASSETTE SPLIT SYSTEM | R001133 | FUJITSU | AUTA36LCLU | NA | 0
CASSETTE SPLIT SYSTEM | T000088 | FUJITSU | AUT36RLC3 | NA | 0
CASSETTE SPLIT SYSTEM | T000149 | FUJITSU | AUT36RLC3 | NA | 0
CASSETTE SPLIT SYSTEM | T000510 | FUJITSU | AUT25RLC | NA | 0
CASSETTE SPLIT SYSTEM | W1PA06169SP | MITSUBISHI | FDTN506HES | NA | 0
WALL MOUNTED SPLIT SYSTEM | 3702451557 | CARRIER | 42P225H | NA | 0
DUCTED SPLIT SYSTEM | E192110005 | PANASONIC | S-60PE1R5 | NA | 0
DUCTED SPLIT SYSTEM | E213080005 | PANASONIC | S100PE11R5 | NA | 0
DUCTED SPLIT SYSTEM | NA | PANASONIC | S100PE11R5 | NA | 0
DUCTED SPLIT SYSTEM | R205239 | HITACHI | LE-51L5LE5LM5 | NA | 0
WALL MOUNTED SPLIT SYSTEM | 2974104049 | PANASONIC | CSE18MKR | NA | 0
WALL MOUNTED SPLIT SYSTEM | 2994405228 | PANASONIC | CSE285KR | NA | 0
DUCTED SPLIT SYSTEM | NA | SANYO | NA | NA | 0
DUCTED SPLIT SYSTEM | NA | SANYO | NA | NA | 0
WALL MOUNTED SPLIT SYSTEM | NA | SAMSUNG | AR24FSSSBWKN | NA | 0
DUCTED SPLIT SYSTEM | 5040742 | DAIKIN | FDY100LV1 | NA | 0
DUCTED SPLIT SYSTEM | 5041546 | DAIKIN | FDY125LV1 | NA | 0
DUCTED SPLIT SYSTEM | 2901234 | DAIKIN | FDY08KAY1 | NA | 0
DUCTED SPLIT SYSTEM | NA | TEMPERZONE | ISEL95K-D | NA | 0
DUCTED SPLIT SYSTEM | NA | TEMPERZONE | 1SEL110KD | NA | 0
DUCTED SPLIT SYSTEM | NA | PANASONIC | NA | NA | 0
DUCTED SPLIT SYSTEM | NA | JULIUS | NA | NA | 0
DUCTED SPLIT SYSTEM | E774040160 | PANASONIC | S140PE1R58 | NA | 0
DUCTED SPLIT SYSTEM | 92618 | DAIKIN | FDYQ12KAV1 | NA | 0
WALL MOUNTED SPLIT SYSTEM | CE00746 | YORK | YWM25CR-AFAK | NA | 0
WALL MOUNTED SPLIT SYSTEM | NA | TECO | LS3506V | NA | 0
CASSETTE SPLIT SYSTEM | NA | FUJITSU | AUT36RLC3 | NA | 0
DUCTED SPLIT SYSTEM | NA | JULIUS | NA | NA | 0
AIR HANDLING UNIT | 8546 | PHOENIX | 245 | NA | 0
AIR FAN - EXHAUST | 4227 | AIR NOISE | CE250_4DE | NA | 0
BMS | UNKNOWN | NULL | UNKNOWN | NA | 0
CHILLER - WATER COOLED | 12R231703 | CARRIER | 30HXC130-A0099-HEE-- | R134A | 98
CHILLER - WATER COOLED | 12R231704 | UNKNOWN | 30HXC130-A0099-HEE-- | R134A | 98
AIR FAN - EXHAUST | UNKNOWN | UNKNOWN | UNKNOWN | NA | 0
SMOKE EXHAUST FAN | NA | WOODS | NA | NA | 0
EVAPORATIVE COOLER | 50517003 | BONAIR | 2360071 - 451A BD-SS | NA | 0
AIR FAN - EXHAUST | 3687 | DUCTLINE | CV250 A2T | NA | 0
AIR FAN - EXHAUST | NA | DIRECTAIRE VENT | 8261PR | NA | 0
AIR FAN - EXHAUST | 106186 | FANTECH | CD-586 | NA | 0
SMOKE EXHAUST FAN | NA | ZIEHL-EBM | LE16006325 SS | NA | 0
SMOKE EXHAUST FAN | NA | ZIEHL-EBM | LE14006418 SS | NA | 0
SMOKE EXHAUST FAN | NA | ZIEHL-EBM | LE15306424 SS | NA | 0
SMOKE EXHAUST FAN | NA | JULIUS | LE153O6424 SS | NA | 0
EVAPORATIVE COOLER | NA | BONAIRE | NA | NA | 0
AIR FAN - EXHAUST | NA | JULIUS | NA | NA | 0
AIR FAN - EXHAUST | NA | OTHER | NA | NA | 0
AIR FAN - EXHAUST | UNKNOWN | JULIUS | UNKNOWN | NA | 0
TOILET EXHAUST FAN | 57061 | FANTECH | TCE254 | NA | 0
EVAPORATIVE COOLER | 804021 | BONAIR | 2360071- 250AM - BD - EAC SSS | NA | 0
SMOKE EXHAUST FAN | NA | WOODS | NA | NA | 0
AIR FAN - EXHAUST | NA | WOODS | NA | NA | 0
SMOKE EXHAUST FAN | NA | WOODS | NA | NA | 0
AIR FAN - EXHAUST | NA | JULIUS | NA | NA | 0
EVAPORATIVE COOLER | NA | CELAIRE | NA | NA | 0
EVAPORATIVE COOLER | NA | CELAIRE | NA | NA | 0
EVAPORATIVE COOLER | NA | CELAIRE | NA | NA | 0
EVAPORATIVE COOLER | NA | CELAIRE | NA | NA | 0
EVAPORATIVE COOLER | NA | CELAIRE | NA | NA | 0
EVAPORATIVE COOLER | NA | CELAIRE | NA | NA | 0
AIR FAN - EXHAUST | 22006.142 | NU AIR | NA | NA | 0
EVAPORATIVE COOLER | NA | BONAIR | NA | NA | 0
DUCTED SPLIT SYSTEM | 639162 | TEMPERZONE | ISD95KOSA95RKS | NA | 0
WALL MOUNTED SPLIT SYSTEM |  | TECO | LT1818YPS | NA | 0
DUCTED SPLIT SYSTEM | 6510100561 | PANASONIC | U-60PE1RS | NA | 0
AIR HANDLING UNIT | 8547 | PHOENIX | 270 | NA | 0
WALL MOUNTED SPLIT SYSTEM | 4202Y10169 | CARRIER | NA | R22 | 1
WALL MOUNTED SPLIT SYSTEM | 43100045 | TOSHIBA | RAS-18N3AV2-A | R410A | 1
WALL MOUNTED SPLIT SYSTEM | 6535306897 | PANASONIC | CU-RE18PKR | R410A | 1
WALL MOUNTED SPLIT SYSTEM | 6625204094 | PANASONIC | CU-E18MKR | R410A | 1
WALL MOUNTED SPLIT SYSTEM | 2603448 | SHARP | AE-A129J | R22 | 1
WALL MOUNTED SPLIT SYSTEM | T020443 | FUJITSU | AOT30RLCT | R410A | 2
DUCTED SPLIT SYSTEM | 6510100334 | PANASONIC | U-60PE1R5 | R410A | 2
CASSETTE SPLIT SYSTEM | 81PA01792 | MITSUBISHI | FDC506HES | R22 | 2
CASSETTE SPLIT SYSTEM | T001007 | FUJITSU | AOT25RZAL | R22 | 2
DUCTED SPLIT SYSTEM | NA | YORK | NA | R22 | 2
DUCTED SPLIT SYSTEM | NA | YORK | NA | R22 | 2
WALL MOUNTED SPLIT SYSTEM | T016018 | FUJITSU | AOT30RBHL | R22 | 2
WALL MOUNTED SPLIT SYSTEM | 12800197 | TOSHIBA | RAS-24SAV2A RAC-24SAV2A | R410A | 2
CASSETTE SPLIT SYSTEM | T000043 | FUJITSU | AOT18RWRL | R22 | 2
WALL MOUNTED SPLIT SYSTEM | 0A3BPAD800594B | SAMSUNG | AR24FJJBWKY | R410A | 2
WALL MOUNTED SPLIT SYSTEM | 664704007 | PANASONIC | CU-E28MKR | R410A | 2
WALL MOUNTED SPLIT SYSTEM | NA | TECO | LT3S06B | R410A | 2
WALL MOUNTED SPLIT SYSTEM | T020438 | FUJITSU | AOT30RLCT | R410A | 2
WALL MOUNTED SPLIT SYSTEM | T026745 | FUJITSU | AOT30RLCT | R410A | 2
WALL MOUNTED SPLIT SYSTEM | T026148 | FUJITSU | AOT30RLCT | R410A | 2
DUCTED SPLIT SYSTEM | C9L0190CT | NULL | UC36CSVH | R22 | 2
WALL MOUNTED SPLIT SYSTEM | 7552705452 | PANASONIC | CSCU-E28HKR | R410A | 2
WALL MOUNTED SPLIT SYSTEM | CE 00329 | YORK | YSL25BR-AFAO | R22 | 2
PACKAGED AIR CONDITIONING UNIT | 1633 | FRIGOPOL | S35HPBH | R22 | 2
CASSETTE SPLIT SYSTEM | T000274 | FUJITSU | AOT30RBC3L | R22 | 3
CASSETTE SPLIT SYSTEM | T0000801 | FUJITSU | AOT36RCD3L | R22 | 3
CASSETTE SPLIT SYSTEM | T0000862 | FUJITSU | AOT36RCD3L | R410A | 3
CASSETTE SPLIT SYSTEM | T0000800 | FUJITSU | AOT300NAXT | R410A | 3
DUCTED SPLIT SYSTEM | 4297W1072098 | APAC | S9HPCHB | R22 | 3
DUCTED SPLIT SYSTEM | 650900156 | PANASONIC | U-100PE1R5 | R410A | 3
DUCTED SPLIT SYSTEM | 6509001575 | PANASONIC | U-100PEIRS | R410A | 3
CASSETTE SPLIT SYSTEM | T000329 | FUJITSU | AOT36LCTL | R410A | 3
DUCTED SPLIT SYSTEM | 6509801696 | PANASONIC | U-140PE1R8 | R410A | 3
DUCTED SPLIT SYSTEM | C9L0190CT | JULIUS | UC60GSYH | R22 | 3
DUCTED SPLIT SYSTEM | 6509001721 | PANASONIC | U-100PE1R5 | R410A | 3
DUCTED SPLIT SYSTEM | 643675 | TEMPERZONE | ISD110KOSA110RKS | R410A | 3
DUCTED SPLIT SYSTEM | NA | BRADWAY | SCR600 | R22 | 3
CASSETTE SPLIT SYSTEM | T000140 | FUJITSU | NA | R22 | 3
DUCTED SPLIT SYSTEM | E014759 | DAIKIN | RZQ125KV4A | R410A | 4
DUCTED SPLIT SYSTEM | 4903943 | DAIKIN | RY125LVY1 | R410A | 4
DUCTED SPLIT SYSTEM | 4902511 | DAIKIN | RY125LVY1 | R410A | 4
DUCTED SPLIT SYSTEM | 4CE54736 | HITACHI | RPI-5.0 RAS-5HG7E | R407C | 4
DUCTED SPLIT SYSTEM | T000311 | FUJITSU | AOT54RBA3L | R22 | 4
DUCTED SPLIT SYSTEM | 2901101 | DAIKIN | FDYQ200RY200KUY1 | R22 | 4
DUCTED SPLIT SYSTEM | C210335AC | SANYO | SPW-C601GH8TU | R22 | 5
DUCTED SPLIT SYSTEM | G210244AC | SANYO | SPW-C601GH8TU | R22 | 5
PACKAGED AIR CONDITIONING UNIT | 4399W136514 | CARRIER | C05800 50QSA020-901-03 | R22 | 5
PACKAGED AIR CONDITIONING UNIT | K000113 | DAIKIN | VAYQ180BY1A | R410A | 9
PACKAGED AIR CONDITIONING UNIT | 1629 | FRIGOPOL | S45HPBH | R22 | 15
PACKAGED AIR CONDITIONING UNIT | A1302043 | DUNN AIR | PH66BB2-R-F1 | R410A | 15
PACKAGED AIR CONDITIONING UNIT | A1302042 | DUNN AIR | PH66BB2-R-F1 | R410A | 15
PACKAGED AIR CONDITIONING UNIT | 1630 | FRIGOPOL | S45HPBH | R22 | 15
PACKAGED AIR CONDITIONING UNIT | 1631 | FRIGOPOL | S45HPBH | R22 | 15
DX CONDENSING UNIT | II 5566 | POWER PAX | X044-2C-3F | R134A | 335
DX CONDENSING UNIT | II 5566 | POWER PAX | X044-2C-3F | R134A | 335
AIR HANDLING UNIT | A160137-003 | NULL | SA-650V (SKILLED AIR AUSTRALIA) | NA | 0
AIR HANDLING UNIT | WA090413-004 | FAN COIL INC | FCS650V | NA | 0
VARIABLE SPEED DRIVE | 203715G442 | DANFOSS | 131B4061 | NA | 0
AIR HANDLING UNIT | WA250913-003 | FAN COIL INC | FCS650V | NA | 0
AIR HANDLING UNIT | WA250913-004 | FAN COIL INC | FCS650V | NA | 0
AIR HANDLING UNIT | A160137-002 | NULL | SA-650V (SKILLED AIR AUSTRALIA) | NA | 0
VARIABLE SPEED DRIVE | 134017G056 | DANFOSS | VLT HVAC DRIVE FC 102 | NA | 0
AIR HANDLING UNIT | WA250912-003 | FAN COIL INC | FCS650V | NA | 0
VARIABLE SPEED DRIVE | 187015G252 | DANFOSS | VLT. 131B4061 | NA | 0
AIR HANDLING UNIT | A160137-005 | NULL | SA-650V | NA | 0
AIR HANDLING UNIT | A160137-004 | NULL | SA-650V | NA | 0
AIR HANDLING UNIT | A160137-006 | NULL | SA-650V | NA | 0
AIR HANDLING UNIT | WA250913-001 | FAN COIL INC | FSC650V | NA | 0
AIR HANDLING UNIT | A160137-001 | NULL | SA-650V | NA | 0
AIR HANDLING UNIT | WA250913-002 | FAN COIL INC | FCS650V | NA | 0
AIR HANDLING UNIT | 25 J 421328 | CARRIER | 30 ED 17 | NA | 0
AIR HANDLING UNIT | 25 J 421316 | CARRIER | 39 ED 17 | NA | 0
AIR HANDLING UNIT | WA090413-005 | FAN COIL INC | FCS650V | NA | 0
AIR HANDLING UNIT | 25 J 421330 | CARRIER | 39 ED 17 | NA | 0
AIR HANDLING UNIT | 25 J 421329 | CARRIER | 39 ED 17 | NA | 0
AIR HANDLING UNIT | 25 J 421314 | CARRIER | 39 ED 08 | NA | 0
AIR HANDLING UNIT | 25 D 504355 | CARRIER | 39 ED 11 | NA | 0
VARIABLE SPEED DRIVE | 13751G086 | DANFOSS | VLT HVAC DRIVE FC 102 | NA | 0
VARIABLE SPEED DRIVE | 024717G383 | DANFOSS | VLT. 131B4061 | NA | 0
VARIABLE SPEED DRIVE | 024817G383 | DANFOSS | VLT. 131B4061 | NA | 0
VARIABLE SPEED DRIVE | 134117G056 | DANFOSS | FC-102 | NA | 0
VARIABLE SPEED DRIVE | 129117G495 | DANFOSS | FC-102 | NA | 0
VARIABLE SPEED DRIVE | 106517G225 | DANFOSS | FC-102 | NA | 0
VARIABLE SPEED DRIVE | 024517G383 | DANFOSS | 131B4061 | NA | 0
VARIABLE SPEED DRIVE | 138117G086 | DANFOSS | FC-102 | NA | 0
VARIABLE SPEED DRIVE | 024617G383 | DANFOSS | VLT. 131B4061 | NA | 0
VARIABLE SPEED DRIVE | V00000021656 | OTHER | VACON0100-3L-0023-4 | NA | 0
VARIABLE SPEED DRIVE | V00000014259 | OTHER | VACON0100-3L-0023-4 | NA | 0
VARIABLE SPEED DRIVE | 018216G213 | DANFOSS | VLT. 131B4061 | NA | 0
VARIABLE SPEED DRIVE | 069832G206 | DANFOSS | VLT6016HT4C54STR3DLF00A00C0 | NA | 0
VARIABLE SPEED DRIVE | V00000030495 | OTHER | VACON0100-3L-0016-4 | NA | 0
VARIABLE SPEED DRIVE | V00000001606 | OTHER | VACON0100-3L-0012-4 | NA | 0
VARIABLE SPEED DRIVE | 108510G311 | DANFOSS | VLT. 131B5657 | NA | 0
VARIABLE SPEED DRIVE | 107710G301 | DANFOSS | VLT. 131B5657 | NA | 0
FIRE DAMPER |  | NULL |  | NA | 0
FIRE DAMPER |  | NULL |  | NA | 0
FIRE DAMPER |  | NULL |  | NA | 0
FIRE DAMPER |  | NULL |  | NA | 0
FIRE DAMPER |  | NULL |  | NA | 0
FIRE DAMPER |  | NULL |  | NA | 0
FIRE DAMPER |  | NULL |  | NA | 0
FIRE DAMPER |  | NULL |  | NA | 0
FIRE DAMPER |  | NULL |  | NA | 0
FIRE DAMPER |  | NULL |  | NA | 0
FIRE DAMPER |  | NULL |  | NA | 0
FIRE DAMPER |  | NULL |  | NA | 0
FIRE DAMPER |  | NULL |  | NA | 0
FIRE PANEL |  | NULL |  | NA | 0
FIRE DAMPER |  | NULL |  | NA | 0
FIRE DAMPER |  | NULL |  | NA | 0
FIRE DAMPER |  | NULL |  | NA | 0
FIRE DAMPER |  | NULL |  | NA | 0
FIRE DAMPER |  | NULL |  | NA | 0
FIRE DAMPER |  | NULL |  | NA | 0
FIRE DAMPER |  | NULL |  | NA | 0
FIRE DAMPER |  | NULL |  | NA | 0
FIRE DAMPER |  | NULL |  | NA | 0
FIRE DAMPER |  | NULL |  | NA | 0
FIRE DAMPER |  | NULL |  | NA | 0
FIRE DAMPER |  | NULL |  | NA | 0
FIRE DAMPER |  | NULL |  | NA | 0
FIRE DAMPER |  | NULL |  | NA | 0
FIRE DAMPER |  | NULL |  | NA | 0
FIRE DAMPER |  | NULL |  | NA | 0
FIRE DAMPER |  | NULL |  | NA | 0
FIRE DAMPER |  | NULL |  | NA | 0
FIRE DAMPER |  | NULL |  | NA | 0
FIRE DAMPER |  | NULL |  | NA | 0
FIRE DAMPER |  | NULL |  | NA | 0
FIRE DAMPER |  | NULL |  | NA | 0
FIRE DAMPER |  | NULL |  | NA | 0
FIRE DAMPER |  | NULL |  | NA | 0
FIRE DAMPER |  | NULL |  | NA | 0
FIRE DAMPER |  | NULL |  | NA | 0
FIRE DAMPER |  | NULL |  | NA | 0
FIRE DAMPER |  | NULL |  | NA | 0
FIRE DAMPER |  | NULL |  | NA | 0
FIRE DAMPER |  | NULL |  | NA | 0
FIRE DAMPER |  | NULL |  | NA | 0
FIRE DAMPER |  | NULL |  | NA | 0
FIRE DAMPER |  | NULL |  | NA | 0
FIRE DAMPER |  | NULL |  | NA | 0
FIRE DAMPER |  | NULL |  | NA | 0
FIRE DAMPER |  | AIRMASTER |  | NA | 0
FIRE DAMPER |  | NULL |  | NA | 0
FIRE DAMPER |  | NULL |  | NA | 0
FIRE DAMPER |  | NULL |  | NA | 0
AIR FAN - EXHAUST |  | FANTECH | AS PER PHOTOS | NA | 0
CHILLER - WATER COOLED | IK 5600 | POWER PAX | W088-2E-N-SD-24156250E2-20156252C2 | R134A | 0
CHILLED WATER PUMP | NA | AJAX | 52 | NA | 0
CHILLED WATER PUMP | AQU991042 | OTHER | AP80-32-S10 | NA | 0
CONDENSER WATER PUMP | 28496-4B | AJAX | 210423D. MC | NA | 0
CONDENSER WATER PUMP | 28496-4A | AJAX | 210423D | NA | 0
COOLING TOWER | 99 J0416 | BAC | IL100 8P3 | NA | 0
COOLING TOWER |  | BAC | IL100 8P3 | NA | 0
VARIABLE SPEED DRIVE | 087615G151 | DANFOSS | VLT 13B339 | NA | 0
VARIABLE SPEED DRIVE | 011910G438 | DANFOSS | VLT. 131B3319 | NA | 0
VARIABLE SPEED DRIVE | 011732G136 | DANFOSS | VLT 6022HT 4C54STR3DLF00A00C0 | NA | 0
VARIABLE SPEED DRIVE | 259332G486 | DANFOSS | VLT 6022HT 4C54STR3DLF00A00C0 | NA | 0
VARIABLE SPEED DRIVE | 055515G351 | DANFOSS | VLT. 131B5665 | NA | 0
VARIABLE SPEED DRIVE | 055615G351 | DANFOSS | VLT. 131B5665 | NA | 0
VARIABLE SPEED DRIVE | 104210G351 | DANFOSS | VLT. 131B5660 | NA | 0
VARIABLE SPEED DRIVE | 057415G361 | DANFOSS | VLT. 131B4249 | NA | 0
CONDENSER WATER PUMP | 154634G501 | DANFOSS | VLT6011HT4C54STR3DLF00A00C0 | NA | 0
VARIABLE SPEED DRIVE | 169834G022 | DANFOSS | VLT6011HT-4C54STR3DLF00A00C0 | NA | 0
CONDENSER WATER PUMP | AW990063 | TECO | AQUAP125-26-S10 | NA | 0
CONDENSER WATER PUMP |  | AJAX | 65-26 | NA | 0
CONDENSER WATER PUMP |  | AJAX | EG125-26 | NA | 0
CHILLED WATER PUMP | 2006-0036 | AJAX | 210415 | NA | 0
CONDENSER WATER PUMP | 28496-1A | AJAX | 219422DMC | NA | 0
CONDENSER WATER PUMP | 28496-1B | AJAX | 210422D MC | NA | 0
STAIRWELL PRESSURISATION FAN |  | NULL |  | NA | 0
TOILET EXHAUST FAN |  | NULL |  | NA | 0
TOILET EXHAUST FAN |  | NULL |  | NA | 0
GAS DETECTION - SENSOR |  | NULL |  | NA | 0
GAS DETECTION - SENSOR |  | NULL |  | NA | 0
GAS DETECTION - SENSOR |  | NULL |  | NA | 0
GAS DETECTION - SENSOR |  | NULL |  | NA | 0
STAIRWELL PRESSURISATION FAN |  | NULL |  | NA | 0
STAIRWELL PRESSURISATION FAN |  | NULL |  | NA | 0
CAR PARK EXHAUST FAN |  | NULL |  | NA | 0
CAR PARK EXHAUST FAN |  | WOODS |  | NA | 0
AIR FAN - EXHAUST |  | FANTECH |  | NA | 0
CHILLER - WATER COOLED | A84H0127 | TRANE | CGOB-080S-CF-011000210200000-A | R22 | 56
CHILLER - WATER COOLED | LD 6798 | POWER PAX | WA096.2HH6.22NS | R134A | 284
EVAPORATIVE COOLER | UNKNOWN | BRAEMAR | UNKNOWN | NA | 0
AIR FAN - EXHAUST | 216017A | FANS DIRECT | TVDC 560 4D | NA | 0
TOILET EXHAUST FAN | UNKNOWN | DIRECTAIRE VENT | 5881 UBF | NA | 0
AIR FAN - EXHAUST | UNKNOWN | FANS DIRECT | UNKNOWN | NA | 0
EVAPORATIVE COOLER | UNKNOWN | NULL | UNKNOWN | NA | 0
EVAPORATIVE COOLER | UNKNOWN | BREEZEAIR | UNKNOWN | NA | 0
0 - NOT SET | UNKNOWN | NULL | AIRGROUP D21 | NA | 0
EVAPORATIVE COOLER | UNKNOWN | NULL | AIRGROUP D255 | NA | 0
EVAPORATIVE COOLER | UNKNOWN | NULL | AIRGROUP D255 | NA | 0
EVAPORATIVE COOLER | UNKNOWN | NULL | D255 | NA | 0
EVAPORATIVE COOLER | UNKNOWN | NULL | CONVAIR | NA | 0
EVAPORATIVE COOLER | UNKNOWN | BREEZEAIR | UNKNOWN | NA | 0
EVAPORATIVE COOLER | UNKNOWN | NULL | CONVAIR | NA | 0
EVAPORATIVE COOLER | UNKNOWN | NULL | CONVAIR | NA | 0
AIR FAN - EXHAUST | UNKNOWN | NULL | SMITHS | NA | 0
AIR FAN - EXHAUST | UNKNOWN | NULL | SMITHS | NA | 0
AIR FAN - EXHAUST | UNKNOWN | FANTECH | FAD047-14DM | NA | 0
AIR FAN - EXHAUST | 15166 | DIRECTAIRE VENT | 5747 | NA | 0
AIR FAN - EXHAUST | 179140 | FANS DIRECT | RC-1 | NA | 0
KITCHEN EXHAUST FAN | UNKNOWN | FANTECH | UNKNOWN | NA | 0
KITCHEN EXHAUST FAN | UNKNOWN | FANTECH | UNKNOWN | NA | 0
AIR FAN - EXHAUST | UNKNOWN | FANTECH | UNKNOWN | NA | 0
AIR FAN - EXHAUST | UNKNOWN | FANTECH | UNKNOWN | NA | 0
AIR FAN - EXHAUST | UNKNOWN | UNKNOWN | UNKNOWN | NA | 0
AIR FAN - EXHAUST | UNKNOWN | DIRECTAIRE VENT | UNKNOWN | NA | 0
AIR FAN - EXHAUST | UNKNOWN | FANTECH | UNKNOWN | NA | 0
WALL MOUNTED SPLIT SYSTEM | 2994102517 | PANASONIC | CS-RE12MKR | R410A | 1
WALL MOUNTED SPLIT SYSTEM | 2975307693 | PANASONIC | CS-E12MKR | R410A | 1
AIR COOLED SPLIT SYSTEM | 6631301097 | PANASONIC | CU RE12 MKR | R410A | 2
AIR COOLED SPLIT SYSTEM | 6626506993 | PANASONIC | CU E12MKR | R410A | 2
AIR FAN - EXHAUST |  | NULL |  | NA | 0
AIR FAN - EXHAUST |  | NULL |  | NA | 0
AIR FAN - EXHAUST |  | NULL |  | NA | 0
AIR FAN - EXHAUST |  | NULL |  | NA | 0
AIR FAN - EXHAUST |  | NULL |  | NA | 0
AIR FAN - EXHAUST |  | NULL |  | NA | 0
AIR FAN - EXHAUST |  | NULL |  | NA | 0
AIR FAN - EXHAUST |  | NULL |  | NA | 0
AIR FAN - EXHAUST |  | NULL |  | NA | 0
AIR FAN - EXHAUST |  | NULL |  | NA | 0
AIR FAN - EXHAUST |  | NULL |  | NA | 0
AIR FAN - EXHAUST |  | NULL |  | NA | 0
AIR FAN - EXHAUST |  | NULL |  | NA | 0
AIR FAN - EXHAUST |  | NULL |  | NA | 0
AIR FAN - EXHAUST |  | NULL |  | NA | 0
AIR FAN - EXHAUST |  | NULL |  | NA | 0
AIR FAN - EXHAUST |  | NULL |  | NA | 0
AIR FAN - EXHAUST |  | NULL |  | NA | 0
AIR FAN - EXHAUST |  | NULL |  | NA | 0
COOL ROOM |  | NULL |  | NA | 0
COOL ROOM |  | NULL |  | NA | 0
COOL ROOM |  | NULL |  | NA | 0
HEAT EXCHANGER - ROTARY |  | NULL |  | NA | 0
HEAT EXCHANGER - ROTARY |  | NULL |  | NA | 0
HEAT EXCHANGER - ROTARY |  | NULL |  | NA | 0
HEAT EXCHANGER - ROTARY |  | NULL |  | NA | 0
HEAT EXCHANGER - ROTARY |  | NULL |  | NA | 0
AIR FAN - EXHAUST |  | NULL |  | NA | 0
PACKAGED AIR CONDITIONING UNIT |  | NULL |  | NA | 0
PACKAGED AIR CONDITIONING UNIT |  | NULL |  | NA | 0
AIR FAN - EXHAUST |  | NULL |  | NA | 0
AIR FAN - EXHAUST |  | NULL |  | NA | 0
AIR FAN - EXHAUST |  | NULL |  | NA | 0
CHILLED WATER PUMP |  | NULL |  | NA | 0
CHILLED WATER PUMP |  | NULL |  | NA | 0
CHILLED WATER PUMP |  | NULL |  | NA | 0
CHILLER - RECIPROCATING |  | NULL |  | NA | 0
CHILLER - RECIPROCATING |  | NULL |  | NA | 0
CHILLER - RECIPROCATING |  | NULL |  | NA | 0
SMOKE EXHAUST FAN | 368057 | FANTECH | RSS1256GA624 | NULL | NULL
SMOKE EXHAUST FAN | 368057 | FANTECH | RSS1256GA624 | NULL | NULL
SMOKE EXHAUST FAN | 361582 | FANTECH | RSS1256GA623 | NULL | NULL
SMOKE EXHAUST FAN | 361582 | FANTECH | RSS1256GA623 | NA | 0
SMOKE EXHAUST FAN | 361582 | FANTECH | RSS1256GA623 | NULL | NULL
DUCTED SPLIT SYSTEM | 76963 | TEMPERZONE | ISD 780Q | NA | 0
DUCTED SPLIT SYSTEM | 76960 | TEMPERZONE | ISD 780Q | NA | 0
DUCTED SPLIT SYSTEM | UNKNOWN | TEMPERZONE | UNKNOWN | NA | 0
DUCTED SPLIT SYSTEM | 76991 | TEMPERZONE | ISD 600Q | NA | 30
DUCTED SPLIT SYSTEM | UNKNOWN | TEMPERZONE | UNKNOWN | NA | 0
DUCTED SPLIT SYSTEM | SERIAL NUMBER HAS BEEN PAINTED OVER | TEMPERZONE | MODEL NUMBER HAS BEEN PAINTED OVER | NA | 0
DUCTED SPLIT SYSTEM | NO ACCESS | TEMPERZONE | NO ACCESS | NA | 0
CAR PARK SUPPLY AIR FAN | 363554 | FANTECH | AP1806CA621 | NA | 0
DUCTED SPLIT SYSTEM | E001751 | DAIKIN | FDXS60CVMA | R410A | 0
DUCTED SPLIT SYSTEM | 662713 | TEMPERZONE | ISD 460K | R410A | 30
DUCTED SPLIT SYSTEM | 658771 | TEMPERZONE | ISD 270 K | R410A | 0
DUCTED SPLIT SYSTEM | E001770 | DAIKIN | FDXS60CVMA | R410A | 0
DUCTED SPLIT SYSTEM | 77396 | TEMPERZONE | ISD 600Q | R407C | 30
DUCTED SPLIT SYSTEM | SERIAL NUMBER HAS BEEN PAINTED OVER | TEMPERZONE | MODEL NUMBER HAS BEEN PAINTED OVER | NA | 0
DUCTED SPLIT SYSTEM | 75989 | TEMPERZONE | ISD 500Q | R407C | 30
DUCTED SPLIT SYSTEM | 76344 | TEMPERZONE | ISD 500Q | R407C | 30
DUCTED SPLIT SYSTEM | 76938 | TEMPERZONE | ISD 600Q | R407C | 30
DUCTED SPLIT SYSTEM | 76959 | TEMPERZONE | ISD 780Q | R407C | 0
DUCTED SPLIT SYSTEM |  | TEMPERZONE |  | R410A | 0
DUCTED SPLIT SYSTEM | NOT ACCESABLE | TEMPERZONE | ISD 500Q | R407C | 30
DUCTED SPLIT SYSTEM | 77394 | TEMPERZONE | ISD 600Q | R407C | 30
DUCTED SPLIT SYSTEM | 77487 | TEMPERZONE | ISD 500Q | R407C | 30
DUCTED SPLIT SYSTEM | 77486 | TEMPERZONE | ISD 500Q | R407C | 30
DUCTED SPLIT SYSTEM | 77487 | TEMPERZONE | ISD 500Q | R407C | 0
DUCTED SPLIT SYSTEM | 75988 | TEMPERZONE | ISD 500Q | R407C | 30
DUCTED SPLIT SYSTEM | 650977 | TEMPERZONE | ISD 405K | R410A | 25
DUCTED SPLIT SYSTEM | 650977 | TEMPERZONE | ISD 405K | R410A | 0
DUCTED SPLIT SYSTEM | 75988 | TEMPERZONE | ISD 500Q | R407C | 0
DUCTED SPLIT SYSTEM | NO ACCESS | TEMPERZONE | NO ACCESS | NA | 0
DUCTED SPLIT SYSTEM | 76993 | TEMPERZONE | ISD 600Q | NA | 30
DUCTED SPLIT SYSTEM | 76900 | TEMPERZONE | ISD 600Q | NA | 30
DUCTED SPLIT SYSTEM | NO ACCESS | TEMPERZONE | ISD 160K | NA | 0
DUCTED SPLIT SYSTEM | 76992 | TEMPERZONE | ISD 600Q | NA | 30
DUCTED SPLIT SYSTEM | NO ACCESS | TEMPERZONE | NO ACCESS | NA | 0
CAR PARK EXHAUST FAN | 0 | FANTECH | AP2006DA620 | NA | 0
CAR PARK EXHAUST FAN | 363550 | FANTECH | AP2006FA620 | NA | 0
DUCTED SPLIT SYSTEM |  | TEMPERZONE |  | NA | 0
AIR FAN - SUPPLY |  | S&P | TD2000-315 | NA | 0
AIR FAN - EXHAUST | 0 | S&P | TD2000-315 | NA | 0
VARIABLE SPEED DRIVE |  | AIRMASTER | ALTIVAR | NA | 0
VARIABLE SPEED DRIVE |  | AIRMASTER |  | NA | 0
VARIABLE SPEED DRIVE |  | AIRMASTER |  | NA | 0
DUCTED SPLIT SYSTEM | 77801 | TEMPERZONE | OSA500RB-X | R407C | 6
DUCTED SPLIT SYSTEM | 76452 | TEMPERZONE | OSA500RB-X | R407C | 12
DUCTED SPLIT SYSTEM | 656093 | TEMPERZONE | OSA270RKT | R410A | 0
AIR FAN - EXHAUST | 369260 | FANTECH | CE254V | NA | 0
DUCTED SPLIT SYSTEM | 663456 | TEMPERZONE | OSA 160RKT | R410A | 0
DUCTED SPLIT SYSTEM | 77713 | TEMPERZONE | OSA600RB-X | R407C | 10
DUCTED SPLIT SYSTEM | 77717 | TEMPERZONE | OSA 600RB-X | R407C | 0
TOILET EXHAUST FAN | 357277 | FANTECH | CD506V | NA | 0
DUCTED SPLIT SYSTEM | 77714 | TEMPERZONE | OSA 600RB-X | R407C | 0
DUCTED SPLIT SYSTEM | 77604 | TEMPERZONE | OSA 780RB-X | R407C | 10
SMOKE EXHAUST FAN | 368057 | FANTECH | RSS1256GA624 | NULL | NULL
DUCTED SPLIT SYSTEM | 77718 | TEMPERZONE | OSA 600RB-X | R407C | 10
DUCTED SPLIT SYSTEM | 77716 | TEMPERZONE | OSA 600RB-X | R407C | 10
DUCTED SPLIT SYSTEM | E006473 | DAIKIN | RXS60FBVMA | R410A | 3
DUCTED SPLIT SYSTEM | 77317 | TEMPERZONE | OSA 780RB-X | R407C | 13
DUCTED SPLIT SYSTEM | 77605 | TEMPERZONE | OSA 780RB-X | R407C | 15
DUCTED SPLIT SYSTEM | E006476 | DAIKIN | RXS60FBVMA | R410A | 3
DUCTED SPLIT SYSTEM | 76955 | TEMPERZONE | OSA600RB-X | R407C | 8
DUCTED SPLIT SYSTEM | 662717 | TEMPERZONE | OSA 460RKTV | R410A | 13.8
DUCTED SPLIT SYSTEM | 76971 | TEMPERZONE | OSA 500RB-X | R407C | 7.1
DUCTED SPLIT SYSTEM | 76453 | TEMPERZONE | OSA 500RB-X | R407C | 7.1
DUCTED SPLIT SYSTEM | 76455 | TEMPERZONE | OSA500RB-X | R407C | 7.2
DUCTED SPLIT SYSTEM | 77800 | TEMPERZONE | OSA 500RB-X | R407C | 7.3
DUCTED SPLIT SYSTEM | 77800 | TEMPERZONE | OSA 500RB-X | R407C | 7.3
DUCTED SPLIT SYSTEM | 77799 | TEMPERZONE | OSA 500RB-X | R407C | 7.35
DUCTED SPLIT SYSTEM | 76454 | TEMPERZONE | OSA 500RB-X | R407C | 7.36
DUCTED SPLIT SYSTEM | 77798 | TEMPERZONE | OSA 500RB-X | R407C | 7.76
DUCTED SPLIT SYSTEM | 663926 | TEMPERZONE | OSA 270RKT | R410A | 7.84
DUCTED SPLIT SYSTEM | 77797 | TEMPERZONE | OSA 500RB-X | R407C | 7.9
DUCTED SPLIT SYSTEM | 652422 | TEMPERZONE | OSA 330RKTV | R410A | 8
DUCTED SPLIT SYSTEM | 76951 | TEMPERZONE | OSA 600RB-X | R407C | 8
DUCTED SPLIT SYSTEM | 77615 | TEMPERZONE | OSA 780RB-X | R407C | 8.2
DUCTED SPLIT SYSTEM | 656813 | TEMPERZONE | OSA 405RKTV | R404A | 1.03
DUCTED SPLIT SYSTEM | 660604 | TEMPERZONE | OSA 460RKTV | R410A | 13.45
VARIABLE SPEED DRIVE | VLT | DANFOSS | FC 102 | NULL | NULL
BOILER - GAS ATMOSPHERIC | 2009091006680 | S&P | B1722NCMID | NULL | NULL
BOILER - GAS ATMOSPHERIC | 20090910006679 | S&P | V1722NCMID | NULL | NULL
AIR HANDLING UNIT | C2533 | CUSTOM-BUILT | DESIGN10 TYPEA 40HP | NULL | NULL
SWITCHBOARD MECHANICAL | NULL | ABB | NULL | NULL | NULL
AIR HANDLING UNIT | NA | ABB | NA | NULL | NULL
DOSING POT (CLOSED LOOPS) | CTS 1067 | NULL | DIGICHEM PLUS | NULL | NULL
HEATING HOT WATER PUMP | R24-2414-H1B | REHAU | SW40-26 | NULL | NULL
CONDENSER WATER PUMP | 97394L2 | RAYPAK | 125X100-250INP259 | NULL | NULL
CONDENSER WATER PUMP | 97394L2 | RAYPAK | 125X100-250IMP259 | NULL | NULL
CHILLED WATER PUMP | 97395 L2 | RAYPAK | 100X65-310INP | NULL | NULL
CHILLED WATER PUMP | 17B97A03 | RAYPAK | 100X65-315INP301 | NULL | NULL
HEATING HOT WATER PUMP | 224-244-H2B | REHAU | SW40-26 | NULL | NULL
BMS | NA | NULL | NA | NULL | NULL
SWITCHBOARD MECHANICAL |  | NULL |  | NULL | NULL
COOLING TOWER | C4J0966 | BARREL FAN | RCT2297 | NULL | NULL
AIR FAN - EXHAUST | NA | WORMALD | A31959 | NULL | NULL
AIR FAN - EXHAUST | 41RPM. .18KW. 6MF. .8AMPS. 240V. | FEDERAL | MV302E | NULL | NULL
AIR FAN - EXHAUST | NA | WORMALD | A31955 | NULL | NULL
AIR FAN - EXHAUST | 2243A | WORMALD | DSM400 | NULL | NULL
AIR FAN - EXHAUST | NA | WORMALD | A34413 | NULL | NULL
AIR HANDLING UNIT | 94267 | OTHER | IJD1400 | NA | 0
SMOKE EXHAUST FAN | 15.6AMP. 7.5KW | NULL | AR31256VSS | NULL | NULL
SMOKE EXHAUST FAN | 7.5KW. 13.9 AMPS. | NULL | AR3764VSS | NULL | NULL
AIR FAN - EXHAUST | 1.1KW. 2.8AMP MODEL # AR3766VSS | UNKNOWN | Other | NULL | NULL
PACKAGED AIR CONDITIONING UNIT | 124578 | TEMPERZONE | HCIGCUTC | R410A | 5
CHILLER - SCREW | 57J8125201 | MCQUAY | PFS235C7XX | R134A | 351
CHILLER - SCREW | 57J8128301 | MCQUAY | PFS235C7XX | R134A | 351
PACKAGED AIR CONDITIONING UNIT | WAMM001843 | YORK | PHP036H1021A | R22 | 3
PACKAGED AIR CONDITIONING UNIT | NMLM123799 | YORK | B3CH048A50C | R22 | 5
PACKAGED AIR CONDITIONING UNIT | NA | YORK | NO LABLE | R22 | 5
PACKAGED AIR CONDITIONING UNIT | R0407005 | YORK | YRM036R4DBCCA | R22 | 10
DUCTED SPLIT SYSTEM | R0404044 | YORK | YCS036R4DXCCX | R22 | 10
DUCTED SPLIT SYSTEM | R0208017 | YORK | YCS044D | R22 | 10
DUCTED SPLIT SYSTEM | R0405045 | YORK | YCS030R4SXCCX | R22 | 10
DUCTED SPLIT SYSTEM | NA | YORK | YCS036R4DXCCX | R22 | 10
DUCTED SPLIT SYSTEM | NA | YORK | NA | R22 | 0
AIR HANDLING UNIT | ? | ZEIL | ? | R22 | 20
AIR HANDLING UNIT | NIL | ZEIL | ? | R22 | 20
DUCTED SPLIT SYSTEM | R0211032 | YORK | YCS054DHZ | R22 | 20
DUCTED SPLIT SYSTEM | R0209015 | ZEIL | YCS060D | R22 | 20
DUCTED SPLIT SYSTEM | R0901026 | YORK | YCS054D | R22 | 20
DUCTED SPLIT SYSTEM | 97298 | THERMAL EQUP CO | OSA 950RKTBV | R410A | 30
PACKAGED AIR CONDITIONING UNIT | 98196 | TEMPERZONE | OPA1370RKTM01 | R410A | 45
DUCTED SPLIT SYSTEM | NA | TEMPERZONE | ISD570KBH-P | R410A | 0
AIR FAN - EXHAUST | NA | FEDERAL | NA | NULL | NULL
AIR FAN - EXHAUST | NA | FEDERAL | NA | NULL | NULL
STAIRWELL PRESSURISATION FAN | NA | FANTECH | 0 | NULL | NULL
SMOKE EXHAUST FAN | NA | FEDERAL | AP125-827 | NULL | NULL
SMOKE EXHAUST FAN | 7753.6 | AEROVENT | SA140HS-603-ATG21L | NULL | NULL
SMOKE EXHAUST FAN | FLA=8.3. KW=4. RPM=960. V=415 | FEDERAL | AP125-1811 | NULL | NULL
SMOKE EXHAUST FAN | 7753.6 | AEROVENT | SA140HS-603-ATG21L | NULL | NULL
SMOKE EXHAUST FAN | 8.8FLA. 4KW. 960RPM. 415V. | FEDERAL | AP125-1812.5 | NULL | NULL
AIR FAN - EXHAUST | NA | FEDERAL | NA | NULL | NULL
STAIRWELL PRESSURISATION FAN | NA | FEDERAL | NA | NULL | NULL
SMOKE EXHAUST FAN | 11.1FLA. 5.5KW. 960RPM. 415V. | FEDERAL | AP125-1817 | NULL | NULL
STAIRWELL PRESSURISATION FAN | NA | FEDERAL | NA | NULL | NULL
STAIRWELL PRESSURISATION FAN | NA | FEDERAL | NA | NULL | NULL
AIR FAN - EXHAUST | NA | FEDERAL | NA | NULL | NULL
SMOKE EXHAUST FAN | 268208 | FEDERAL | RSS1004GA6F055 | NULL | NULL
SMOKE EXHAUST FAN | NA | FEDERAL | NA | NULL | NULL
SMOKE EXHAUST FAN | 22FLA. 11KW. 960RPM. 415V. | FEDERAL | SS125-8-240 | NULL | NULL
SMOKE EXHAUST FAN | 22FLA. 11KW. 960RPM. 415V. | FEDERAL | SS125-8-240 | NULL | NULL
WALL MOUNTED SPLIT SYSTEM | 3940115283 | PANASONIC | CSRE24PKR | R410A | 0
WALL MOUNTED SPLIT SYSTEM | 6003830 | MODULEX | MUZ-A30YV | R410A | 2
WALL MOUNTED SPLIT SYSTEM | 6535415859 | PANASONIC | CU RE24PKR | R410A | 2
WALL MOUNTED SPLIT SYSTEM | 6535415859 | PANASONIC | CURE24PKR | R410A | 2
WALL MOUNTED SPLIT SYSTEM | 3940115288 | PANASONIC | CSRE24PKR | R410A | 0
PACKAGED AIR CONDITIONING UNIT | 732639 | TEMPERZONE | OPA205RKTH | R410A | 6
DUCTED SPLIT SYSTEM | 98474 | TEMPERZONE | OSA570RKTBV | R410A | 16
PACKAGED AIR CONDITIONING UNIT | 87308 | TEMPERZONE | OPA595RKTBH | R410A | 19
PACKAGED AIR CONDITIONING UNIT | 80008 | TEMPERZONE | OPA850RKTBH | R410A | 20
PACKAGED AIR CONDITIONING UNIT | 87386 | TEMPERZONE | OPA850RKTBH | R410A | 20
PACKAGED AIR CONDITIONING UNIT | 87391 | TEMPERZONE | OPA850RKTBH | R410A | 20
PACKAGED AIR CONDITIONING UNIT | 87955 | TEMPERZONE | OPA850RKTBH | R410A | 20
PACKAGED AIR CONDITIONING UNIT | 79279 | TEMPERZONE | OPA850RKTBH | R410A | 20
PACKAGED AIR CONDITIONING UNIT | 80293 | TEMPERZONE | OPA850RKTBH | R410A | 20
PACKAGED AIR CONDITIONING UNIT | 80295 | TEMPERZONE | OPA850RKTBH | R410A | 20
DUCTED SPLIT SYSTEM | 98478 | TEMPERZONE | OSA570RKTBV | R410A | 19
DUCTED SPLIT SYSTEM | 55801 | TEMPERZONE | OSA780RB-X | R22 | 20
DUCTED SPLIT SYSTEM | 51277 | TEMPERZONE | OSA780RB-X | R22 | 20
DUCTED SPLIT SYSTEM | 61617 | TEMPERZONE | OSA600RB-X | R407C | 20
DUCTED SPLIT SYSTEM | 76421 | TEMPERZONE | OSA780RB-X | R407C | 20
DUCTED SPLIT SYSTEM | 76419 | TEMPERZONE | OSA780RB-X | R407C | 20
PACKAGED AIR CONDITIONING UNIT | 65988 | THERMAL EQUP CO | OPA 920RB | R22 | 21
CHILLED WATER PUMP | 28883 | HASKEL | VRD 55 | NULL | NULL
CHILLED WATER PUMP | 2711 | HASKEL | U612 | NULL | NULL
VARIABLE SPEED DRIVE | NA | DANFOSS | / | NULL | NULL
COOLING TOWER | 03 J0851 | BARREL FAN | ROT2236 | NULL | NULL
CONDENSER WATER PUMP | 5070 | HASKEL | 604 | NULL | NULL
CONDENSER WATER PUMP | 5079 | HASKEL | 604 | NULL | NULL
SWITCHBOARD MECHANICAL |  | AEC |  | NULL | NULL
SWITCHBOARD MECHANICAL | NULL | ASEA | NULL | NULL | NULL
SWITCHBOARD MECHANICAL | NULL | REGENT | NULL | NULL | NULL
SWITCHBOARD MECHANICAL |  | REGENT |  | NULL | NULL
BOILER - GAS ATMOSPHERIC | W07039 | ASEA | BG 1750 | NULL | NULL
BOILER - GAS ATMOSPHERIC | NA | RAYPAK | B1412NCM | NULL | NULL
HEATING HOT WATER PUMP | 28887 | HASKEL | VRD 2-2 | NULL | NULL
HEATING HOT WATER PUMP | 28887 | HASKEL | VRD 2-2 | NULL | NULL
CALORIFIER (DOMESTIC HW) | NA | NULL | NA | NULL | NULL
SWITCHBOARD MECHANICAL | NULL | ASEA | NULL | NULL | NULL
AIR FAN - EXHAUST | NA | FEDERAL | NA | NULL | NULL
SMOKE EXHAUST FAN | 7753.3 | AEROVENT | EMHD-150HS-603-ATG24K | NULL | NULL
SMOKE EXHAUST FAN | 7753.5 | AEROVENT | EMHD-140HS-803-ATG18I | NULL | NULL
SMOKE EXHAUST FAN | 7753.5 | AEROVENT | EMHD-140HS-803-ATG18I | NULL | NULL
SMOKE EXHAUST FAN | 7753.4 | AEROVENT | EMHD080HS603AZ2CC32E | NULL | NULL
AIR FAN - EXHAUST | NA | FEDERAL | NA | NULL | NULL
AIR FAN - EXHAUST | NA | FEDERAL | NA | NULL | NULL
PACKAGED AIR CONDITIONING UNIT | 86726 | TEMPERZONE | OPA650RKTBH | R410A | 19
PACKAGED AIR CONDITIONING UNIT | 93403 | TEMPERZONE | OPA 850RKTBH | R410A | 20
PACKAGED AIR CONDITIONING UNIT | 93379 | TEMPERZONE | OPA850RKTBH | R410A | 20
PACKAGED AIR CONDITIONING UNIT | 93402 | TEMPERZONE | OPA850RKTBH | R410A | 20
PACKAGED AIR CONDITIONING UNIT | 86779 | TEMPERZONE | OPA960RKTBH | R410A | 20
PACKAGED AIR CONDITIONING UNIT | 93404 | TEMPERZONE | OPA850RKTBH | R410A | 20
CHILLER - WATER COOLED | 57H81070-00 | MCQUAY | PFH050-BBBA | R134A | 563
AIR FAN - EXHAUST | 268197 31 | FEDERAL | AP0564BP7B011-15O | NULL | NULL
AIR HANDLING UNIT | 1M0505-02512 | TRANE | CLCP025 | NULL | NULL
AIR HANDLING UNIT | 1M0505-02520 | TRANE | CLCP016 | NULL | NULL
AIR HANDLING UNIT | 1M050502525 | TRANE | CLCP030 | NULL | NULL
AIR HANDLING UNIT | 1M0505 02526 | TRANE | CLCP025 | NULL | NULL
AIR HANDLING UNIT | 1M0505-02524 | TRANE | CLCP006 | NULL | NULL
AIR HANDLING UNIT | 1M0505-02518 | TRANE | CLCP016 | NULL | NULL
AIR HANDLING UNIT | 1M050502517 | TRANE | CLCP010 | NULL | NULL
AIR HANDLING UNIT | NA | TRANE | CLCP010 | NULL | NULL
AIR HANDLING UNIT | 1M0505-02521 | TRANE | CLCP025 | NULL | NULL
AIR FAN - EXHAUST | NA | FEDERAL | NA | NULL | NULL
AIR HANDLING UNIT | 1M0505-02510 | TRANE | CLCP016 | NULL | NULL
AIR HANDLING UNIT | 1M0505-02529 | TRANE | CLCP08 | NULL | NULL
AIR HANDLING UNIT | 1M0505-02523 | TRANE | CLCP010 | NULL | NULL
AIR HANDLING UNIT | 1M0505-02528 | TRANE | CLCP012 | NULL | NULL
AIR FAN - EXHAUST | 285426 12 | FEDERAL | CHD314 | NULL | NULL
AIR HANDLING UNIT | 1M0505-02509 | TRANE | CLCP014 | NULL | NULL
AIR HANDLING UNIT | 1MO505-02515 | TRANE | CLCP020 | NULL | NULL
AIR HANDLING UNIT | 1M0505-02514 | TRANE | CLCP025 | NULL | NULL
AIR HANDLING UNIT | 1M0505-02515 | TRANE | CLCP040 | NULL | NULL
AIR HANDLING UNIT | 1MO505-02516 | TRITEC ELECT | CLCP035 | NULL | NULL
HEATING HOT WATER PUMP | 52632-A20C | ALCAIR | 210416D | NULL | NULL
CAR PARK EXHAUST FAN | 268192-27 | FEDERAL | AP10046GA6B055-180 | NULL | NULL
SMOKE EXHAUST FAN | 268208 | FEDERAL | NA | NULL | NULL
SMOKE EXHAUST FAN | 268208MSEF-1 | FEDERAL | RSS1004GA6-F055 | NULL | NULL
SMOKE EXHAUST FAN | 268208 | FEDERAL | RSS1004GA6055 | NULL | NULL
SMOKE EXHAUST FAN | 286208 | FEDERAL | RSS1004GA6 | NULL | NULL
SMOKE EXHAUST FAN | 286208 | FEDERAL | RSS1004GA6F055 | NULL | NULL
SWITCHBOARD MECHANICAL | NULL | REGENT | NULL | NULL | NULL
CHILLED WATER PUMP | E100-40-A20C | ALCAIR | 210438D | NULL | NULL
AUTO REFILL UNIT - CLOSED LOOP | NIL | SIEMENS | APU-02 | NULL | NULL
AIR FAN - EXHAUST | NA | NULL | NA | NULL | NULL
HEATING HOT WATER PUMP | 52632-2B | ALCAIR | 210416D | NULL | NULL
BOILER - GAS ATMOSPHERIC | NM05050792 | RAYPAK | B3304NCM | NULL | NULL
BOILER - GAS ATMOSPHERIC | NM05040753 | S&P | B3804NCM | NULL | NULL
CHILLED WATER PUMP | 52632-3A | ALCAIR | 210438D-A20C | NULL | NULL
AUTO REFILL UNIT - CLOSED LOOP | NIL | AUTOHEAT | Other | NULL | NULL
EXPANSION TANK (CLOSED LOOPS) | F6327541 | DURAFLEX | Other | NULL | NULL
EXPANSION TANK (CLOSED LOOPS) | ? | S&P | ? | NULL | NULL
AIR FAN - EXHAUST | 65 | FEDERAL | CE454 D | NULL | NULL
AIR FAN - EXHAUST | 505195 | FEDERAL | CE192D | NULL | NULL
AIR FAN - EXHAUST | 505195 | FEDERAL | CE192D | NULL | NULL
CAR PARK EXHAUST FAN | 268194 | FEDERAL | AP18068FA6B370 | NULL | NULL
AIR FAN - EXHAUST | 258204 | FEDERAL | AP0402AA5B005-11C | NULL | NULL
CHILLER - AIR COOLED | 5011812 | MONARCH | ALS E 279 .3 SE ST | R134A | 150
CHILLER - AIR COOLED | 5011811 | MCQUAY | ALS 279 .3 SE ST | R134A | 153
DUCTED SPLIT SYSTEM |  | AQUA |  | R22 | 0
AIR FAN - EXHAUST |  | FEDERAL | MV25252E | NA | 0
PACKAGED AIR CONDITIONING UNIT |  | AQUA |  | NA | 0
SMOKE EXHAUST FAN |  | NULL |  | NA | 0
SWITCHBOARD MECHANICAL |  | HURLCON |  | NA | 0
SWITCHBOARD MECHANICAL |  | REGENT |  | NA | 0
SWITCHBOARD MECHANICAL |  | REGENT |  | NA | 0
SWITCHBOARD MECHANICAL |  | NULL |  | NA | 0
SWITCHBOARD MECHANICAL |  | NULL |  | NA | 0
SWITCHBOARD MECHANICAL |  | NULL |  | NA | 0
SWITCHBOARD MECHANICAL |  | REGENT |  | NA | 0
SWITCHBOARD MECHANICAL |  | REGENT |  | NA | 0
SWITCHBOARD MECHANICAL |  | REGENT |  | NA | 0
SWITCHBOARD MECHANICAL |  | NULL |  | NA | 0
SMOKE EXHAUST FAN | 101290 | FEDERAL | SS140-7-22 | NA | 0
SMOKE EXHAUST FAN | 101290 | FEDERAL | SS140-7-22 | NA | 0
SMOKE EXHAUST FAN | 101288 | FEDERAL | SS140-7-22 | NA | 0
SMOKE EXHAUST FAN | 101289 | FEDERAL | SS140-7-22 | NA | 0
SWITCHBOARD MECHANICAL |  | REGENT |  | NA | 0
SWITCHBOARD MECHANICAL |  | REGENT |  | NA | 0
SMOKE EXHAUST FAN | 101289 | FEDERAL | SS140-7-22 | NULL | NULL
SMOKE EXHAUST FAN | 101289 | FEDERAL | SS140-7-22 | NA | 0
SMOKE EXHAUST FAN | 101289 | FEDERAL | SS140-7-22 | NA | 0
SMOKE EXHAUST FAN | 101 | FEDERAL | SS140-7-22 | NA | 0
SMOKE EXHAUST FAN | 101290 | FEDERAL | SS140-7-22 | NA | 0
SMOKE EXHAUST FAN | 410932660 | FANTECH | SS14068CA12H200 | NA | 0
SMOKE EXHAUST FAN | 410932660 | FANTECH | SS14068CA12H200 | NA | 0
SMOKE EXHAUST FAN |  | FANTECH |  | NA | 0
SWITCHBOARD MECHANICAL |  | REGENT |  | NA | 0
EVAPORATIVE COOLER |  | HURLCON |  | NA | 0
AIR FAN - EXHAUST |  | FEDERAL |  | NA | 0
AIR FAN - EXHAUST |  | FEDERAL | CD314D | NA | 0
SMOKE EXHAUST FAN | 101289 | FEDERAL | SS140-7-22 | NA | 0
PACKAGED AIR CONDITIONING UNIT |  | AQUA |  | NA | 0
AIR FAN - EXHAUST |  | FEDERAL |  | NA | 0
AIR FAN - EXHAUST |  | FEDERAL |  | NA | 0
AIR FAN - EXHAUST |  | FEDERAL |  | NA | 0
WALL MOUNTED SPLIT SYSTEM | 33403381 | MODULEX | SRC25ZG-S | R410A | 1
DUCTED SPLIT SYSTEM | 798080 | TEMPERZONE | OSA 86RKSH | R410A | 4
PACKAGED AIR CONDITIONING UNIT | 0695Q80073 | APAC | S16 HPBH | R22 | 5
PACKAGED AIR CONDITIONING UNIT | 1895W80047 | APAC | S37 HPBH | R22 | 8
PACKAGED AIR CONDITIONING UNIT | 1495W80051 | APAC | S25 HPBH | R22 | 8
PACKAGED AIR CONDITIONING UNIT | 4495W85135 | APAC | S25 HPBH | R22 | 8
PACKAGED AIR CONDITIONING UNIT | 644058 | APAC | P042AHR9AD | R22 | 10
WALL MOUNTED SPLIT SYSTEM | 26P00464 | MODULEX | SUZ-KA50VA3 | R410A | 16
PACKAGED AIR CONDITIONING UNIT | 95038 | TEMPERZONE | OPA550RKTBH | R410A | 18
PACKAGED AIR CONDITIONING UNIT | 788874 | TEMPERZONE | OPA550RKTBH | R410A | 18
PACKAGED AIR CONDITIONING UNIT |  | TEMPERZONE | OPA550RKTBH | R410A | 18
PACKAGED AIR CONDITIONING UNIT | 788869 | TEMPERZONE | OPA 550RKTBH | R410A | 18
PACKAGED AIR CONDITIONING UNIT | 87387 | TEMPERZONE | OPA850RKTBH | R410A | 19
PACKAGED AIR CONDITIONING UNIT | 87172 | TEMPERZONE | OPA960RKTBH | R410A | 20
PACKAGED AIR CONDITIONING UNIT | 87411 | TEMPERZONE | OPA960RKTBH | R410A | 20
PACKAGED AIR CONDITIONING UNIT | 87410 | TEMPERZONE | OPA960RKTBH | R410A | 20
PACKAGED AIR CONDITIONING UNIT | 92051 | TEMPERZONE | OPA960RKTBH | R410A | 20
PACKAGED AIR CONDITIONING UNIT | 92049 | TEMPERZONE | OPA 900RKTBH | R410A | 20
PACKAGED AIR CONDITIONING UNIT | 91865 | TEMPERZONE | OPA 850RKTBH | R410A | 20
PACKAGED AIR CONDITIONING UNIT | 91932 | TEMPERZONE | OPA 850 RKTBH | R410A | 20
PACKAGED AIR CONDITIONING UNIT | 87406 | TEMPERZONE | OPA960RKTBH | R410A | 20
PACKAGED AIR CONDITIONING UNIT | 1895W80048 | APAC | S65 HPBH -02 | R22 | 22
PACKAGED AIR CONDITIONING UNIT | 92061 | TEMPERZONE | OPA700RKTBH | R410A | 26
PACKAGED AIR CONDITIONING UNIT | 1495W80060 | APAC | S80 HPBH | R22 | 28
PACKAGED AIR CONDITIONING UNIT | 1495W80061 | APAC | S80 HPBH | R22 | 28
PACKAGED AIR CONDITIONING UNIT |  | NULL |  | NA | 0
PACKAGED AIR CONDITIONING UNIT |  | NULL |  | NA | 0
AIR HANDLING UNIT |  | NULL |  | NA | 0
AIR HANDLING UNIT |  | NULL |  | NA | 0
AIR HANDLING UNIT |  | NULL |  | NA | 0
AIR HANDLING UNIT |  | NULL |  | NA | 0
AIR HANDLING UNIT |  | NULL |  | NA | 0
AIR HANDLING UNIT |  | NULL |  | NA | 0
AIR HANDLING UNIT |  | NULL |  | NA | 0
AIR HANDLING UNIT |  | NULL |  | NA | 0
AIR HANDLING UNIT |  | NULL |  | NA | 0
AIR HANDLING UNIT |  | NULL |  | NA | 0
AIR HANDLING UNIT |  | NULL |  | NA | 0
AIR HANDLING UNIT |  | NULL |  | NA | 0
AIR HANDLING UNIT |  | NULL |  | NA | 0
AIR HANDLING UNIT |  | NULL |  | NA | 0
AIR HANDLING UNIT |  | NULL |  | NA | 0
AIR HANDLING UNIT |  | NULL |  | NA | 0
AIR HANDLING UNIT |  | NULL |  | NA | 0
AIR HANDLING UNIT |  | NULL |  | NA | 0
AIR HANDLING UNIT |  | NULL |  | NA | 0
AIR HANDLING UNIT |  | NULL |  | NA | 0
AIR HANDLING UNIT |  | NULL |  | NA | 0
AIR HANDLING UNIT |  | NULL |  | NA | 0
AIR HANDLING UNIT |  | NULL |  | NA | 0
AIR HANDLING UNIT |  | NULL |  | NA | 0
AIR HANDLING UNIT |  | NULL |  | NA | 0
AIR HANDLING UNIT |  | NULL |  | NA | 0
AIR HANDLING UNIT |  | NULL |  | NA | 0
AIR HANDLING UNIT |  | NULL |  | NA | 0
AIR HANDLING UNIT |  | NULL |  | NA | 0
CHILLED WATER PUMP |  | NULL |  | NA | 0
CHILLED WATER PUMP |  | NULL |  | NA | 0
CHILLER - RECIPROCATING |  | NULL |  | NA | 0
CHILLER - RECIPROCATING |  | NULL |  | NA | 0
AIR FAN - EXHAUST |  | NULL |  | NA | 0
AIR FAN - EXHAUST |  | NULL |  | NA | 0
AIR FAN - EXHAUST |  | NULL |  | NA | 0
AIR FAN - EXHAUST |  | NULL |  | NA | 0
AIR FAN - EXHAUST |  | NULL |  | NA | 0
AIR FAN - EXHAUST |  | NULL |  | NA | 0
AIR FAN - EXHAUST |  | NULL |  | NA | 0
AIR FAN - EXHAUST |  | NULL |  | NA | 0
AIR FAN - EXHAUST |  | NULL |  | NA | 0
AIR FAN - EXHAUST |  | NULL |  | NA | 0
AIR FAN - EXHAUST |  | NULL |  | NA | 0
AIR FAN - EXHAUST |  | NULL |  | NA | 0
AIR FAN - EXHAUST |  | NULL |  | NA | 0
AIR FAN - EXHAUST |  | NULL |  | NA | 0
AIR FAN - EXHAUST |  | NULL |  | NA | 0
AIR FAN - EXHAUST |  | NULL |  | NA | 0
COOL ROOM |  | NULL |  | NA | 0
COOL ROOM |  | NULL |  | NA | 0
COOL ROOM |  | NULL |  | NA | 0
COOL ROOM |  | NULL |  | NA | 0
COOL ROOM |  | NULL |  | NA | 0
FUME CUPBOARD |  | NULL |  | NA | 0
FUME CUPBOARD |  | NULL |  | NA | 0
FUME CUPBOARD |  | NULL |  | NA | 0
FUME CUPBOARD |  | NULL |  | NA | 0
FUME CUPBOARD |  | NULL |  | NA | 0
FUME CUPBOARD |  | NULL |  | NA | 0
FUME CUPBOARD |  | NULL |  | NA | 0
FUME CUPBOARD |  | NULL |  | NA | 0
FUME CUPBOARD |  | NULL |  | NA | 0
FUME CUPBOARD |  | NULL |  | NA | 0
FUME CUPBOARD |  | NULL |  | NA | 0
FUME CUPBOARD |  | NULL |  | NA | 0
FUME CUPBOARD |  | NULL |  | NA | 0
FUME CUPBOARD |  | NULL |  | NA | 0
FUME CUPBOARD |  | NULL |  | NA | 0
FUME CUPBOARD |  | NULL |  | NA | 0
FUME CUPBOARD |  | NULL |  | NA | 0
FUME CUPBOARD |  | NULL |  | NA | 0
FUME CUPBOARD |  | NULL |  | NA | 0
FUME CUPBOARD |  | NULL |  | NA | 0
FUME CUPBOARD |  | NULL |  | NA | 0
FUME CUPBOARD |  | NULL |  | NA | 0
FUME CUPBOARD |  | NULL |  | NA | 0
FUME CUPBOARD |  | NULL |  | NA | 0
FUME CUPBOARD |  | NULL |  | NA | 0
FUME CUPBOARD |  | NULL |  | NA | 0
FUME CUPBOARD |  | NULL |  | NA | 0
FUME CUPBOARD |  | NULL |  | NA | 0
FUME CUPBOARD |  | NULL |  | NA | 0
PACKAGED AIR CONDITIONING UNIT |  | NULL |  | NA | 0
PACKAGED AIR CONDITIONING UNIT |  | NULL |  | NA | 0
PACKAGED AIR CONDITIONING UNIT |  | NULL |  | NA | 0
PACKAGED AIR CONDITIONING UNIT |  | NULL |  | NA | 0
PACKAGED AIR CONDITIONING UNIT |  | NULL |  | NA | 0
COOL ROOM |  | NULL |  | NA | 0
AIR HANDLING UNIT |  | NULL |  | NA | 0
AIR HANDLING UNIT |  | NULL |  | NA | 0
AIR HANDLING UNIT |  | NULL |  | NA | 0
AIR HANDLING UNIT |  | NULL |  | NA | 0
AIR HANDLING UNIT |  | NULL |  | NA | 0
CHILLED WATER PUMP |  | NULL |  | NA | 0
CHILLED WATER PUMP |  | NULL |  | NA | 0
CHILLER - RECIPROCATING |  | NULL |  | NA | 0
VARIABLE AIR VOLUME UNITS |  | NULL |  | NA | 0
VARIABLE AIR VOLUME UNITS |  | NULL |  | NA | 0
VARIABLE AIR VOLUME UNITS |  | NULL |  | NA | 0
VARIABLE AIR VOLUME UNITS |  | NULL |  | NA | 0
VARIABLE AIR VOLUME UNITS |  | NULL |  | NA | 0
VARIABLE AIR VOLUME UNITS |  | NULL |  | NA | 0
VARIABLE AIR VOLUME UNITS |  | NULL |  | NA | 0
VARIABLE AIR VOLUME UNITS |  | NULL |  | NA | 0
VARIABLE AIR VOLUME UNITS |  | NULL |  | NA | 0
VARIABLE AIR VOLUME UNITS |  | NULL |  | NA | 0
VARIABLE AIR VOLUME UNITS |  | NULL |  | NA | 0
VARIABLE AIR VOLUME UNITS |  | NULL |  | NA | 0
VARIABLE AIR VOLUME UNITS |  | NULL |  | NA | 0
VARIABLE AIR VOLUME UNITS |  | NULL |  | NA | 0
VARIABLE AIR VOLUME UNITS |  | NULL |  | NA | 0
VARIABLE AIR VOLUME UNITS |  | NULL |  | NA | 0
VARIABLE AIR VOLUME UNITS |  | NULL |  | NA | 0
VARIABLE AIR VOLUME UNITS |  | NULL |  | NA | 0
VARIABLE AIR VOLUME UNITS |  | NULL |  | NA | 0
VARIABLE AIR VOLUME UNITS |  | NULL |  | NA | 0
VARIABLE AIR VOLUME UNITS |  | NULL |  | NA | 0
VARIABLE AIR VOLUME UNITS |  | NULL |  | NA | 0
VARIABLE AIR VOLUME UNITS |  | NULL |  | NA | 0
VARIABLE AIR VOLUME UNITS |  | NULL |  | NA | 0
AIR HANDLING UNIT |  | NULL |  | NA | 0
AIR HANDLING UNIT |  | NULL |  | NA | 0
AIR HANDLING UNIT |  | NULL |  | NA | 0
AIR HANDLING UNIT |  | NULL |  | NA | 0
CHILLER - RECIPROCATING |  | NULL |  | NA | 0
CHILLER - RECIPROCATING |  | NULL |  | NA | 0
CHILLER - RECIPROCATING |  | NULL |  | NA | 0
AIR FAN - EXHAUST |  | NULL |  | NA | 0
AIR FAN - EXHAUST |  | NULL |  | NA | 0
AIR FAN - EXHAUST |  | NULL |  | NA | 0
COOL ROOM |  | NULL |  | NA | 0
FUME CUPBOARD |  | NULL |  | NA | 0
FUME CUPBOARD |  | NULL |  | NA | 0
PACKAGED AIR CONDITIONING UNIT |  | NULL |  | NA | 0
PACKAGED AIR CONDITIONING UNIT |  | NULL |  | NA | 0
AIR HANDLING UNIT |  | NULL |  | NA | 0
AIR HANDLING UNIT |  | NULL |  | NA | 0
AIR HANDLING UNIT |  | NULL |  | NA | 0
AIR HANDLING UNIT |  | NULL |  | NA | 0
AIR HANDLING UNIT |  | NULL |  | NA | 0
AIR HANDLING UNIT |  | NULL |  | NA | 0
AIR HANDLING UNIT |  | NULL |  | NA | 0
AIR HANDLING UNIT |  | NULL |  | NA | 0
AIR HANDLING UNIT |  | NULL |  | NA | 0
AIR HANDLING UNIT |  | NULL |  | NA | 0
AIR HANDLING UNIT |  | NULL |  | NA | 0
AIR HANDLING UNIT |  | NULL |  | NA | 0
AIR HANDLING UNIT |  | NULL |  | NA | 0
AIR HANDLING UNIT |  | NULL |  | NA | 0
AIR HANDLING UNIT |  | NULL |  | NA | 0
AIR HANDLING UNIT |  | NULL |  | NA | 0
AIR HANDLING UNIT |  | NULL |  | NA | 0
AIR HANDLING UNIT |  | NULL |  | NA | 0
AIR HANDLING UNIT |  | NULL |  | NA | 0
AIR HANDLING UNIT |  | NULL |  | NA | 0
AIR HANDLING UNIT |  | NULL |  | NA | 0
AIR HANDLING UNIT |  | NULL |  | NA | 0
AIR HANDLING UNIT |  | NULL |  | NA | 0
AIR HANDLING UNIT |  | NULL |  | NA | 0
AIR HANDLING UNIT |  | NULL |  | NA | 0
AIR HANDLING UNIT |  | NULL |  | NA | 0
AIR HANDLING UNIT |  | NULL |  | NA | 0
AIR HANDLING UNIT |  | NULL |  | NA | 0
AIR HANDLING UNIT |  | NULL |  | NA | 0
AIR HANDLING UNIT |  | NULL |  | NA | 0
AIR HANDLING UNIT |  | NULL |  | NA | 0
AIR HANDLING UNIT |  | NULL |  | NA | 0
AIR HANDLING UNIT |  | NULL |  | NA | 0
AIR HANDLING UNIT |  | NULL |  | NA | 0
AIR HANDLING UNIT |  | NULL |  | NA | 0
AIR HANDLING UNIT |  | NULL |  | NA | 0
AIR HANDLING UNIT |  | NULL |  | NA | 0
AIR HANDLING UNIT |  | NULL |  | NA | 0
AIR HANDLING UNIT |  | NULL |  | NA | 0
AIR HANDLING UNIT |  | NULL |  | NA | 0
AIR HANDLING UNIT |  | NULL |  | NA | 0
AIR HANDLING UNIT |  | NULL |  | NA | 0
AIR HANDLING UNIT |  | NULL |  | NA | 0
AIR HANDLING UNIT |  | NULL |  | NA | 0
AIR HANDLING UNIT |  | NULL |  | NA | 0
AIR HANDLING UNIT |  | NULL |  | NA | 0
AIR HANDLING UNIT |  | NULL |  | NA | 0
AIR HANDLING UNIT |  | NULL |  | NA | 0
AIR HANDLING UNIT |  | NULL |  | NA | 0
AIR HANDLING UNIT |  | NULL |  | NA | 0
AIR HANDLING UNIT |  | NULL |  | NA | 0
AIR HANDLING UNIT |  | NULL |  | NA | 0
AIR HANDLING UNIT |  | NULL |  | NA | 0
AIR HANDLING UNIT |  | NULL |  | NA | 0
AIR HANDLING UNIT |  | NULL |  | NA | 0
AIR HANDLING UNIT |  | NULL |  | NA | 0
AIR HANDLING UNIT |  | NULL |  | NA | 0
AIR HANDLING UNIT |  | NULL |  | NA | 0
AIR HANDLING UNIT |  | NULL |  | NA | 0
AIR HANDLING UNIT |  | NULL |  | NA | 0
AIR HANDLING UNIT |  | NULL |  | NA | 0
AIR HANDLING UNIT |  | NULL |  | NA | 0
CHILLED WATER PUMP |  | NULL |  | NA | 0
CHILLED WATER PUMP |  | NULL |  | NA | 0
CHILLER - RECIPROCATING |  | NULL |  | NA | 0
CHILLER - RECIPROCATING |  | NULL |  | NA | 0
AIR FAN - EXHAUST |  | NULL |  | NA | 0
AIR FAN - EXHAUST |  | NULL |  | NA | 0
AIR FAN - EXHAUST |  | NULL |  | NA | 0
AIR FAN - EXHAUST |  | NULL |  | NA | 0
AIR FAN - EXHAUST |  | NULL |  | NA | 0
AIR FAN - EXHAUST |  | NULL |  | NA | 0
AIR FAN - EXHAUST |  | NULL |  | NA | 0
AIR FAN - EXHAUST |  | NULL |  | NA | 0
AIR FAN - EXHAUST |  | NULL |  | NA | 0
AIR FAN - EXHAUST |  | NULL |  | NA | 0
AIR FAN - EXHAUST |  | NULL |  | NA | 0
AIR FAN - EXHAUST |  | NULL |  | NA | 0
AIR FAN - EXHAUST |  | NULL |  | NA | 0
AIR FAN - EXHAUST |  | NULL |  | NA | 0
AIR FAN - EXHAUST |  | NULL |  | NA | 0
AIR FAN - EXHAUST |  | NULL |  | NA | 0
AIR FAN - EXHAUST |  | NULL |  | NA | 0
AIR FAN - EXHAUST |  | NULL |  | NA | 0
AIR FAN - EXHAUST |  | NULL |  | NA | 0
AIR FAN - EXHAUST |  | NULL |  | NA | 0
AIR FAN - EXHAUST |  | NULL |  | NA | 0
AIR FAN - EXHAUST |  | NULL |  | NA | 0
AIR FAN - EXHAUST |  | NULL |  | NA | 0
AIR FAN - EXHAUST |  | NULL |  | NA | 0
AIR FAN - EXHAUST |  | NULL |  | NA | 0
AIR FAN - EXHAUST |  | NULL |  | NA | 0
COOL ROOM |  | NULL |  | NA | 0
PACKAGED AIR CONDITIONING UNIT |  | NULL |  | NA | 0
PACKAGED AIR CONDITIONING UNIT |  | NULL |  | NA | 0
PACKAGED AIR CONDITIONING UNIT |  | NULL |  | NA | 0
VARIABLE AIR VOLUME UNITS |  | NULL |  | NA | 0
VARIABLE AIR VOLUME UNITS |  | NULL |  | NA | 0
VARIABLE AIR VOLUME UNITS |  | NULL |  | NA | 0
VARIABLE AIR VOLUME UNITS |  | NULL |  | NA | 0
VARIABLE AIR VOLUME UNITS |  | NULL |  | NA | 0
VARIABLE AIR VOLUME UNITS |  | NULL |  | NA | 0
VARIABLE AIR VOLUME UNITS |  | NULL |  | NA | 0
AIR FAN - EXHAUST |  | NULL |  | NA | 0
AIR FAN - EXHAUST |  | NULL |  | NA | 0
AIR FAN - EXHAUST |  | NULL |  | NA | 0
AIR FAN - EXHAUST |  | NULL |  | NA | 0
PACKAGED AIR CONDITIONING UNIT |  | NULL |  | NA | 0
PACKAGED AIR CONDITIONING UNIT |  | NULL |  | NA | 0
AIR HANDLING UNIT |  | NULL |  | NA | 0
AIR HANDLING UNIT |  | NULL |  | NA | 0
AIR HANDLING UNIT |  | NULL |  | NA | 0
AIR HANDLING UNIT |  | NULL |  | NA | 0
AIR HANDLING UNIT |  | NULL |  | NA | 0
AIR HANDLING UNIT |  | NULL |  | NA | 0
AIR HANDLING UNIT |  | NULL |  | NA | 0
AIR HANDLING UNIT |  | NULL |  | NA | 0
AIR HANDLING UNIT |  | NULL |  | NA | 0
AIR HANDLING UNIT |  | NULL |  | NA | 0
AIR HANDLING UNIT |  | NULL |  | NA | 0
AIR HANDLING UNIT |  | NULL |  | NA | 0
AIR HANDLING UNIT |  | NULL |  | NA | 0
AIR HANDLING UNIT |  | NULL |  | NA | 0
AIR HANDLING UNIT |  | NULL |  | NA | 0
AIR HANDLING UNIT |  | NULL |  | NA | 0
AIR HANDLING UNIT |  | NULL |  | NA | 0
AIR HANDLING UNIT |  | NULL |  | NA | 0
AIR HANDLING UNIT |  | NULL |  | NA | 0
AIR HANDLING UNIT |  | NULL |  | NA | 0
AIR HANDLING UNIT |  | NULL |  | NA | 0
AIR HANDLING UNIT |  | NULL |  | NA | 0
AIR HANDLING UNIT |  | NULL |  | NA | 0
AIR HANDLING UNIT |  | NULL |  | NA | 0
CHILLED WATER PUMP |  | NULL |  | NA | 0
CHILLED WATER PUMP |  | NULL |  | NA | 0
CHILLER - RECIPROCATING |  | NULL |  | NA | 0
CHILLER - RECIPROCATING |  | NULL |  | NA | 0
AIR FAN - EXHAUST |  | NULL |  | NA | 0
AIR FAN - EXHAUST |  | NULL |  | NA | 0
AIR FAN - EXHAUST |  | NULL |  | NA | 0
AIR FAN - EXHAUST |  | NULL |  | NA | 0
AIR FAN - EXHAUST |  | NULL |  | NA | 0
AIR FAN - EXHAUST |  | NULL |  | NA | 0
AIR FAN - EXHAUST |  | NULL |  | NA | 0
AIR FAN - EXHAUST |  | NULL |  | NA | 0
AIR FAN - EXHAUST |  | NULL |  | NA | 0
AIR FAN - EXHAUST |  | NULL |  | NA | 0
AIR FAN - EXHAUST |  | NULL |  | NA | 0
AIR FAN - EXHAUST |  | NULL |  | NA | 0
AIR FAN - EXHAUST |  | NULL |  | NA | 0
AIR FAN - EXHAUST |  | NULL |  | NA | 0
AIR FAN - EXHAUST |  | NULL |  | NA | 0
AIR FAN - EXHAUST |  | NULL |  | NA | 0
AIR FAN - EXHAUST |  | NULL |  | NA | 0
AIR FAN - EXHAUST |  | NULL |  | NA | 0
AIR FAN - EXHAUST |  | NULL |  | NA | 0
AIR FAN - EXHAUST |  | NULL |  | NA | 0
AIR FAN - EXHAUST |  | NULL |  | NA | 0
AIR FAN - EXHAUST |  | NULL |  | NA | 0
AIR FAN - EXHAUST |  | NULL |  | NA | 0
AIR FAN - EXHAUST |  | NULL |  | NA | 0
AIR FAN - EXHAUST |  | NULL |  | NA | 0
AIR FAN - EXHAUST |  | NULL |  | NA | 0
AIR FAN - EXHAUST |  | NULL |  | NA | 0
AIR FAN - EXHAUST |  | NULL |  | NA | 0
AIR FAN - EXHAUST |  | NULL |  | NA | 0
AIR FAN - EXHAUST |  | NULL |  | NA | 0
COOL ROOM |  | NULL |  | NA | 0
PACKAGED AIR CONDITIONING UNIT |  | NULL |  | NA | 0
AIR HANDLING UNIT |  | NULL |  | NA | 0
AIR HANDLING UNIT |  | NULL |  | NA | 0
AIR HANDLING UNIT |  | NULL |  | NA | 0
CHILLER - RECIPROCATING |  | NULL |  | NA | 0
AIR FAN - EXHAUST |  | NULL |  | NA | 0
FAN COIL UNIT - DUCTED |  | NULL |  | NA | 0
FAN COIL UNIT - DUCTED |  | NULL |  | NA | 0
AIR FAN - EXHAUST |  | NULL |  | NA | 0
PACKAGED AIR CONDITIONING UNIT |  | NULL |  | NA | 0
PACKAGED AIR CONDITIONING UNIT |  | NULL |  | NA | 0
PACKAGED AIR CONDITIONING UNIT |  | NULL |  | NA | 0
AIR HANDLING UNIT |  | NULL |  | NA | 0
AIR HANDLING UNIT |  | NULL |  | NA | 0
AIR HANDLING UNIT |  | NULL |  | NA | 0
AIR HANDLING UNIT |  | NULL |  | NA | 0
AIR HANDLING UNIT |  | NULL |  | NA | 0
AIR HANDLING UNIT |  | NULL |  | NA | 0
AIR HANDLING UNIT |  | NULL |  | NA | 0
AIR HANDLING UNIT |  | NULL |  | NA | 0
AIR HANDLING UNIT |  | NULL |  | NA | 0
AIR HANDLING UNIT |  | NULL |  | NA | 0
AIR HANDLING UNIT |  | NULL |  | NA | 0
AIR HANDLING UNIT |  | NULL |  | NA | 0
AIR HANDLING UNIT |  | NULL |  | NA | 0
AIR HANDLING UNIT |  | NULL |  | NA | 0
AIR HANDLING UNIT |  | NULL |  | NA | 0
AIR FAN - EXHAUST |  | NULL |  | NA | 0
AIR FAN - EXHAUST |  | NULL |  | NA | 0
AIR FAN - EXHAUST |  | NULL |  | NA | 0
AIR FAN - EXHAUST |  | NULL |  | NA | 0
AIR FAN - EXHAUST |  | NULL |  | NA | 0
AIR FAN - EXHAUST |  | NULL |  | NA | 0
AIR FAN - EXHAUST |  | NULL |  | NA | 0
AIR FAN - EXHAUST |  | NULL |  | NA | 0
AIR FAN - EXHAUST |  | NULL |  | NA | 0
AIR FAN - EXHAUST |  | NULL |  | NA | 0
AIR FAN - EXHAUST |  | NULL |  | NA | 0
AIR FAN - EXHAUST |  | NULL |  | NA | 0
AIR FAN - EXHAUST |  | NULL |  | NA | 0
AIR FAN - EXHAUST |  | NULL |  | NA | 0
AIR FAN - EXHAUST |  | NULL |  | NA | 0
AIR FAN - EXHAUST |  | NULL |  | NA | 0
AIR FAN - EXHAUST |  | NULL |  | NA | 0
AIR FAN - EXHAUST |  | NULL |  | NA | 0
AIR FAN - EXHAUST |  | NULL |  | NA | 0
AIR FAN - EXHAUST |  | NULL |  | NA | 0
COOL ROOM |  | NULL |  | NA | 0
FUME CUPBOARD |  | NULL |  | NA | 0
FUME CUPBOARD |  | NULL |  | NA | 0
FUME CUPBOARD |  | NULL |  | NA | 0
FUME CUPBOARD |  | NULL |  | NA | 0
PACKAGED AIR CONDITIONING UNIT |  | NULL |  | NA | 0
HEAT EXCHANGER - ROTARY |  | NULL |  | NA | 0
HEAT EXCHANGER - ROTARY |  | NULL |  | NA | 0
VARIABLE AIR VOLUME UNITS |  | NULL |  | NA | 0
VARIABLE AIR VOLUME UNITS |  | NULL |  | NA | 0
VARIABLE AIR VOLUME UNITS |  | NULL |  | NA | 0
VARIABLE AIR VOLUME UNITS |  | NULL |  | NA | 0
VARIABLE AIR VOLUME UNITS |  | NULL |  | NA | 0
VARIABLE AIR VOLUME UNITS |  | NULL |  | NA | 0
CRAC UNIT |  | NULL |  | NA | 0
CRAC UNIT |  | NULL |  | NA | 0
CRAC UNIT |  | NULL |  | NA | 0
CRAC UNIT |  | NULL |  | NA | 0
AIR FAN - EXHAUST |  | NULL |  | NA | 0
AIR FAN - EXHAUST |  | NULL |  | NA | 0
AIR FAN - EXHAUST |  | NULL |  | NA | 0
AIR FAN - EXHAUST |  | NULL |  | NA | 0
COOL ROOM |  | NULL |  | NA | 0
AIR FAN - EXHAUST |  | NULL |  | NA | 0
AIR FAN - EXHAUST |  | NULL |  | NA | 0
AIR FAN - EXHAUST |  | NULL |  | NA | 0
AIR FAN - EXHAUST |  | NULL |  | NA | 0
AIR HANDLING UNIT |  | NULL |  | NA | 0
AIR HANDLING UNIT |  | NULL |  | NA | 0
AIR HANDLING UNIT |  | NULL |  | NA | 0
AIR HANDLING UNIT |  | NULL |  | NA | 0
AIR HANDLING UNIT |  | NULL |  | NA | 0
AIR HANDLING UNIT |  | NULL |  | NA | 0
AIR HANDLING UNIT |  | NULL |  | NA | 0
AIR HANDLING UNIT |  | NULL |  | NA | 0
AIR HANDLING UNIT |  | NULL |  | NA | 0
AIR HANDLING UNIT |  | NULL |  | NA | 0
AIR HANDLING UNIT |  | NULL |  | NA | 0
AIR HANDLING UNIT |  | NULL |  | NA | 0
CRAC UNIT |  | NULL |  | NA | 0
CRAC UNIT |  | NULL |  | NA | 0
CRAC UNIT |  | NULL |  | NA | 0
CRAC UNIT |  | NULL |  | NA | 0
CRAC UNIT |  | NULL |  | NA | 0
CRAC UNIT |  | NULL |  | NA | 0
AIR FAN - EXHAUST |  | NULL |  | NA | 0
AIR FAN - EXHAUST |  | NULL |  | NA | 0
AIR FAN - EXHAUST |  | NULL |  | NA | 0
AIR FAN - EXHAUST |  | NULL |  | NA | 0
AIR FAN - EXHAUST |  | NULL |  | NA | 0
AIR FAN - EXHAUST |  | NULL |  | NA | 0
AIR FAN - EXHAUST |  | NULL |  | NA | 0
AIR FAN - EXHAUST |  | NULL |  | NA | 0
AIR FAN - EXHAUST |  | NULL |  | NA | 0
AIR FAN - EXHAUST |  | NULL |  | NA | 0
AIR FAN - EXHAUST |  | NULL |  | NA | 0
AIR FAN - EXHAUST |  | NULL |  | NA | 0
AIR FAN - EXHAUST |  | NULL |  | NA | 0
AIR FAN - EXHAUST |  | NULL |  | NA | 0
AIR FAN - EXHAUST |  | NULL |  | NA | 0
AIR FAN - EXHAUST |  | NULL |  | NA | 0
AIR FAN - EXHAUST |  | NULL |  | NA | 0
AIR FAN - EXHAUST |  | NULL |  | NA | 0
AIR FAN - EXHAUST |  | NULL |  | NA | 0
AIR FAN - EXHAUST |  | NULL |  | NA | 0
AIR FAN - EXHAUST |  | NULL |  | NA | 0
AIR FAN - EXHAUST |  | NULL |  | NA | 0
AIR FAN - EXHAUST |  | NULL |  | NA | 0
PACKAGED AIR CONDITIONING UNIT | 1495W80068 | APAC | S80 HPBH | R22 | 28
PACKAGED AIR CONDITIONING UNIT | 1495W800069 | APAC | S80 BHHP | R22 | 28
PACKAGED AIR CONDITIONING UNIT | 1495W80063 | APAC | S80HPBH | R22 | 28
PACKAGED AIR CONDITIONING UNIT |  | APAC | S80 HPBH | R22 | 28
PACKAGED AIR CONDITIONING UNIT | 1495W80112 | APAC | S113 HP/BH | R22 | 13
PACKAGED AIR CONDITIONING UNIT | 1495W80065 | APAC | S80 HPBH | R22 | 30
PACKAGED AIR CONDITIONING UNIT |  | APAC | S98HPBH | R22 | 32
PACKAGED AIR CONDITIONING UNIT | 5195W85133 | APAC | S113 HPBH | R22 | 36
PACKAGED AIR CONDITIONING UNIT | 5195W85132 | APAC | S113 HPBH | NA | 0
PACKAGED AIR CONDITIONING UNIT | ? | APAC | S110 | R22 | 36
PACKAGED AIR CONDITIONING UNIT | 101632 | TEMPERZONE | OPA 1370RKTM01 ENG | R410A | 44
PACKAGED AIR CONDITIONING UNIT | 1995W81086 | APAC | S110 HPBH | R22 | 54
PACKAGED AIR CONDITIONING UNIT | 788871 | TEMPERZONE | OPA550RKTBH | R410A | 185
VARIABLE SPEED DRIVE |  | NULL |  | NA | 0
KITCHEN EXHAUST FAN | 498386 | FEDERAL | CHD716 | NA | 0
VARIABLE SPEED DRIVE |  | NULL |  | NA | 0
SWITCHBOARD MECHANICAL |  | REGENT |  | NA | 0
AIR FAN - RETURN |  | FEDERAL |  | NA | 0
PACKAGED AIR CONDITIONING UNIT |  | REGENT |  | NA | 0
SMOKE EXHAUST FAN |  | FEDERAL | RSS1256CA6F075 | NA | 0
SMOKE EXHAUST FAN |  | FEDERAL | RSS1256CASF076 | NA | 0
AIR FAN - SUPPLY | 499796 | FEDERAL | AP0564AP1024 | NA | 0
SWITCHBOARD MECHANICAL |  | REGENT |  | NA | 0
AIR FAN - SUPPLY | PO703 | ACSON | MA660 | NA | 0
PACKAGED AIR CONDITIONING UNIT | 1885441 | APAC | PO64AHR9QD | R22 | 1
DUCTED SPLIT SYSTEM | 185881 | APAC | S023OVR9AA | R22 | 10
PACKAGED AIR CONDITIONING UNIT | 185743 | APAC | PO75AHR9AD | R22 | 16
PACKAGED AIR CONDITIONING UNIT | 185810 | APAC |  | R22 | 18
PACKAGED AIR CONDITIONING UNIT | 185856 | APAC | PO96AHR9AD | R22 | 22
PACKAGED AIR CONDITIONING UNIT | 93295 | APAC | PO96AHR9AD | R22 | 22
PACKAGED AIR CONDITIONING UNIT | 185404 | APAC | H11301 | R22 | 36
PACKAGED AIR CONDITIONING UNIT | 185403 | APAC | H11301 | R22 | 36
PACKAGED AIR CONDITIONING UNIT | 186048 | APAC | H14509 | R22 | 51
AIR FAN - EXHAUST | 495597 | FEDERAL | CE356S | NA | 0
SWITCHBOARD MECHANICAL |  | HURLCON |  | NA | 0
SWITCHBOARD MECHANICAL |  | HURLCON |  | NA | 0
SWITCHBOARD MECHANICAL |  | REGENT |  | NA | 0
SMOKE EXHAUST FAN |  | FEDERAL | APS1266CA6F055 | NA | 0
AIR FAN - SUPPLY | 494692 | FEDERAL | AP0564GP631 | NA | 0
PACKAGED AIR CONDITIONING UNIT | 64482 | TEMPERZONE | OPA 250R | R22 | 7
PACKAGED AIR CONDITIONING UNIT | 644480 | TEMPERZONE | OPA250R | R22 | 7
PACKAGED AIR CONDITIONING UNIT | 64481 | TEMPERZONE | OPA250R | R22 | 7
PACKAGED AIR CONDITIONING UNIT | 64484 | TEMPERZONE | OPA390R | R22 | 9
PACKAGED AIR CONDITIONING UNIT | 64483 | TEMPERZONE | OPA390R | R22 | 9
PACKAGED AIR CONDITIONING UNIT | 64331 | TEMPERZONE | OPA 390R | R22 | 9
PACKAGED AIR CONDITIONING UNIT | 64485 | TEMPERZONE | OPA500RB | R410A | 16
PACKAGED AIR CONDITIONING UNIT | 64327 | TEMPERZONE | OPA 780RB | R22 | 17
PACKAGED AIR CONDITIONING UNIT | 64336 | TEMPERZONE | OPA780RB | R22 | 17
PACKAGED AIR CONDITIONING UNIT | 64335 | TEMPERZONE | OPA780RB | R22 | 18
PACKAGED AIR CONDITIONING UNIT | 64332 | TEMPERZONE | OPA 780 RB | R22 | 18
PACKAGED AIR CONDITIONING UNIT | 92050 | TEMPERZONE | OPA760RKTBH | R410A | 20
PACKAGED AIR CONDITIONING UNIT | 64498 | TEMPERZONE | OPA 920RB | R22 | 21
PACKAGED AIR CONDITIONING UNIT | 64324 | TEMPERZONE | BD1000R | R22 | 26
PACKAGED AIR CONDITIONING UNIT | 1495W80066 | APAC | S80 HPBH | R22 | 28
PACKAGED AIR CONDITIONING UNIT | 1495W800070 | APAC | S80 BHHP | R22 | 28
PACKAGED AIR CONDITIONING UNIT | 1495W80067 | APAC | S80 HPBH | R22 | 28
PACKAGED AIR CONDITIONING UNIT | 64321 | TEMPERZONE | BD1250R | R22 | 36
PACKAGED AIR CONDITIONING UNIT | 64377 | TEMPERZONE | OPA1600R | R22 | 36
PACKAGED AIR CONDITIONING UNIT | 64320 | TEMPERZONE | OPA1250R | R22 | 36
AIR FAN - EXHAUST | 9741 | AIRCLEAN | WCD354E | NULL | NULL
EXPANSION TANK (CLOSED LOOPS) | 13N042460009 | AUTOHEAT | DR300 | NULL | NULL
GAS DETECTION - SENSOR | FACT-STK-P11-A42S | NULL | GSTA-C | NA | 0
GAS DETECTION - SENSOR | FACT-STK-P11-A40Z | NULL | GSTA-C | NA | 0
GAS DETECTION - SENSOR | FACT-STK-P11-A37Z | NULL | GSTA-C | NA | 0
GAS DETECTION - SENSOR | FACT-STK-P11-A42Z | NULL | GSTA-C | NA | 0
GAS DETECTION - SENSOR | FACT-STK-P11-A37Z | NULL | GSTA-C | NA | 0
GAS DETECTION - SENSOR | FACT-STK-P11-A42Z | NULL | GSTA-C | NA | 0
GAS DETECTION - SENSOR | FACT-STK-P11-A40Z | NULL | GSTA-C | NA | 0
GAS DETECTION - SENSOR | FACT-STK-P11-A41Z | NULL | GSTA-C | NA | 0
GAS DETECTION - SENSOR | FACT-STK-P11-A42Z | NULL | GSTA-C | NA | 0
GAS DETECTION - SENSOR | FACT-STK-P11-A38Z | NULL | GSTA-C | NA | 0
GAS DETECTION - SENSOR | FACT-STK-P11-A41Z | NULL | GSTA-C | NA | 0
AIR FAN - EXHAUST | 468079 | FANTECH | CD314D | NA | 0
AIR FAN - EXHAUST | M01203 | FANTECH | MV204E | NA | 0
TOILET EXHAUST FAN | 16912 | DUCTLINE | DFC 365-4D | NA | 0
TOILET EXHAUST FAN | 189041A | FANS DIRECT | VFC 450-4D | NA | 0
TOILET EXHAUST FAN | 10196 | DUCTLINE | 355B6VD | NA | 0
TOILET EXHAUST FAN | 16912 | DUCTLINE | DCF 365-4D | NA | 0
TOILET EXHAUST FAN | 16917 | DUCTLINE | DCF 365-4D | NA | 0
AIR FAN - EXHAUST | 3850 | DUCTLINE | 855BLTH-A11 | NA | 0
TOILET EXHAUST FAN | 3617 | FANS DIRECT | VDC 310 -6E | NA | 0
TOILET EXHAUST FAN | 3619 | FANS DIRECT | VDC 310 -6E | NA | 0
BOILER - GAS FIRED | AN96050919 | RAYPAK | 4224BEM | NULL | NULL
BOILER - GAS FIRED | AN96060946 | RAYPAK | 4224BEM | NULL | NULL
HEATING HOT WATER PUMP | M5348 | BKB GROUP | 80-400 | NA | 0
HEATING HOT WATER PUMP | M5347 | BKB GROUP | 80-400 | NA | 0
HEATING HOT WATER PUMP | M5349 | BKB GROUP | 80-400 | NA | 0
SWITCHBOARD MECHANICAL | NONE LISTED | NULL | NONE LISTED | NA | 0
SWITCHBOARD MECHANICAL | NONE LISTED | NULL | NONE LISTED | NA | 0
SWITCHBOARD MECHANICAL | NONE LISTED | NULL | NONE LISTED | NA | 0
SWITCHBOARD MECHANICAL | NULL | NULL | NULL | NULL | NULL
SWITCHBOARD MECHANICAL | NONE LISTED | NULL | NONE LISTED | NA | 0
SWITCHBOARD MECHANICAL | 103004265-5591 | TRIDIUM | 51100350A | NA | 0
BMS | NA | SIEMENS | SIEMENS SYSTEM 600 | NA | 0
SWITCHBOARD MECHANICAL | NONE LISTED | NULL | NONE LISTED | NA | 0
CAR PARK EXHAUST FAN | CP1 | DUCTLINE | FCS1400-6-12-30 | NA | 0
CAR PARK EXHAUST FAN | CP2 | DUCTLINE | FCS1400-6-12-30 | NA | 0
SWITCHBOARD MECHANICAL | NONE LISTED | NULL | NONE LISTED | NA | 0
BMS | NA | SIEMENS | NA | NA | 0
CAR PARK SUPPLY AIR FAN | 468077 | FANTECH | MMD6363 | NA | 0
SMOKE SPILL FAN | 1196 D7618 | DUCTLINE | GES-1000-6-24 | NA | 0
SMOKE SPILL FAN | 1196 D7622 | DUCTLINE | GES-1210-6-2B | NA | 0
SMOKE SPILL FAN | 1196 D7610 | DUCTLINE | GES-900-6-2B | NA | 0
SMOKE SPILL FAN | 1196 D7611 | DUCTLINE | GES-900-6-2B | NA | 0
SMOKE SPILL FAN | 1196 D7612 | DUCTLINE | GES-900-6-2B | NA | 0
SMOKE SPILL FAN | 1196 D7613 | DUCTLINE | GES-900-6-2B | NA | 0
SMOKE SPILL FAN | 1196 D7614 | DUCTLINE | GES-900-6-2B | NA | 0
SMOKE SPILL FAN | 1196 D7615 | DUCTLINE | GES-900-6-2B | NA | 0
SMOKE SPILL FAN | 1196 D7616 | DUCTLINE | GES-1000-6-24 | NA | 0
SMOKE SPILL FAN | 1196 D7620 | DUCTLINE | GES-1000-6-24 | NA | 0
SMOKE SPILL FAN | 1196 D7619 | DUCTLINE | GES-1000-6-24 | NA | 0
SMOKE EXHAUST FAN | E5987917 | DUCTLINE | SDA1000-6 | NA | 0
SMOKE EXHAUST FAN | E599404 | DUCTLINE | SDA1000-6 | NA | 0
SMOKE EXHAUST FAN | 488408 | FANTECH | RSS1258FA12F110 | NA | 0
SMOKE EXHAUST FAN | 488408 | FANTECH | RSS1258FA12F110 | NA | 0
SMOKE EXHAUST FAN | 5921593 | DUCTLINE | SDA630-6 | NA | 0
SMOKE EXHAUST FAN | 69616912 | FANTECH | LPSS 1250-6-29 | NA | 0
SMOKE EXHAUST FAN | E599912 | DUCTLINE | SDA1000-6 | NA | 0
SMOKE EXHAUST FAN | E585115 | DUCTLINE | SDA1000-6 | NA | 0
SMOKE SPILL FAN | 1196 D7608 | DUCTLINE | GES-1000-6-24 | NA | 0
SMOKE SPILL FAN | 9601480 | DUCTLINE | LPSS1120 | NA | 0
SMOKE SPILL FAN | 9601480 | DUCTLINE | LPSS1120 | NA | 0
SMOKE SPILL FAN | 9601480 | DUCTLINE | LPSS1120 | NA | 0
SMOKE SPILL FAN | 9601480 | DUCTLINE | LPSS1120 | NA | 0
SMOKE SPILL FAN | 9601480 | DUCTLINE | LPSS1120 | NA | 0
SMOKE SPILL FAN | 9601480 | DUCTLINE | LPSS1120 | NA | 0
SMOKE SPILL FAN | 9601480 | DUCTLINE | LPSS1120 | NA | 0
SMOKE SPILL FAN | 9601480 | DUCTLINE | LPSS1120 | NA | 0
SMOKE SPILL FAN | 343820 | FANTECH | RSS1006GAH022 | NA | 0
SMOKE SPILL FAN | SS3 | DUCTLINE | LPSS1120 | NA | 0
SMOKE SPILL FAN | SS1 | DUCTLINE | LPSS1120 | NA | 0
SMOKE SPILL FAN | SS4 | DUCTLINE | LPSS1120 | NA | 0
SMOKE SPILL FAN | SS2 | DUCTLINE | LPSS1120 | NA | 0
FIRE DAMPER | NULL | BULLOCK | NULL | NULL | NULL
FIRE DAMPER | 7438491 | BULLOCK | 4900 CURTAIN | NA | 0
FIRE DAMPER | NA | KILARGO | NA | NA | 0
FIRE DAMPER | NA | KILARGO | NA | NA | 0
PACKAGED AIR CONDITIONING UNIT | RM303C | EMAIL | EF6668 | R22 | 6.8
PACKAGED AIR CONDITIONING UNIT | RM303C | EMAIL | EJ7000 | R22 | 6.8
PACKAGED AIR CONDITIONING UNIT | EE 6201 | EMAIL | RM402C | R22 | 9.3
PACKAGED AIR CONDITIONING UNIT | EE 6221 | EMAIL | RM402C | R22 | 9.3
PACKAGED AIR CONDITIONING UNIT | EI6333 | EMAIL | RM502C | R22 | 11.2
PACKAGED AIR CONDITIONING UNIT | EI 6310 | EMAIL | RM602 | R22 | 15
PACKAGED AIR CONDITIONING UNIT | 760059 | TEMPERZONE | OPA 370RKTBH | R410A | 11.6
PACKAGED AIR CONDITIONING UNIT | 92788 | TEMPERZONE | OPA465RKT | R410A | 17.6
PACKAGED AIR CONDITIONING UNIT | EF1906 | EMAIL | RM752C | R22 | 18.9
PACKAGED AIR CONDITIONING UNIT | EF1908 | EMAIL | RM752C | R22 | 18.9
PACKAGED AIR CONDITIONING UNIT | EI 1959 | EMAIL | RM752C | R22 | 18.9
PACKAGED AIR CONDITIONING UNIT | EI 1966 | EMAIL | RM752C | R22 | 18.9
PACKAGED AIR CONDITIONING UNIT | EI1957 | EMAIL | RM752C | R22 | 18.9
PACKAGED AIR CONDITIONING UNIT | 91915 | TEMPERZONE | OPA700RKTB | R410A | 25.1
PACKAGED AIR CONDITIONING UNIT | 92695 | TEMPERZONE | OPA850RKTBH | R410A | 19.6
PACKAGED AIR CONDITIONING UNIT | EF1918 | EMAIL | RM902C | R22 | 27.6
PACKAGED AIR CONDITIONING UNIT | EF1919 | EMAIL | RM902C | R22 | 27.6
PACKAGED AIR CONDITIONING UNIT | EF192 | EMAIL | RM902C | R22 | 27.6
PACKAGED AIR CONDITIONING UNIT | EF1916 | EMAIL | RM902C | R22 | 27.6
PACKAGED AIR CONDITIONING UNIT | EF1921 | EMAIL | RM902CR | R22 | 27.6
PACKAGED AIR CONDITIONING UNIT | EF1922 | EMAIL | RM902CR | R22 | 27.6
PACKAGED AIR CONDITIONING UNIT | EK2030 | EMAIL | RM902C | R22 | 27.6
PACKAGED AIR CONDITIONING UNIT | EJ2027 | EMAIL | RM902C | R22 | 27.6
PACKAGED AIR CONDITIONING UNIT | EJ2028 | EMAIL | RM902C | R22 | 28
PACKAGED AIR CONDITIONING UNIT | EK2031 | EMAIL | RM902CR | R22 | 27.6
PACKAGED AIR CONDITIONING UNIT | EI 1967 | EMAIL | RM902C | R22 | 28
PACKAGED AIR CONDITIONING UNIT | EG 1931 | EMAIL | RM902C | R22 | 27.6
PACKAGED AIR CONDITIONING UNIT | EI1968 | EMAIL | RM902CR | R22 | 27.6
PACKAGED AIR CONDITIONING UNIT | EI1970 | EMAIL | RM902CR | R22 | 27.6
PACKAGED AIR CONDITIONING UNIT | 94171 | TEMPERZONE | OPA1370RKTM01 | R410A | 40
PACKAGED AIR CONDITIONING UNIT | 94170 | TEMPERZONE | OPA1370RKTM01 | R410A | 40
PACKAGED AIR CONDITIONING UNIT | 94072 | TEMPERZONE | OPA1370RKTM01 | R410A | 40
PACKAGED AIR CONDITIONING UNIT | EE1913 | EMAIL | RM1300H | R22 | 42
PACKAGED AIR CONDITIONING UNIT | EE1914 | EMAIL | RM1300H | R22 | 42
PACKAGED AIR CONDITIONING UNIT | EE1959 | EMAIL | RM1300H | R22 | 42
PACKAGED AIR CONDITIONING UNIT | EE1939 | EMAIL | RM1300H | R22 | 42
PACKAGED AIR CONDITIONING UNIT | EJ2022 | EMAIL | RM1300H | R22 | 42
PACKAGED AIR CONDITIONING UNIT | EI1956 | EMAIL | RM1300H | R22 | 42
PACKAGED AIR CONDITIONING UNIT | EI1962 | EMAIL | RM1300H | R22 | 42
PACKAGED AIR CONDITIONING UNIT | EI1963 | EMAIL | RM1300H | R22 | 42
PACKAGED AIR CONDITIONING UNIT | EK2040 | EMAIL | RM1300H | R22 | 42
DUCTED SPLIT SYSTEM |  | TEMPERZONE |  | R410A | 0
CAR PARK EXHAUST FAN |  | FEDERAL |  | NA | 0
SMOKE EXHAUST FAN | 41093 | FEDERAL | SS14068CA12H200 | NA | 0
SMOKE EXHAUST FAN |  | FEDERAL |  | NA | 0
CAR PARK EXHAUST FAN |  | FEDERAL |  | OTHER | 0
AIR FAN - EXHAUST |  | FEDERAL |  | NA | 0
AIR FAN - EXHAUST |  | FEDERAL |  | NA | 0
CAR PARK EXHAUST FAN |  | FEDERAL |  | NA | 0
AIR FAN - EXHAUST |  | FEDERAL |  | NA | 0
SMOKE EXHAUST FAN |  | NULL |  | NA | 0
SWITCHBOARD MECHANICAL |  | HURLCON |  | NA | 0
VARIABLE SPEED DRIVE |  | ABB |  | NA | 0
AIR FAN - EXHAUST |  | FEDERAL |  | NA | 0
AIR FAN - EXHAUST |  | FEDERAL |  | NA | 0
SMOKE EXHAUST FAN |  | NULL |  | NA | 0
SMOKE EXHAUST FAN |  | NULL |  | NA | 0
AIR FAN - EXHAUST |  | FEDERAL |  | NA | 0
PACKAGED AIR CONDITIONING UNIT | 92048 | TEMPERZONE | OPA960RKTBH | R410A | 20
PACKAGED AIR CONDITIONING UNIT | 185811 | APAC | H11800 | R22 | 34
BOILER - GAS ATMOSPHERIC | UNKOWN | S&P | unknown | NULL | NULL
HEATING HOT WATER PUMP | 9702826 | ALCAIR | 210416 | NA | 0
HEATING HOT WATER PUMP | 9702827 | ALCAIR | 210416 | NA | 0
CHILLED WATER PUMP | 9702823 | ALCAIR | 210430 | NA | 0
CHILLED WATER PUMP | 970282 | ALCAIR | 210430 | NA | 0
AIR FAN - EXHAUST |  | FEDERAL |  | NA | 0
AIR FAN - EXHAUST |  | NULL |  | NA | 0
AIR FAN - RETURN | NA | FANTECH | NA | NA | 0
AIR HANDLING UNIT | 0498W02640 | CARRIER | HW020 | NA | 0
AIR FAN - RETURN | 114542 | FEDERAL | APS0564A10F015 | NA | 0
AIR HANDLING UNIT | 0398W02841 | CARRIER | HW014 | NA | 0
AIR FAN - EXHAUST | 114546 | FEDERAL | AP0504A1B005 | NA | 0
AIR FAN - RETURN | NA | FEDERAL | FAN TECH | NA | 0
AIR HANDLING UNIT | 0398W02842 | CARRIER | HW014 | CHILLED WATER | 0
AIR HANDLING UNIT | 28902839 | CARRIER | HW016 | NA | 0
AIR FAN - RETURN | 114540 | FEDERAL | APS056410F011 | NA | 0
AIR FAN - EXHAUST | NA | FANTECH | NA | NA | 0
AIR FAN - EXHAUST | NA | FANTECH | NA | NA | 0
SWITCHBOARD MECHANICAL | NULL | NULL | NULL | NA | 0
AIR HANDLING UNIT | 0398W02843 | CARRIER | HW014 | NA | 0
AIR HANDLING UNIT | 98W02545 | CARRIER | HW007 | CHILLED WATER | 0
AIR HANDLING UNIT | 0298W029838 | CARRIER | HW016 | CHILLED WATER | 0
AIR FAN - RETURN | 1145401 | FEDERAL | AS0564A10F011 | NA | 0
AIR HANDLING UNIT | 0398W02844 | CARRIER | HW034 | CHILLED WATER | 0
AIR HANDLING UNIT | 0298W02936 | CARRIER | HW016 | CHILLED WATER | 0
AIR FAN - RETURN | 114538 | FEDERAL | FAN TECH | NA | 0
AIR HANDLING UNIT | 0298W02887 | CARRIER | HW016 | CHILLED WATER | 0
AIR FAN - RETURN | 114540 | FEDERAL | APS0564A10FC112 | NA | 0
EXPANSION TANK (CLOSED LOOPS) |  | NULL |  | NA | 0
EXPANSION TANK (CLOSED LOOPS) |  | NULL |  | NA | 0
PACKAGED AIR CONDITIONING UNIT | 0398W1101 | APAC | HO900S9 HPBH | R22 | 35
CHILLER - AIR COOLED | 0598WO9383 | CARRIER | 30GN-210-L-910-03 | R22 | 170
FAN COIL UNIT - DUCTED |  | NULL |  | NA | 0
KITCHEN EXHAUST FAN | 43311 | PIFAN | AL LAMINAR | NULL | 0
KITCHEN EXHAUST FAN | 43310 | PIFAN | AL LAMINAR | NULL | NULL
CIRCULATING PUMP | NA | NULL | PWL-18 | NA | 0
AIR HANDLING UNIT | 25011 | MULLER | FS 090 V | CHILLED WATER | 0
AIR HANDLING UNIT | 25011 | MUNTERS | FS 090 V | NA | 0
AIR HANDLING UNIT | 25012 | MULLER | FS 110 V | CHILLED WATER | 0
VARIABLE SPEED DRIVE | 027515G371 | DANFOSS | FC-102P15KT4 | NULL | NULL
AIR HANDLING UNIT | 24803 | MULLER | FS 125 H | CHILLED WATER | 0
AIR HANDLING UNIT | 24804 | MULLER | FS 110 H | CHILLED WATER | 0
AIR HANDLING UNIT | 25013 | MULLER | FS 125 H | NULL | NULL
VARIABLE SPEED DRIVE | 024615G371 | DANFOSS | FC-102P18TK4 | NULL | NULL
AIR HANDLING UNIT | 25014 | MULLER | FS 050 V | CHILLED WATER | 1
VARIABLE SPEED DRIVE | 031315G371 | DANFOSS | FC-102P11KT4 | NULL | NULL
AIR HANDLING UNIT | 25016 | MULLER | FS 110 H | CHILLED WATER | 1
AIR HANDLING UNIT | 25018 | MULLER | FS 110 H | NA | 0
AIR HANDLING UNIT | 25021 | MULLER | FS 110 H | NA | 0
VARIABLE SPEED DRIVE | 027415G371 | DANFOSS | FC-102P15KT4P | NA | 0
AIR HANDLING UNIT | 25023 | MULLER | FS 125 H | NA | 0
VARIABLE SPEED DRIVE | 027115G371 | DANFOSS | FC-102P15KT4P | NULL | NULL
VARIABLE SPEED DRIVE | 031215G371 | DANFOSS | FC-102P11KT4 | NULL | NULL
AIR HANDLING UNIT | 25024 | MULLER | FS 110 V | NA | 0
AIR HANDLING UNIT | 25025 | MULLER | FS 110 H | NA | 0
VARIABLE SPEED DRIVE | 027215G371 | DANFOSS | FC-102P15KT4P | NULL | NULL
AIR HANDLING UNIT | 25026 | MULLER | FS 080 V | NA | 0
VARIABLE SPEED DRIVE | 030715G371 | DANFOSS | FC-102P11KT4 | NULL | NULL
AIR HANDLING UNIT | 25027 | MUNTERS | FS 027 V | CHILLED WATER | 1
AIR HANDLING UNIT | 24805 | MUNTERS | FS 110 H | CHILLED WATER | 1
AIR HANDLING UNIT | 25028 | MULLER | FS080V | NA | 0
VARIABLE SPEED DRIVE | 030815G371 | DANFOSS | FC-102P11K | NULL | 0
AIR HANDLING UNIT | 25031 | MULLER | FS 090 V | NA | 0
AIR HANDLING UNIT | 25029 | MULLER | FS 090 V | NA | 0
VARIABLE SPEED DRIVE | 031115G371 | DANFOSS | FC-102P11KT4 | NULL | NULL
SMOKE EXHAUST FAN | SEF1 | HISON | 6920 | NULL | NULL
SMOKE EXHAUST FAN | SEF2 | HISON | 6920 | NULL | NULL
SMOKE EXHAUST FAN | SEF4 | HISON | 6920 | NULL | NULL
SMOKE EXHAUST FAN | SEF8 | HISON | 6920 | NULL | NULL
SMOKE EXHAUST FAN | SEF6 | HISON | 6920 | NULL | NULL
SMOKE EXHAUST FAN | SEF7 | HISON | 6920 | NULL | NULL
SMOKE EXHAUST FAN | SEF5 | HISON | 6920 | NULL | NULL
SMOKE EXHAUST FAN | SEF3 | HISON | 6920 | NULL | NULL
SMOKE EXHAUST FAN | SEF22 | HISON | 6920 | NULL | NULL
SMOKE EXHAUST FAN | SEF10 | HISON | 6920 | NULL | NULL
SMOKE EXHAUST FAN | SEF9 | HISON | 6921 | NULL | NULL
SMOKE EXHAUST FAN | SEF12 | HISON | 6920 | NULL | NULL
SMOKE EXHAUST FAN | SEF26 | HISON | 6920 | NULL | 0
SMOKE EXHAUST FAN | SEF28 | HISON | 6920 | NULL | 0
SMOKE EXHAUST FAN | SEF29 | HISON | 6920 | NULL | 0
SMOKE EXHAUST FAN | SEF27 | HISON | 6920 | NULL | NULL
SMOKE EXHAUST FAN | SEF25 | HISON | 6920 | NULL | NULL
SMOKE EXHAUST FAN | SEF13 | HISON | 6920 | NULL | NULL
SMOKE EXHAUST FAN | SEF11 | HISON | 6920 | NULL | NULL
SMOKE EXHAUST FAN | SEF16 | HISON | 6920 | NULL | NULL
SMOKE EXHAUST FAN | SEF18 | HISON | 6920 | NULL | NULL
SMOKE EXHAUST FAN | SEF20 | HISON | 6920 | NULL | NULL
SMOKE EXHAUST FAN | SEF21 | HISON | 6920 | NULL | NULL
SMOKE EXHAUST FAN | SEF19 | HISENSE | 6920 | NULL | NULL
SMOKE EXHAUST FAN | SEF15 | HISON | 6920 | NULL | NULL
SMOKE EXHAUST FAN | SEF14 | HISON | 6920 | NULL | NULL
AIR HANDLING UNIT | AHU21 | WEATHERWALL | ASH-32 | CHILLED WATER | 1
VARIABLE SPEED DRIVE | XAV326-003468 | SIGREST DESIGN | SED2-435B | NULL | NULL
AIR HANDLING UNIT | AHU20 | WALKER | ASH-156 | CHILLED WATER | 1
VARIABLE SPEED DRIVE | T-V53162000037 | SIEMENS | - | NULL | NULL
AIR HANDLING UNIT | AHU22 | WALKER | ASH-110 | CHILLED WATER | 1
VARIABLE SPEED DRIVE | XAV424-004001 | SIEMENS | / | NULL | NULL
SMOKE EXHAUST FAN | 2 | FEDERAL | RSS1004GA6F075 | NULL | NULL
SMOKE EXHAUST FAN | 2 | FEDERAL | RSS1004GA6F075 | NULL | NULL
CHILLER - WATER COOLED | SABM-880070 | YORK | YKEEESQ75ELGS | R134A | 508.9
AIR FAN - SUPPLY |  | AXIAL | RH401-4AX | NA | 0
FIRE DAMPER | NULL | NULL | NULL | NULL | NULL
FIRE DAMPER | NULL | NULL | NULL | NA | 0
AIR FAN - EXHAUST |  | NULL | RH600-4AX | NA | 0
VARIABLE SPEED DRIVE | 090311G395 | DANFOSS | 131B6662 | NULL | NULL
CONDENSER WATER PUMP | 930008 | ALCAIR | 210447 | NULL | NULL
VARIABLE SPEED DRIVE | 031015G371 | DANFOSS | FC-102P11KT | NULL | NULL
SWITCHBOARD MECHANICAL |  | NULL |  | NULL | NULL
SWITCHBOARD MECHANICAL | NULL | AVTEL | NULL | NULL | NULL
SWITCHBOARD MECHANICAL | NULL | NULL | NULL | NULL | NULL
VARIABLE SPEED DRIVE | 027315G371 | DANFOSS | FC-102P15KT4 | NULL | NULL
SWITCHBOARD MECHANICAL | NULL | AVTEL | NULL | NULL | NULL
VARIABLE SPEED DRIVE | 024515G371 | DANFOSS | FC-102P18KT4P | NULL | NULL
VARIABLE SPEED DRIVE | 027815G371 | DANFOSS | FC-102P15KT4 | NA | 0
SWITCHBOARD MECHANICAL | NULL | AVTEL | NULL | NULL | NULL
SWITCHBOARD MECHANICAL | NULL | AVTEL | NULL | NULL | NULL
SWITCHBOARD MECHANICAL | MSSB 192 7A&7B 1994 | AVTEL | MSSB | NA | 0
AIR FAN - SUPPLY | KSF 1 | HISON | 6920 | NULL | NULL
DUCTED SPLIT SYSTEM | 6539801346 | PANASONIC | U-100PE1R8A | R410A | 3
CHILLED WATER PUMP | 930007 | ALCAIR | 210443 | NULL | NULL
VARIABLE SPEED DRIVE | 017324G019 | DANFOSS | 131N0212 | NULL | NULL
SWITCHBOARD MECHANICAL | MSSB 192 CP 1994 | NULL | MSSB | NA | 0
AIR FAN - SUPPLY | CPVF | HISON | 6920 | NULL | NULL
CHILLER - WATER COOLED | W08110320 | MCQUAY | MSC087MAW47GE0312 | R134A | 521
EXPANSION TANK (CLOSED LOOPS) | 202007080014 | OTHER | MASTERFLOW, MSF-300VL-PW-10 | NULL | NULL
CONDENSER WATER PUMP | 93 0005IMPDIA300 | ALCAIR | 210447 | NULL | NULL
CHILLED WATER PUMP | 9200665 | ALCAIR | 210443 | NULL | NULL
VARIABLE SPEED DRIVE | 012911G297 | DANFOSS | FC-102P45KT4 | NULL | NULL
VARIABLE SPEED DRIVE | T-V12562000052 | SIEMENS | SED2-37/35B | NULL | NULL
SWITCHBOARD MECHANICAL | MSSB 192 8A&8B 1994 | AVTEL | MSSB | NA | 0
SWITCHBOARD MECHANICAL | NULL | AVTEL | NULL | NULL | 0
VARIABLE SPEED DRIVE | 019810G261 | DANFOSS | FC-102P3KOT | NA | 0
VARIABLE SPEED DRIVE | 027715G371 | DANFOSS | FC-102P15K | NULL | NULL
AIR FAN - SUPPLY | KSF 2 | HISON | 7120 | NULL | NULL
SWITCHBOARD MECHANICAL | NULL | AVTEL | NULL | NULL | 0
SWITCHBOARD MECHANICAL | NULL | NULL | NULL | NA | 0
AIR FAN - SUPPLY | NA | AIR DESIGN | AP0634P10B007 | NULL | NULL
FIRE DAMPER |  | NULL |  | NULL | NULL
AIR FAN - EXHAUST | 29478 | FEDERAL | CD354D | NA | 0
FIRE DAMPER |  | NULL |  | NULL | NULL
AIR FAN - SUPPLY |  | NULL | RH700-4AX | NA | 0
SWITCHBOARD MECHANICAL | NULL | NULL | NULL | NULL | NULL
VARIABLE SPEED DRIVE | 030813G371 | DANFOSS | FC-102P11K | NULL | NULL
SMOKE EXHAUST FAN | SEF23 | HISON | 6920 | NULL | NULL
SMOKE EXHAUST FAN | SEF24 | HISON | 6920 | NULL | NULL
SMOKE EXHAUST FAN | SEF17 | HISON | 6920 | NULL | NULL
AIR FAN - SUPPLY | SAF6 | HISON | 6920 | NULL | NULL
SWITCHBOARD MECHANICAL | NULL | AVTEL | NULL | NULL | NULL
SWITCHBOARD MECHANICAL | NULL | NILSEN | NULL | NULL | NULL
TOILET EXHAUST FAN | 442997 | FEDERAL | CD454V | NULL | NULL
AIR FAN - EXHAUST |  | NULL |  | NA | 0
AIR FAN - EXHAUST |  | NULL |  | NA | 0
TOILET EXHAUST FAN | RH600-4AX | OTHER | RH600-4AX | NULL | NULL
SWITCHBOARD MECHANICAL |  | NULL | MSSB | NA | 0
AIR FAN - EXHAUST | 0 | FEDERAL | MV254E | NULL | NULL
KITCHEN EXHAUST FAN | RV400-4AX | NULL | HISON | NA | 0
AIR FAN - EXHAUST | 8 | FEDERAL | AD504D | NULL | NULL
NON DUCTED SPLIT SYSTEM | NA | MODULEX | DXK09Z3-S | R410A | 0
PACKAGED AIR CONDITIONING UNIT | 65504 | THERMAL EQUP CO | OPA 290R | NA | 0
SWITCHBOARD MECHANICAL | NULL | NILSEN | NULL | NULL | NULL
CHILLED WATER PUMP | 10057 | MONARCH | AS1359 IEC34 | NULL | NULL
VARIABLE SPEED DRIVE | T-T60162000067 | SIEMENS | SED2-37/35B | NULL | NULL
DX CONDENSING UNIT | NA | RAC | NO NAME PLATE | NA | 0
CHILLER - AIR COOLED | - | BAC | - | NA | 0
CIRCULATING PUMP | - | HARDLAND | - | NULL | NULL
AIR FAN - SUPPLY |  | NULL | RH700-4AX | NA | 0
CIRCULATING PUMP |  | NULL | TKS4HMZT SW1 | NA | 0
AIR FAN - EXHAUST | 102682 | AIR DESIGN | AP0564AP10B007 | NULL | NULL
AIR FAN - EXHAUST | UNKNOWN | FANTECH | RH-401-4AX | NULL | NULL
AIR FAN - EXHAUST | GEF4 | NULL | RH-401-4AX | NULL | NULL
AIR FAN - SUPPLY |  | FEDERAL |  | NA | 0
AIR FAN - EXHAUST | RH401-4AX | NULL | HISON | NULL | NULL
COOLING TOWER | - | BARREL FAN | - | NULL | NULL
COOLING TOWER | - | BAC | - | NULL | NULL
COOLING TOWER | - | BARREL FAN | - | NULL | NULL
COOLING TOWER | - | BAC | - | NULL | NULL
VARIABLE SPEED DRIVE | 087115G482 | DANFOSS | FC-102P30KT4 | NA | 0
VARIABLE SPEED DRIVE | 012717G283 | DANFOSS | FC102P30KT | NA | 0
NON DUCTED SPLIT SYSTEM | 130405910 RE | MITSUBISHI | Other | R410A | 1
UNDER CEILING SPLIT SYSTEM | 387004196 | PANASONIC | CS-F340TES | R410A | 0
UNDER CEILING SPLIT SYSTEM | 0387004398 R | PANASONIC | NA | R410A | 4
UNDER CEILING SPLIT SYSTEM | 0387004182R | PARKER | CS-F34DTE5 | R410A | 4
UNDER CEILING SPLIT SYSTEM | 780711316 | PARKER | CU-L34DBE5 | R410A | 4
DUCTED SPLIT SYSTEM | 0777209576R | PANASONIC | CU-L28DBE5 | R410A | 4
PACKAGED AIR CONDITIONING UNIT | 67415 | TEMPERZONE | OPA 290R | R22 | 8
PACKAGED AIR CONDITIONING UNIT | 4299W135885 | APAC | PO36AHR9AA | R22 | 10
PACKAGED AIR CONDITIONING UNIT | 385522 | ACTRON | PCG340L | R410A | 12
PACKAGED AIR CONDITIONING UNIT | 548064 | TEMPERZONE | OPA 600RB | R22 | 15
FRIDGE |  | NULL | NA | NA | 0
COOL ROOM | T05-005 | CAMEO | BRO32 | NA | 0
WALL MOUNTED SPLIT SYSTEM | 327100421 | PARKER | CS-A241KR | NA | 0
WALL MOUNTED SPLIT SYSTEM | 327100435 | PARKER | CS-A241KR | NA | 0
WALL MOUNTED SPLIT SYSTEM | 327100428 | PARKER | CS-A241KR | NA | 0
WALL MOUNTED SPLIT SYSTEM | 327100436 | PARKER | CS-A241KR | NA | 0
WALL MOUNTED SPLIT SYSTEM | 3850A20352R | LIEBERT | LSN364H-1 | NA | 0
COOL ROOM | 01J09 0200261 | KLOCHNER MOLLER | WJ31MHGB2 | NA | 0
COOL ROOM | 59080189H2006 | HI FLOW FANS | CAJT4519ZHR | NA | 0
WALL MOUNTED SPLIT SYSTEM | 725200513 | PARKER | CU-A241KR | NA | 0
WALL MOUNTED SPLIT SYSTEM | 725200444 | PARKER | CU-241KR | NA | 0
WALL MOUNTED SPLIT SYSTEM | 72500448 | PARKER | CU-A241KR | NA | 0
WALL MOUNTED SPLIT SYSTEM | UNKNOWN | LIEBERT | LSN364H-1 | NA | 0
HEAT EXCHANGER - WATER TO WAT | C3X00553 | NULL | GAU-A45HPA | NA | 0
COOL ROOM | 9703040545 | KLOCHNER MOLLER | KCR32 | NA | 0
FRIDGE | UNKNOWN | KLOCHNER MOLLER | BA14LMYB2 | NA | 0
COOL ROOM | 210043240 | KLOCHNER MOLLER | KCR13 | NA | 0
COOL ROOM | UNKNOWN | KLOCHNER MOLLER | UNKNOWN | NA | 0
AIR FAN - EXHAUST | 110A2636 | NULL | IIO F .W. | NA | 0
AIR FAN - EXHAUST | C0962 | NULL | II4 FWB DM | NA | 0
AIR FAN - EXHAUST | NA | FEDERAL | ECE204M | NA | 0
BOILER - ELECTRIC ELEMENT | H114 | KOSSMANN BROS | HSI HWR 24513962 | NA | 0
HEATING HOT WATER PUMP | A100 | ALCAIR | 100X65 | NA | 0
CHILLED WATER PUMP | B96779705P109370004 | HADEN | NKG65-40-250260 AH-E-B-BOOE | NA | 0
CHILLED WATER PUMP | B96779705P109370002 | HARDLAND | KNG65-40-250260 AH-E-B-BOOE | NA | 0
BMS | UNKNOWN | BARREL FAN | UNKNOWN | NA | 0
CHILLER - AIR COOLED | R756233 | TRITEC ELECT | ECXAN500J72XEHXX2XXXBXXA7XXXXXXXAIXXXX | NA | 0
AIR FAN - EXHAUST | UNKNOWN | NULL | UNKNOWN | NA | 0
SMOKE EXHAUST FAN | UNKNOWN | NULL | UNKNOWN | NA | 0
AIR HANDLING UNIT |  | NULL | NA | NA | 0
SWITCHBOARD MECHANICAL |  | MEDCO |  | NA | 0
AIR HANDLING UNIT |  | NULL |  | NA | 0
FIRE DAMPER | UNKNOWN | NULL | UNKNOWN | NA | 0
SWITCHBOARD MECHANICAL |  | MEDCO | NA | NA | 0
SWITCHBOARD MECHANICAL | MA | MEDCO | NA | NA | 0
AIR FAN - SUPPLY | 600CPD | ROBERT SHAW | G4147 | NA | 0
FIRE DAMPER | UNKNOWN | NULL | UNKNOWN | NA | 0
FIRE DAMPER | NA | NULL | NA | NA | 0
FIRE DAMPER | NA | NULL | NA | NA | 0
WALL MOUNTED SPLIT SYSTEM | 725200509 | PARKER | CU-A241KR | NA | 0
FREEZER | NA | WOODS | NA | NA | 0
WALL MOUNTED SPLIT SYSTEM | E041537 | DAKO | FTXS25EVMA | NA | 0
WALL MOUNTED SPLIT SYSTEM | E026376 | DAKO | FTXS60FVMA | NA | 0
WALL MOUNTED SPLIT SYSTEM | E042502 | DAKO | FTXS25FVMA | NA | 0
WALL MOUNTED SPLIT SYSTEM | 814001413 RE | MITSUBISHI | SRK35ZGA-S | NA | 0
WALL MOUNTED SPLIT SYSTEM | E003966 | DAKO | RXS25EBVA | NA | 0
WALL MOUNTED SPLIT SYSTEM | E035424 | DAKO | RXS60FVMA | NA | 0
WALL MOUNTED SPLIT SYSTEM | E003961 | DAKO | FTX25EVMA | NA | 0
WALL MOUNTED SPLIT SYSTEM | 833306932 | MITSUBISHI | SRC35ZG-S | NA | 0
WALL MOUNTED SPLIT SYSTEM | E006770 | DAKO | FTXS95LVMA | NA | 0
WALL MOUNTED SPLIT SYSTEM | E006190 | DAKO | RXS95LVMA | NA | 0
COOL ROOM | 997917-018 | CAMEO | BR021 | NA | 0
COOL ROOM | T53C221000131048B | NULL | CAJT9513ZMHR-2 | NA | 0
AIR FAN - EXHAUST | 42223 | NULL | V38-374-SP4 | NA | 0
WALL MOUNTED SPLIT SYSTEM | 2803Y40384 | CIEMANTS | 42P250H | NA | 0
WALL MOUNTED SPLIT SYSTEM | 2803Y40665 | CIEMANTS | 42P250H | NA | 0
WALL MOUNTED SPLIT SYSTEM | 42803Y40383 | CIEMANTS | 42P250H | NA | 0
WALL MOUNTED SPLIT SYSTEM | 4702Y10143 | CIEMANTS | 38P258H | NA | 0
WALL MOUNTED SPLIT SYSTEM | 4502Y00722 | CIEMANTS | 38P250H | NA | 0
0 - NOT SET | 4502Y00671 | CIEMANTS | 38P250H | NA | 0
WALL MOUNTED SPLIT SYSTEM | 23001664 | HITACHI | RAS-32CNAR | NA | 0
WALL MOUNTED SPLIT SYSTEM | 7475716605 | PANASONIC | CS-E9HKR | NA | 0
WALL MOUNTED SPLIT SYSTEM | 7475716575 | PARKER | CS-E9HKR | NA | 0
WALL MOUNTED SPLIT SYSTEM | 225630073 | HITACHI | RAC-32CNHA | NA | 0
WALL MOUNTED SPLIT SYSTEM | 7555015309 | PARKER | CU-E9HKR | NA | 0
WALL MOUNTED SPLIT SYSTEM | 7555015717 | PARKER | CU-E9HKR | NA | 0
DUCTED SPLIT SYSTEM | 9XM 01085 | MODULEX | PEA-RP71EA | NA | 0
DUCTED SPLIT SYSTEM | 03P00338 | MODULEX | SUZ-KA71VA | NA | 0
WALL MOUNTED SPLIT SYSTEM | 014202998 RE | MITSUBISHI | SRK71ZEA-S1 | NA | 0
WALL MOUNTED SPLIT SYSTEM | 014202991 RE | MITSUBISHI | SRK71ZEA-S1 | NA | 0
WALL MOUNTED SPLIT SYSTEM | 014000715 RE | MITSUBISHI | SRK35ZGA-S | NA | 0
WALL MOUNTED SPLIT SYSTEM | 9903833 | DAKO | FTX25HVEA | NA | 0
ELECTRIC DUCT HEATER | NA | NULL | NA | NA | 0
ELECTRIC DUCT HEATER | NA | NULL | NA | NA | 0
DUCTED SPLIT SYSTEM | 40325 | ALFA LAVAL | FC18T | NA | 0
DUCTED SPLIT SYSTEM | 39897 | ALFA LAVAL | FC22B | NA | 0
WALL MOUNTED SPLIT SYSTEM | 9004182 T | MODULEX | MSZ-GA71VA | NA | 0
WALL MOUNTED SPLIT SYSTEM | 9901869 | DAKO | FTX25HVEA | NA | 0
WALL MOUNTED SPLIT SYSTEM | 3SB61940-1F | DAKO | 4MX80HVEC | NA | 0
WALL MOUNTED SPLIT SYSTEM | 033803161 RE | MITSUBISHI | SRC71ZE-S1 | NA | 0
WALL MOUNTED SPLIT SYSTEM | 9005878 | MODULEX | MUZ-GA71VA | NA | 0
WALL MOUNTED SPLIT SYSTEM | 033501049 RE | MITSUBISHI | SRC35ZG-S | NA | 0
WALL MOUNTED SPLIT SYSTEM | 33803014 | MITSUBISHI | SRC71ZE-S1 | NA | 0
DUCTED SPLIT SYSTEM | 39818 | ALFA LAVAL | HCS18SL | NA | 0
DUCTED SPLIT SYSTEM | 40039 | ALFA LAVAL | HCS22T | NA | 0
AIR FAN - EXHAUST | NA | NULL | NA | NA | 0
AIR FAN - EXHAUST | NA | NULL | NA | NA | 0
SWITCHBOARD MECHANICAL | NA | NULL | NA | NA | 0
AIR FAN - EXHAUST | 702892 | NULL | NA | NA | 0
PACKAGED AIR CONDITIONING UNIT | 488393W55556 | ACPAC | S65HPBH | NA | 0
FIELD CONTROLLER | UNKNOWN | HOVAL | UNKNOWN | NA | 0
AIR FAN - EXHAUST | UNKNOWN | NULL | UNKNOWN | NA | 0
AIR FAN - EXHAUST | UNKNOWN | NULL | UNKNOWN | NA | 0
ELECTRIC DUCT HEATER | UNKNOWN | NULL | UNKNOWN | NA | 0
AIR FAN - EXHAUST | NA | NULL | NA | NA | 0
WALL MOUNTED SPLIT SYSTEM | 723502068 RE | MITSUBISHI | SRK50ZGX-S | NA | 0
WALL MOUNTED SPLIT SYSTEM | 741202601 | MITSUBISHI | SRC50ZGX-S | NA | 0
DUCTED SPLIT SYSTEM | 21260005 | TRANE | MMD-P071H | NA | 0
COOL ROOM | T05A-004. 15826705015 | CAMEO | BR032A | NA | 0
DUCTED SPLIT SYSTEM | 500110001 | TRANE | MMY-MP1001HT8 | NA | 0
AIR FAN - EXHAUST | 13836 | NULL | A3404 | NA | 0
AIR FAN - EXHAUST | 13836 | NULL | A3404 | NA | 0
AIR FAN - EXHAUST | 01EM 9152 | SINKO | TD-800200 | NA | 0
COOL ROOM | T52H160700100000A | LU-VE CONTARDO | CAJT4519ZHR | NA | 0
WALL MOUNTED SPLIT SYSTEM | C000672 | DAKO | FVXS71HVMA | NA | 0
WALL MOUNTED SPLIT SYSTEM | E002318 | DAKO | RXS71HVMA | NA | 0
WALL MOUNTED SPLIT SYSTEM | 6988 | MODULEX | MSZ-GE80VA | NA | 0
WALL MOUNTED SPLIT SYSTEM | 9442 | MODULEX | MSZ-GE80VA | NA | 0
WALL MOUNTED SPLIT SYSTEM | E000253 | DAKO | FTXE25BVMA | NA | 0
WALL MOUNTED SPLIT SYSTEM | 4900923 | DAKO | ATXD71CV4 | NA | 0
WALL MOUNTED SPLIT SYSTEM | 13472 | MODULEX | MUZ-GE80VA | NA | 0
WALL MOUNTED SPLIT SYSTEM | 13474 | MODULEX | MUZ-GE80VA | NA | 0
WALL MOUNTED SPLIT SYSTEM | 4914 | MODULEX | MUZ-GE80VA | NA | 0
WALL MOUNTED SPLIT SYSTEM | 4908941 | DAKO | RXE25BVMA | NA | 0
WALL MOUNTED SPLIT SYSTEM | 4001026 | DAKO | ATXD71BV4 | NA | 0
WALL MOUNTED SPLIT SYSTEM | 9434 | MODULEX | MSZ-GE80VA | NA | 0
WALL MOUNTED SPLIT SYSTEM | 813901266RE | MITSUBISHI | SRK25ZGA-S | R410A | 1
WALL MOUNTED SPLIT SYSTEM | 815701230RE | MITSUBISHI | SRK80ZEA-S1 | R410A | 2
WALL MOUNTED SPLIT SYSTEM | 815701225 | MITSUBISHI | SRK80ZEA-S1 | R410A | 2
WALL MOUNTED SPLIT SYSTEM | 8355400975 RE | MITSUBISHI | SRC80ZE-S1 | R410A | 2
WALL MOUNTED SPLIT SYSTEM | 835400894 RE | MITSUBISHI | SRC80ZE-S1 | R410A | 2
WALL MOUNTED SPLIT SYSTEM | 833207298 RE | MITSUBISHI | SRC25ZG-S | R410A | 2
0 - NOT SET | E010260 | DAKO | FTXS35LVMA | NA | 0
0 - NOT SET | 3008408 | MODULEX | MSZ-GE35VA2 | NA | 0
WALL MOUNTED SPLIT SYSTEM | E002669 | DAKO | FTXS25KVMA | NA | 0
WALL MOUNTED SPLIT SYSTEM | E001139 | DAKO | FTXS35KVMA | NA | 0
WALL MOUNTED SPLIT SYSTEM | E002672 | DAKO | FTXS25KVMA | NA | 0
CASSETTE SPLIT SYSTEM | R043560 | GREGORY | UTG-UFYB-W | NA | 0
CASSETTE SPLIT SYSTEM | R044204 | GREGORY | UTG-UFYB-W | NA | 0
WALL MOUNTED SPLIT SYSTEM | 52100493 | TRANE | RAV-SM561KRT-E | NA | 0
WALL MOUNTED SPLIT SYSTEM | 52100502 | TRANE | RAV-SM561KRT-E | NA | 0
0 - NOT SET | 52100559 | TRANE | RAV-SM561KRT-E | NA | 0
WALL MOUNTED SPLIT SYSTEM | 52100563 | TRANE | RAV-SM561KRT-E | NA | 0
WALL MOUNTED SPLIT SYSTEM | 52100508 | TRANE | RAV-SM561KRT-E | NA | 0
WALL MOUNTED SPLIT SYSTEM | 52100504 | TRANE | RAV-SM561KRT-E | NA | 0
WALL MOUNTED SPLIT SYSTEM | 52100505 | TRANE | RAV-SM561KRT-E | NA | 0
WALL MOUNTED SPLIT SYSTEM | 52100487 | TRANE | RAV-SM561KRT-E | NA | 0
WALL MOUNTED SPLIT SYSTEM | 52100503 | TRANE | RAV-SM561KRT-E | NA | 0
WALL MOUNTED SPLIT SYSTEM | 521495 | TRANE | RAV-SM561KRT-E | NA | 0
VRF DUCTED SPLIT | 409G0208 | TRANE | MMU-AP0091H | NA | 0
VRF DUCTED SPLIT | 510G0049 | TRANE | MMU-AP0091H | NA | 0
VRF DUCTED SPLIT | 510G0048 | TRANE | MMU-AP0091H | NA | 0
VRF DUCTED SPLIT | 510G0050 | TRANE | MMU-AP0091H | NA | 0
VRF DUCTED SPLIT | 510G0047 | TRANE | MMU-AP0091H | NA | 0
VRF DUCTED SPLIT | 510G0046 | TRANE | MMU-AP0091H | NA | 0
WALL MOUNTED SPLIT SYSTEM | E004265 | DAKO | FTXS71KVMA | NA | 0
WALL MOUNTED SPLIT SYSTEM | E004247 | DAKO | FTXS71KVMA | NA | 0
CASSETTE SPLIT SYSTEM | T11200159HK | MITSUBISHI | FDTN408H | NA | 0
CASSETTE SPLIT SYSTEM | UAD89475 | HONEYWELL | RCI-3.0FSN3 | NA | 0
CASSETTE SPLIT SYSTEM | R002075 | GREGORY | AUTA30LBLU | NA | 0
0 - NOT SET | T11200050HK | MITSUBISHI | FDTN408H | NA | 0
VRF DUCTED SPLIT | 3900560 | DAKO | FHYC125KVE9 | NA | 0
CASSETTE SPLIT SYSTEM | 3900531 | DAKO | FHYC125KVE9 | NA | 0
VRF DUCTED SPLIT | 3900534 | DAKO | FHYC125KVE9 | NA | 0
VRF DUCTED SPLIT | 3900561 | DAKO | FHYC125KVE9 | NA | 0
WALL MOUNTED SPLIT SYSTEM | E024909 | DAKO | FTXS35GVMA | NA | 0
WALL MOUNTED SPLIT SYSTEM | E000878 | DAKO | FTXS71KVMA | NA | 0
WALL MOUNTED SPLIT SYSTEM | E000886 | DAKO | FTXS71KVMA | NA | 0
CASSETTE SPLIT SYSTEM | E004166 | DAKO | FHYC100KVE9 | NA | 0
CASSETTE SPLIT SYSTEM | E004169 | DAKO | FHYC100KVE9 | NA | 0
CASSETTE SPLIT SYSTEM | E004366 | DAKO | FHYC125KVE9 | NA | 0
CASSETTE SPLIT SYSTEM | E004367 | DAKO | FHYC125KVE9 | NA | 0
CASSETTE SPLIT SYSTEM | E004375 | DAKO | FHYC125KVE9 | NA | 0
WALL MOUNTED SPLIT SYSTEM | E003550 | DAKO | FTXS60FVMA | NA | 0
CASSETTE SPLIT SYSTEM | 2789 | ENGLISH ELECT | U14HB | NA | 0
CASSETTE SPLIT SYSTEM | 2889 | ENGLISH ELECT | U14HB | NA | 0
CASSETTE SPLIT SYSTEM | 1901301 | DAKO | FLX60JVEA | NA | 0
WALL MOUNTED SPLIT SYSTEM | 1906576 | DAKO | FTXD71JVEA | NA | 0
WALL MOUNTED SPLIT SYSTEM | E010248 | DAKO | RXS35LVMA | NA | 0
WALL MOUNTED SPLIT SYSTEM | 300368 | MODULEX | MUZ-GE35VA2 | NA | 0
WALL MOUNTED SPLIT SYSTEM | E003985 | DAKO | RXS25JVMA | NA | 0
WALL MOUNTED SPLIT SYSTEM | E001634 | DAKO | RXS35KVMA | NA | 0
0 - NOT SET | R000389 | GREGORY | AOTA18LALL | NA | 0
CASSETTE SPLIT SYSTEM | R 003174 | GREGORY | AOTA18LALL | NA | 0
WALL MOUNTED SPLIT SYSTEM | 502P0077 | TRANE | RAV-SM560AT-E | NA | 0
WALL MOUNTED SPLIT SYSTEM | 502P0009 | TRANE | RAV-SM560AT-E | NA | 0
WALL MOUNTED SPLIT SYSTEM | 502P0070 | TRANE | RAV-SM560AT-E | NA | 0
WALL MOUNTED SPLIT SYSTEM | 502P0030 | TRANE | RAV-SM560AT-E | NA | 0
WALL MOUNTED SPLIT SYSTEM | 502P0061 | TRANE | RAV-SM560AT-E | NA | 0
WALL MOUNTED SPLIT SYSTEM | 502P0022 | TRANE | RAV-SM560AT-E | NA | 0
WALL MOUNTED SPLIT SYSTEM | 502P0007 | TRANE | RAV-SM560AT-E | NA | 0
WALL MOUNTED SPLIT SYSTEM | 502P0032 | TRANE | RAV-SM560AT-E | NA | 0
0 - NOT SET | 502P0008 | TRANE | RAV-SM560AT-E | NA | 0
WALL MOUNTED SPLIT SYSTEM | 502P0010 | TRANE | RAV-SM560AT-E | NA | 0
WALL MOUNTED SPLIT SYSTEM | E005455 | DAKO | FTXS71KVMA | NA | 0
WALL MOUNTED SPLIT SYSTEM | E005002 | DAKO | FTXS71KVMA | NA | 0
CASSETTE SPLIT SYSTEM | T000193 | GREGORY | A30LGTL | NA | 0
CASSETTE SPLIT SYSTEM | UAB86429 | HONEYWELL | RAS-3HVRNM2 | NA | 0
CASSETTE SPLIT SYSTEM | 81NL 01388 SG | MITSUBISHI | FDC406HES3 | NA | 0
0 - NOT SET | 81NL 01409 SG | MITSUBISHI | FDC406HES3 | NA | 0
VRF DUCTED SPLIT | 2900601 | DAKO | RY250KUY1 | NA | 0
CASSETTE SPLIT SYSTEM | 290095 | DAKO | RY250KUY1 | NA | 0
WALL MOUNTED SPLIT SYSTEM | E000277 | DAKO | FTXS71KVMA | NA | 0
WALL MOUNTED SPLIT SYSTEM | E000168 | DAKO | FTXS71KVMA | NA | 0
WALL MOUNTED SPLIT SYSTEM | E002521 | DAKO | FTXS60FVMA | NA | 0
CASSETTE SPLIT SYSTEM | 15389 | ENGLISH ELECT | CS14HA | NA | 0
CASSETTE SPLIT SYSTEM | 51979 | ENGLISH ELECT | CS14HA | NA | 0
CASSETTE SPLIT SYSTEM | E004181 | DAKO | RY100LUY1 | NA | 0
CASSETTE SPLIT SYSTEM | E004180 | DAKO | RY100LUY1 | NA | 0
CASSETTE SPLIT SYSTEM | E004793 | DAKO | RY125LUY1 | NA | 0
CASSETTE SPLIT SYSTEM | E004781 | DAKO | RY125LUY1 | NA | 0
CASSETTE SPLIT SYSTEM | E004792 | DAKO | RY125LUY1 | NA | 0
WALL MOUNTED SPLIT SYSTEM | 528 | DAKO | FTXD71JVEA | NA | 0
CASSETTE SPLIT SYSTEM | 100911 | DAKO | NA | NA | 0
AIR FAN - EXHAUST | NA | NULL | NA | NA | 0
AIR FAN - EXHAUST | NA | NULL | NA | NA | 0
CIRCULATING PUMP | NA | HARDLAND | UPS 25-80 180 | NA | 0
AIR FAN - OUTSIDE | NA | SINKO | TD 1300 | NA | 0
AIR FAN - OUTSIDE | NA | SINKO | TD 1300 | NA | 0
AIR FAN - OUTSIDE | NA | SINKO | TD 1300 | NA | 0
AIR FAN - OUTSIDE | NA | SINKO | RD 1300 | NA | 0
AIR FAN - EXHAUST | NA | NULL | AR1404D | NA | 0
AIR FAN - EXHAUST |  | NULL | DFC3554E | NA | 0
AIR FAN - EXHAUST | NA | FEDERAL | ECE152M | NA | 0
AIR FAN - EXHAUST | 422756 | FEDERAL | CE568D | NA | 0
AIR FAN - EXHAUST | 426543 | FEDERAL | CE314D | NA | 0
AIR FAN - EXHAUST | NA | FEDERAL | CE568D | NA | 0
AIR FAN - EXHAUST | NA | NULL | NA | NA | 0
AIR FAN - EXHAUST | NA | NULL | NA | NA | 0
AIR FAN - EXHAUST | NA | ZENITH | FE050-4EF.41.6L | NA | 0
AIR FAN - EXHAUST | NA | ZENITH | FE050-4EF.41.6L | NA | 0
COOL ROOM | NA | KLOCHNER MOLLER | CAJT4492YHR | NA | 0
COOL ROOM | UNKNOWN | KLOCHNER MOLLER | UNKNOWN | NA | 0
FIELD CONTROLLER | NA | HOVAL | CP-IPC-12 | NA | 0
ELECTRIC DUCT HEATER | UNKNOWN | NULL | UNKNOWN | NA | 0
FAN COIL UNIT - DUCTED | NA | NULL | NA | NA | 0
AIR HANDLING UNIT | NA | NULL | NA | NA | 0
AIR HANDLING UNIT | NA | NULL | NA | NA | 0
DUCTED SPLIT SYSTEM | NA | TRANE | NA | NA | 0
DUCTED SPLIT SYSTEM | NA | TRANE | NA | NA | 0
DUCTED SPLIT SYSTEM | NA | TRANE | NA | NA | 0
DUCTED SPLIT SYSTEM | NA | TRANE | NA | NA | 0
DUCTED SPLIT SYSTEM | NA | TRANE | NA | NA | 0
DUCTED SPLIT SYSTEM | NA | TRANE | NA | NA | 0
DUCTED SPLIT SYSTEM | NA | TRANE | NA | NA | 0
VRF DUCTED SPLIT | 50940002 | TRANE | MMD-AP0241H | NA | 0
DUCTED SPLIT SYSTEM | 287739 | AQUA | S0551HR9BB | NA | 0
DUCTED SPLIT SYSTEM | 508P0407 | TRANE | RAV-SM561AT-E | NA | 0
DUCTED SPLIT SYSTEM | 508P0342 | TRANE | RAV-SM561AT-E | NA | 0
DUCTED SPLIT SYSTEM | 508P0375 | TRANE | RAV-SM561AT-E | NA | 0
DUCTED SPLIT SYSTEM | 508P0374 | TRANE | RAV-SM561AT-E | NA | 0
DUCTED SPLIT SYSTEM | 508P0376 | TRANE | RAV-SM561AT-E | NA | 0
DUCTED SPLIT SYSTEM | 508P0341 | TRANE | RAV-SM561AT-E | NA | 0
DUCTED SPLIT SYSTEM | 508P0141 | TRANE | RAV-SM561AT-E | NA | 0
VRF DUCTED SPLIT | 50710028 | TRANE | MMY-MAP1002FT8 | NA | 0
DUCTED SPLIT SYSTEM |  | AQUA | S0550VR9AE | NA | 0
SWITCHBOARD MECHANICAL | NA | NULL | NA | NA | 0
BOILER - GAS ATMOSPHERIC | NA | BELMO | LUNA HT1.550 | NA | 0
BOILER - GAS ATMOSPHERIC | NA | BELMO | LUNA HT1.550 | NA | 0
CIRCULATING PUMP | NA | HADEN | UPS 25-80 180 | NA | 0
HEATING HOT WATER PUMP | 472137006006-101027 | NULL | HV 4.022 M3-5 B-1000-G-1-V01.4 | NA | 0
HEATING HOT WATER PUMP | 472137006002-101027 | NULL | HV 4.022 M3-5 B-1000-G-1-V01.4 | NA | 0
SWITCHBOARD MECHANICAL | NA | NULL | NA | NA | 0
AIR FAN - SUPPLY | UNKNOWN | NULL | UNKNOWN | NA | 0
ELECTRIC DUCT HEATER | NA | NULL | NA | NA | 0
AIR FAN - SUPPLY | NA | NULL |  | NA | 0
FIELD CONTROLLER | NA | HOVAL | NA | NA | 0
SWITCHBOARD MECHANICAL | NA | NULL | NA | NA | 0
FIELD CONTROLLER | NA | HOVAL | NA | NA | 0
PACKAGED AIR CONDITIONING UNIT | 4100075105 | ACCENT AIR | AEAP0270GTA1S | NA | 0
PACKAGED AIR CONDITIONING UNIT | 286567 | AQUA | P026AHR9AA | NA | 0
COOL ROOM | 1108041413 | KLOCHNER MOLLER | KMT016 | NA | 0
COOL ROOM | NA | NULL | NA | NA | 0
COOL ROOM | NA | NULL |  | NA | 0
WALL MOUNTED SPLIT SYSTEM | E003988 | DAKO | RXS25JVMA | NA | 0
COOL ROOM | 04A19162317 | HI FLOW FANS | CAJ9480Z | NA | 0
WALL MOUNTED SPLIT SYSTEM | E010243 | DAKO | FTXS35EVMA | NA | 0
COOL ROOM | T53D061000212430B | LU-VE CONTARDO | CAJT9510ZMHR | NA | 0
COOL ROOM | T53E171000103609B | LU-VE CONTARDO | CAJT9510ZMHR | NA | 0
FIELD CONTROLLER | 50980283 | TRANE | RBM-Y1122FE | NA | 0
HEATING HOT WATER PUMP | 1512008A12 | TCL | PSGC2C | NA | 0
HEATING HOT WATER PUMP | 1512008A11 | TCL | PSGD2C | NA | 0
HEATING HOT WATER PUMP | 1512908A10 | TCL | PSGD2C | NA | 0
AIR FAN - SUPPLY | NOT VISIBLE | A G COOMBS | NOT VISIBLE | NA | 0
AIR FAN - SUPPLY | 352136 | FEDERAL | JVWD6 | NA | 0
AIR FAN - EXHAUST | NOT VISIBLE | SINKO | NOT VISIBLE | NA | 0
AIR FAN - SUPPLY | NOT VISIBLE | A G COOMBS | NOT VISIBLE | NA | 0
AIR FAN - EXHAUST | 347453 | FEDERAL | APO312AA5B003 | NA | 0
AIR FAN - SUPPLY | NOT VISIBLE | A G COOMBS | NOT VISIBLE | NA | 0
AIR FAN - EXHAUST | NOT VISIBLE | SINKO | TD2000 | NA | 0
AIR FAN - EXHAUST | NOT VISIBLE | FEDERAL | APO312AA5B003 | NA | 0
AIR FAN - EXHAUST | 354270 | FEDERAL | CD566VGL | NA | 0
VARIABLE SPEED DRIVE |  | AGER | MSC 3 R30 | NA | 0
CHILLED WATER PUMP | P 111320001 | NULL | PUMP ENGINEERS NKG 125 80 315 | NA | 0
VARIABLE SPEED DRIVE |  | AGER | MSC 3R 30 | NA | 0
BMS | NA | NULL | NA | NA | 0
BMS |  | UNKNOWN |  | NA | 0
SWITCHBOARD MECHANICAL | LC2274-01 | R.G.LADD | K-MSSB-1 | NA | 0
SWITCHBOARD MECHANICAL | UNKOWN | NULL | UNKOWN | NA | 0
AIR FAN - SUPPLY | 512777 | FANTECH | SCD504 | NA | 0
EVAPORATIVE COOLER | 50005619 | CELAIRE | 3070055 | NA | 0
EVAPORATIVE COOLER | 50005620 | CELAIRE | 3070055 | NA | 0
EVAPORATIVE COOLER | 50003793 | CELAIRE | 3070055 | NA | 0
TOILET EXHAUST FAN | 461177 | FANTECH | AD504D | NA | 0
AIR FAN - EXHAUST | UNKOWN | UNKNOWN | UNKOWN | NA | 0
TOILET EXHAUST FAN | 500345 | FANTECH | CE354V | NA | 0
TOILET EXHAUST FAN | 201135A | FANS DIRECT | DFC355-4E | NA | 0
AIR FAN - EXHAUST | UNKNOWN | NULL | UNKNOWN | NA | 0
AIR FAN - EXHAUST | UNKNOWN | UNKNOWN | UNKNOWN | NA | 0
AIR FAN - EXHAUST | UNKOWN | UNKNOWN | UNKOWN | NA | 0
AIR FAN - EXHAUST | UNKNOWN | UNKNOWN | UNKNOWN | NA | 0
AIR FAN - EXHAUST | UNKOWN | FANTECH | UNKOWN | NA | 0
AIR FAN - EXHAUST | UNKOWN | FANTECH | UNKOWN | NA | 0
AIR FAN - SUPPLY | UNKOWN | FANTECH | 301-4 | NA | 0
CASSETTE SPLIT SYSTEM | 971301105EK | MITSUBISHI | FDT71VD | R410A | 3
CASSETTE SPLIT SYSTEM | 171306062SF | MITSUBISHI | FDC71VNX | R410A | 3
VRV DUCTED SPLIT | E031197 | DAIKIN | FXMQ125PVE | R410A | 6
VRV DUCTED SPLIT | E031198 | DAIKIN | FXMQ125PVE | R410A | 6
DUCTED SPLIT SYSTEM | E000343 | DAIKIN | RXYQ10TY1A | R404A | 6
PACKAGED AIR CONDITIONING UNIT | 5613K02879 | LENNOX | KHA180S4BN1M | R410A | 20
PACKAGED AIR CONDITIONING UNIT | 5613K02875 | LENNOX | KHA240S4BN1M | R410A | 24
PACKAGED AIR CONDITIONING UNIT | 5613K02874 | LENNOX | KHA240S4BN1M | R410A | 24
PACKAGED AIR CONDITIONING UNIT | 5613K02873 | LENNOX | KHA240S4BN1M | R410A | 24
PACKAGED AIR CONDITIONING UNIT | 5613K02871 | LENNOX | KHA240S4BN1M | R410A | 24
PACKAGED AIR CONDITIONING UNIT | 5613K02872 | LENNOX | KHA240S4BN1M | R410A | 24
PACKAGED AIR CONDITIONING UNIT | 5613H08044 | LENNOX | KHA240S4BN1M | R410A | 24
PACKAGED AIR CONDITIONING UNIT | 5613K02877 | LENNOX | KHA240S4BN1M | R410A | 24
PACKAGED AIR CONDITIONING UNIT | 5613K02876 | LENNOX | KHA240S4BN1M | R410A | 24
BMS |  | TRIDIUM |  | NA | 0
SWITCHBOARD MECHANICAL |  | UNKNOWN |  | NA | 0
SWITCHBOARD MECHANICAL |  | NULL |  | NA | 0
AIR CURTAIN | UNKNOWN | UNKNOWN | AD200 | NA | 0
FURNACE | D5172 | AIRA | SD40 | NA | 0
AIR DAMPER |  | UNKNOWN |  | NA | 0
MULTI HEAD NON DUCTED SPLIT | 38271 | SANYO | SAP-KM97GHS5AE | NA | 0
SWITCHBOARD MECHANICAL |  | UNKNOWN |  | NA | 0
EVAPORATIVE COOLER | 536125 | BONAIRE | 3040015 | NA | 0
EVAPORATIVE COOLER | 535997 | BONAIRE | 3040015 | NA | 0
EVAPORATIVE COOLER | 50005614 | CELAIRE | 3060055 | NA | 0
EVAPORATIVE COOLER | 50005611 | CELAIRE | 3060055 | NA | 0
AIR FAN - EXHAUST | UNKNOWN | FANTECH | UNKNOWN | NA | 0
AIR FAN - EXHAUST | UNKNOWN | UNKNOWN | UNKNOWN | NA | 0
AIR FAN - EXHAUST | UNKNOWN | UNKNOWN | UNKNOWN | NA | 0
AIR FAN - EXHAUST | UNKNOWN | UNKNOWN | UNKNOWN | NA | 0
AIR FAN - EXHAUST | UNKNOWN | UNKNOWN | UNKNOWN | NA | 0
AIR FAN - EXHAUST | UNKNOWN | FANTECH | UNKNOWN | NA | 0
AIR FAN - EXHAUST | UNKNOWN | FANTECH | UNKNOWN | NA | 0
AIR FAN - EXHAUST |  | UNKNOWN |  | NA | 0
TOILET EXHAUST FAN |  | UNKNOWN |  | NA | 0
EVAPORATIVE COOLER | 50005610 | CELAIRE | 3060055 | NA | 0
AIR FAN - EXHAUST | UNKNOWN | FANTECH | UNKNOWN | NA | 0
TOILET EXHAUST FAN | UNKNOWN | UNKNOWN | UNKNOWN | NA | 0
MULTI HEAD NON DUCTED SPLIT | 305704021RE | MITSUBISHI | SKM32ZA | R410A | 3
CASSETTE SPLIT SYSTEM | UNKOWN | SANYO | UNKOWN | R22 | 3
CASSETTE SPLIT SYSTEM | 2739 | SANYO | SPW-X251AH5 | R22 | 3
MULTI HEAD NON DUCTED SPLIT | 40600120RE | MITSUBISHI | SKM40ZA | R410A | 3
MULTI HEAD DUCTED SPLIT SYSTEM | 29871 | SANYO | SAP-MC1827GH5 | R22 | 3
MULTI HEAD DUCTED SPLIT SYSTEM | UNKNOWN | MITSUBISHI | UNKNOWN | R410A | 5
CONDENSER UNIT | GD5146 | UNKNOWN | PPX310-1 | R134A | 220
AIR HANDLING UNIT | NA | COOLAIR | ASH2000FM | R134A | 220
BMS |  | TRIDIUM | NIAGRA J600E | NA | 0
AIR HANDLING UNIT |  | NULL |  | NA | 0
CHILLED WATER PUMP |  | GRUNDFOS | MGR132MB4FF265G3 | NA | 0
GAS DETECTION - SENSOR |  | DWYER INSTRU | CDT-2D40 | NA | 0
FAN COIL UNIT - DUCTED | NOT VISIBLE | A G COOMBS | SMH040 | NA | 0
FIELD CONTROLLER | NOT VISIBLE | TECO | XENTA 451A | NA | 0
SWITCHBOARD MECHANICAL | NOT VISIBLE | A G COOMBS | NOT VISIBLE | NA | 0
BOILER - GAS FIRED | OCALDICO16 | NHP | ARIZONA | NA | 0
FIELD CONTROLLER | NOT VISIBLE | TECO | XENTA 301 | NA | 0
SWITCHBOARD MECHANICAL | NOT VISIBLE | A G COOMBS | NOT VISIBLE | NA | 0
BOILER - GAS FIRED | OCALDICI16 | NHP | ARIZONA | NA | 0
FIELD CONTROLLER | NOT VISIBLE | TECO | XENTA | NA | 0
SWITCHBOARD MECHANICAL | NOT VISIBLE | A G COOMBS | NOT VISIBLE | NA | 0
BOILER - GAS FIRED | OCALDICI11 | NHP | ARIZONA | NA | 0
AIR FAN - EXHAUST | NOT VISIBLE | SINKO | TD-500 | NA | 0
HEAT EXCHANGER - AIR TO AIR | 1310188-2 | A G COOMBS | ARMCOR XC600CM | NA | 0
AIR FAN - EXHAUST | NOT VISIBLE | FEDERAL | TD800200N | NA | 0
AIR HANDLING UNIT | 0806-3732 | AIR CHANGE | ERV6000 | NULL | NULL
DUCTED SPLIT SYSTEM | 770910 | AQUA | 5021IHR7BN | R410A | 1.2
FAN COIL UNIT - DUCTED | NOT VISIBLE | AQUATHERM | SMH040-0-00-2H-L | NA | 0
FAN COIL UNIT - DUCTED | NOT VISIBLE | AQUATHERM | SMH040-0-00-2H-R | NA | 0
FIELD CONTROLLER | NOT VISIBLE | ABB | NOT VISIBLE | NA | 0
FIELD CONTROLLER | NOT VISIBLE | ABB | NOT VISIBLE | NA | 0
AIR HANDLING UNIT | NOT VISIBLE | AIRCHANGE | ERV6000 | NULL | NULL
AIR HANDLING UNIT | 0806-3731 | AIRCHANGE | ERV6000-HTM-CR-HWC-HSF | NULL | NULL
0 - NOT SET | 0806-3738 | AIR CHANGE | ERV6000-HTM-CR-HWC-HSF | NA | 0
FIELD CONTROLLER | NOT VISIBLE | ABB | NOT VISIBLE | NA | 0
AIR HANDLING UNIT | NOT VISIBLE | ABB | NOT VISIBLE | NULL | NULL
AIR FAN - SUPPLY | 352135 | FEDERAL | JVWD6 | NA | 0
AIR FAN - SUPPLY | 352135 | FEDERAL | JVWD6 | NA | 0
AIR FAN - SUPPLY | 352136 | FEDERAL | JVWD6 | NA | 0
SWITCHBOARD MECHANICAL | NOT VISIBLE | A G COOMBS | NOT VISIBLE | NA | 0
FIELD CONTROLLER | NOT VISIBLE | TECO | XENTA | NA | 0
FAN COIL UNIT - DUCTED | NOT VISIBLE | A G COOMBS | SMH060-0-00-2H-L | NA | 0
AIR FAN - EXHAUST | NOT VISIBLE | FEDERAL | CD356V | NA | 0
AIR FAN - SUPPLY | NOT VISIBLE | A G COOMBS | MACRO | NA | 0
AIR FAN - SUPPLY | 352135 | FEDERAL | JVWD6 | NA | 0
WALL MOUNTED SPLIT SYSTEM | 82100075 | TRANE | RAS-10SKV-A | R410A | 1.3
WALL MOUNTED SPLIT SYSTEM | 82100015 | TRANE | RAS-10SAV-A | R410A | 1.3
WALL MOUNTED SPLIT SYSTEM | E007378 | DAKO | FTKS35KVMA | R410A | 2
UNDER CEILING SPLIT SYSTEM | 801P0648 | TRANE | RAV-SM802AT-E | R410A | 2.1
WALL MOUNTED SPLIT SYSTEM | E004431 | DAKO | RKS35KVMA | R410A | 1.6
UNDER CEILING SPLIT SYSTEM | 70930018 | TRANE | RAV-SM802CT-E | R410A | 1.3
COOL ROOM | 17150403002 | CAMEO | TO5A-025 | R404A | 3
WALL MOUNTED SPLIT SYSTEM | 3525 | MODULEX | MUZ-GE60VA | R410A | 2.4
DUCTED SPLIT SYSTEM | 62138 | AQUA | S006OHR7BN | R407C | 3.1
WALL MOUNTED SPLIT SYSTEM | 8083 | MODULEX | MSZ-GE60VA | R410A | 1.1
DUCTED SPLIT SYSTEM | 770911 | AQUA | SO12IHR7AN | R407C | 4.1
DUCTED SPLIT SYSTEM | 66270 | AQUA | S012OHR7BN | R407C | 4.2
COOL ROOM | NOT VISIBLE | LU-VE CONTARDO | NOT VISIBLE | R404A | 2.6
FREEZER ROOM | NOT VISIBLE | HI FLOW FANS | NOT VISIBLE | R404A | 2.6
DUCTED SPLIT SYSTEM | 62136 | ACPAC | S021IHR7BN | R407C | 5.3
DUCTED SPLIT SYSTEM | 62137 | ACPAC | S0215HR7BN | R407C | 5.3
DUCTED SPLIT SYSTEM | 767674 | AQUA | S021IHR7BN | R407C | 5.4
DUCTED SPLIT SYSTEM | 15609 | AQUA | S015OMR9BN | R407C | 4.9
FREEZER | 17243804004 | CAMEO | TO6A- 004 | R404A | 1.4
DUCTED SPLIT SYSTEM | NOT VISIBLE | AQUA | FO36IBR9BE | R407C | 3.9
DUCTED SPLIT SYSTEM | NOT VISIBLE | AQUA | NOT VISIBLE | R407C | 4.6
DUCTED SPLIT SYSTEM | 62612 | AQUA | S021OHR9BN | R22 | 6.3
DUCTED SPLIT SYSTEM | 62614 | AQUA | S021OHR9BN | R407C | 6.3
DUCTED SPLIT SYSTEM | 62611 | AQUA | S021OHR9BN | R407C | 6.3
DUCTED SPLIT SYSTEM | 62613 | AQUA | S021OHR9BN | R407C | 6.3
DUCTED SPLIT SYSTEM | 62131 | AQUA | S030VR9AE | R22 | 10.5
DUCTED SPLIT SYSTEM | 62587 | AQUA | S036OVR9BF | R407C | 11.4
WALL MOUNTED SPLIT SYSTEM | 425601442BE | MITSUBISHI | SRK35ZJ-S1 | NA | 0
ELECTRIC DUCT HEATER | NA | NULL | NA | NA | 0
AIR FAN - OUTSIDE | NA | NULL | NA | NA | 0
SWITCHBOARD MECHANICAL | NA | NULL | NA | NA | 0
WALL MOUNTED SPLIT SYSTEM | 465901079 RE | MITSUBISHI | SRC35ZJ-S1 | NA | 0
WALL MOUNTED SPLIT SYSTEM | 813900653RE | MITSUBISHI | SRK25ZGA-S | NA | 0
WALL MOUNTED SPLIT SYSTEM | 2903769 | DAKO | FTXD50JVEA | NA | 0
WALL MOUNTED SPLIT SYSTEM | NA | DAKO | FTXD60JVEA | NA | 0
WALL MOUNTED SPLIT SYSTEM | 020722668RE | MITSUBISHI | SRK35ZJ-S | NA | 0
WALL MOUNTED SPLIT SYSTEM | 833201523RE | MITSUBISHI | SRC25ZG-S | NA | 0
WALL MOUNTED SPLIT SYSTEM | 2005747 | DAKO | RXD60JVEA | NA | 0
WALL MOUNTED SPLIT SYSTEM | 2003090 | DAKO | RXD50JVEA9 | NA | 0
WALL MOUNTED SPLIT SYSTEM | 037918090RE | MITSUBISHI | SRC35ZJ-S | NA | 0
AIR FAN - EXHAUST | NA | SINKO | NA | NA | 0
ELECTRIC DUCT HEATER | NA | SULZER | NA | NA | 0
ELECTRIC DUCT HEATER | NA | SULZER | NA | NA | 0
ELECTRIC DUCT HEATER | NA | SULZER | NA | NA | 0
AIR FAN - SUPPLY | 03K 1330B | SINKO | TD-800 | NA | 0
AIR FAN - OUTSIDE | 1365 | NULL | SCD 400-4E | NA | 0
WALL MOUNTED SPLIT SYSTEM | E001972 | DAKO | FTXS25GVMA | NA | 0
WALL MOUNTED SPLIT SYSTEM | E002102 | DAKO | FTYN25GV1A | NA | 0
AIR FAN - RETURN | UNKNOWN | FEDERAL | UNKNOWN | NA | 0
AIR CURTAIN | UNKNOWN | NULL | APPLIMO | NA | 0
AIR FAN - EXHAUST | 368102 | FEDERAL | CE506D | NA | 0
ELECTRIC DUCT HEATER | UNKNOWN | SULZER | UNKNOWN | NA | 0
EXTRACTION SYSTEM - SMOKE | UNKNOWN | FEDERAL | UNKNOWN | NA | 0
EXTRACTION SYSTEM - SMOKE | UNKNOWN | FEDERAL | UNKNOWN | NA | 0
AIR FAN - EXHAUST | 367524 | FEDERAL | CE254D | NA | 0
ELECTRIC DUCT HEATER | UNKNOWN | SULZER | 12KW | NA | 0
AIR FAN - EXHAUST | UNKNOWN | FEDERAL | UNKNOWN | NA | 0
AIR FAN - EXHAUST | UNKNOWN | FEDERAL | UNKNOWN | NA | 0
AIR FAN - RETURN | UNKNOWN | NULL | UNKNOWN | NA | 0
SMOKE EXHAUST FAN | UNKNOWN | NULL | UNKNOWN | NA | 0
SMOKE EXHAUST FAN | UNKNOWN | NULL | UNKNOWN | NA | 0
SMOKE EXHAUST FAN | UNKNOWN | NULL | UNKNOWN | NA | 0
SMOKE EXHAUST FAN | UNKNOWN | NULL | UNKNOWN | NA | 0
ELECTRIC DUCT HEATER | UNKNOWN | NULL | UNKNOWN | NA | 0
FIELD CONTROLLER | UNKNOWN | TECO | XENTA 282 | NA | 0
0 - NOT SET | UNKNOWN | SULZER | 1.5KW | NA | 0
AIR FAN - SUPPLY | UNKNOWN | FEDERAL | UNKNOWN | NA | 0
ELECTRIC DUCT HEATER | UNKNOWN | NULL | UNKNOWN | NA | 0
ELECTRIC DUCT HEATER | UNKNOWN | NULL | UNKNOWN | NA | 0
PACKAGED AIR CONDITIONING UNIT | 78317 | THERMAL EQUP CO | OPA 430 RKT | NA | 0
EXTRACTION SYSTEM - SMOKE | NA | FEDERAL | NA | NA | 0
ELECTRIC DUCT HEATER | NA | SULZER | NA | NA | 0
SWITCHBOARD MECHANICAL | NA | SYSTEMAIR | NA | NA | 0
ELECTRIC DUCT HEATER | NA | NULL | NA | NA | 0
ELECTRIC DUCT HEATER | NA | NULL | NA | NA | 0
ELECTRIC DUCT HEATER | NA | NULL | NA | NA | 0
AIR FAN - OUTSIDE | NA | FEDERAL | NA | NA | 0
AIR FAN - OUTSIDE | NA | FEDERAL | NA | NA | 0
WALL MOUNTED SPLIT SYSTEM | UNKNOWN | DAKO | FTXS50GV1A | R410A | 1
WALL MOUNTED SPLIT SYSTEM | E007136 | DAKO | FTYN35DV1A | R410A | 1
WALL MOUNTED SPLIT SYSTEM | UNKNOWN | DAKO | FTYN35DV1A | R410A | 1
WALL MOUNTED SPLIT SYSTEM | E009304 | DAKO | RYN25DV1A | R410A | 1
WALL MOUNTED SPLIT SYSTEM | E007727 | DAKO | RYN35DV1A | R410A | 1
WALL MOUNTED SPLIT SYSTEM | E007270 | DAKO | RYN35DV1A | R410A | 1
WALL MOUNTED SPLIT SYSTEM | E009310 | DAKO | RYN25DV1A | R410A | 1
WALL MOUNTED SPLIT SYSTEM | UNKNOWN | DAKO | FTYN35DV1A | R410A | 1
WALL MOUNTED SPLIT SYSTEM | E007808 | DAKO | FTYN35DV1A | R410A | 1
HEATING WATER STORAGE VESSEL | NA | NULL | NA | NA | 0
0 - NOT SET | E000263 | DAKO | FTYN35GV1A | NA | 0
WALL MOUNTED SPLIT SYSTEM | E004031 | DAKO | FTYN50DV1A | R410A | 2
WALL MOUNTED SPLIT SYSTEM | E009117 | DAKO | RXS25EBVMA | R410A | 2
WALL MOUNTED SPLIT SYSTEM | E001904 | DAKO | RYN25DAV1 | R410A | 2
WALL MOUNTED SPLIT SYSTEM | E007152 | DAKO | RYN35DV1A | R410A | 2
HEATING WATER STORAGE VESSEL | C3300186 | NULL | GAU-A45HPA | OTHER | 2
WALL MOUNTED SPLIT SYSTEM | E003728 | DAKO | RYN50DV1A | R410A | 2
WALL MOUNTED SPLIT SYSTEM | E004269 | DAKO | RYN50DV1A | R410A | 2
WALL MOUNTED SPLIT SYSTEM | E006749 | DAKO | RYN35DV1A | R410A | 2
DUCTED SPLIT SYSTEM | 663565 | THERMAL EQUP CO | OSA 223RKTV | R410A | 5
DUCTED SPLIT SYSTEM | NA | THERMAL EQUP CO | ISD223K | R410A | 5
PACKAGED AIR CONDITIONING UNIT | 74191 | THERMAL EQUP CO | OPA410R | R22 | 6
PACKAGED AIR CONDITIONING UNIT | 74038 | THERMAL EQUP CO | OPA 410 R | R22 | 6
PACKAGED AIR CONDITIONING UNIT | 74139& | THERMAL EQUP CO | OPR410R | R22 | 6
PACKAGED AIR CONDITIONING UNIT | 74161 | THERMAL EQUP CO | OPA410R | R22 | 6
PACKAGED AIR CONDITIONING UNIT | 74190 | THERMAL EQUP CO | OPA410R | R22 | 7
PACKAGED AIR CONDITIONING UNIT | 78266 | THERMAL EQUP CO | OPA430RKT | R410A | 8
AIR FAN - EXHAUST | 531 | NULL | N24 | NA | 0
AIR FAN - EXHAUST | NA | FEDERAL | CD716D | NA | 0
AIR FAN - EXHAUST | 531 | NOIROT | N40 | NA | 0
AIR FAN - EXHAUST | NA | FEDERAL | CD636V | NA | 0
AIR FAN - EXHAUST | NA | FEDERAL | CE406V | NA | 0
AIR FAN - EXHAUST | NA | FEDERAL | CE406D | NA | 0
AIR FAN - EXHAUST | G1510 | NULL | NA | NA | 0
AIR FAN - EXHAUST | 531 | NOIROT | N40 | NA | 0
AIR FAN - EXHAUST | 531 | NOIROT | N40 | NA | 0
AIR FAN - EXHAUST | NA | FEDERAL | CE508D | NA | 0
AIR FAN - EXHAUST | NA | FEDERAL | CE504D | NA | 0
AIR FAN - EXHAUST | NA | FEDERAL | CE504D | NA | 0
AIR FAN - EXHAUST | NA | FEDERAL | CD404V | NA | 0
AIR FAN - EXHAUST | NA | FEDERAL | CD634D | NA | 0
AIR FAN - EXHAUST | NA | FEDERAL | CHD716EXE | NA | 0
AIR FAN - EXHAUST | NA | FEDERAL | NA | NA | 0
AIR FAN - EXHAUST | NA | FEDERAL | CE406D | NA | 0
AIR FAN - EXHAUST | NA | FEDERAL | NA | NA | 0
AIR FAN - EXHAUST | D19176 | NULL | CW90 | NA | 0
AIR FAN - EXHAUST | NA | FEDERAL | CE506VEX | NA | 0
AIR FAN - EXHAUST | NA | FEDERAL | CE354VEX | NA | 0
AIR FAN - EXHAUST | NA | FEDERAL | MV254E | NA | 0
AIR FAN - EXHAUST | C4711 | SINKO | HXM-300 | NA | 0
EXTRACTION SYSTEM - DUST | 8877-3 | NULL | UMA. 254.G5 | NA | 0
AIR FAN - EXHAUST | NA | FEDERAL | MV302 | NA | 0
AIR FAN - EXHAUST | NA | FEDERAL | CE314D | NA | 0
AIR FAN - EXHAUST | 8877-1 | NULL | UMA.104.V | NA | 0
AIR FAN - EXHAUST | 531 | NOIROT | N24 | NA | 0
AIR FAN - SUPPLY | NA | FEDERAL | AP1006EX | NA | 0
AIR FAN - SUPPLY | NA | FEDERAL | APO564EX | NA | 0
ELECTRIC DUCT HEATER | NA | SULZER | NA | NA | 0
ELECTRIC DUCT HEATER | NA | SULZER | NA | NA | 0
FIELD CONTROLLER | NA | HOVAL | NA | NA | 0
AIR FAN - EXHAUST | NA | FEDERAL | CHD716EXE | NA | 0
AIR FAN - SUPPLY | NA | FEDERAL | AP1006EX | NA | 0
ELECTRIC DUCT HEATER | NA | SULZER | NA | NA | 0
AIR FAN - EXHAUST | 531 | NOIROT | N40 | NA | 0
AIR FAN - EXHAUST | NA | FEDERAL | CD356VEX | NA | 0
AIR FAN - EXHAUST | NA | FEDERAL | CEG34D | NA | 0
HUMIDIFIER | UNKNOWN | CARRIER | UNKNOWN | NA | 0
HUMIDIFIER | NA | CARRIER | NA | NA | 0
BOILER - GAS FIRED | 2497 | HURRICAN VENTI | HNAR 600 | NA | 0
ELECTRIC DUCT HEATER | UNKNOWN | SULZER | UNKNOWN | NA | 0
HEATING HOT WATER PUMP | UNKNOWN | HARDLAND | B9689627P111120001 | NA | 0
HEATING HOT WATER PUMP | UNKNOWN | HARDLAND | B96770082P209370003 5 | NA | 0
CHILLED WATER PUMP | UNKNOWN | HARDLAND | B96877431P111140001 | NA | 0
CHILLED WATER PUMP | UNKNOWN | HARDLAND | B96603922P210490001. 5 | NA | 0
SWITCHBOARD MECHANICAL | UNKNOWN | NULL | UNKNOWN | NA | 0
VARIABLE SPEED DRIVE | 3R01113 | AGER | MSC-3R7 | NA | 0
VARIABLE SPEED DRIVE | 3R00713 | AGER | MSC-3R7 | NA | 0
VARIABLE SPEED DRIVE | 3R01118 | AGER | MSC-3R11 | NA | 0
VARIABLE SPEED DRIVE | 3R01113 | AGER | MSC-3R11 | NA | 0
VARIABLE SPEED DRIVE | 3R00513 | AGER | MSC-3R5 | NA | 0
VARIABLE SPEED DRIVE | UNKNOWN | AGER | MSC-3R7 | NA | 0
VARIABLE SPEED DRIVE | 3R02313 | AGER | MSC-3R23 | NA | 0
VARIABLE SPEED DRIVE | UNKNOWN | ABB | PSE25-600-70 | NA | 0
SWITCHBOARD MECHANICAL | UNKNOWN | NULL | UNKNOWN | NA | 0
ELECTRIC DUCT HEATER | UNKNOWN | SULZER | UNKNOWN | NA | 0
FAN COIL UNIT - DUCTED | 82785 | THERMAL EQUP CO | IND95-41 | NA | 0
FAN COIL UNIT - DUCTED | 83124 | THERMAL EQUP CO | IMD 420-41 | NA | 0
FAN COIL UNIT - DUCTED | 83125 | THERMAL EQUP CO | IMD 420-41 | NA | 0
FAN COIL UNIT - DUCTED | 82970 | THERMAL EQUP CO | IMD 95-41 | NA | 0
AIR FAN - EXHAUST | 409116 | FEDERAL | PTE456ER | NA | 0
VARIABLE SPEED DRIVE | 3R04013 | AGER | MSC-3R40 | NA | 0
VARIABLE SPEED DRIVE | UNKNOWN | ABB | PSE18-600-70 | NA | 0
FAN COIL UNIT - DUCTED | 84207 | THERMAL EQUP CO | IJD950 | NA | 0
FAN COIL UNIT - DUCTED | 84205 | THERMAL EQUP CO | IJD620 | NA | 0
FAN COIL UNIT - DUCTED | 83183 | THERMAL EQUP CO | IJD950 | NA | 0
FAN COIL UNIT - DUCTED | 84203 | THERMAL EQUP CO | IJD950 | NA | 0
0 - NOT SET | 84206 | THERMAL EQUP CO | IJD4750 | NA | 0
FAN COIL UNIT - DUCTED | 84210 | THERMAL EQUP CO | IJD950 | NA | 0
FAN COIL UNIT - DUCTED | 86192 | THERMAL EQUP CO | IMD420-41 | NA | 0
FAN COIL UNIT - DUCTED | 708947 | THERMAL EQUP CO | IMDL90 | NA | 0
FAN COIL UNIT - DUCTED | 84208 | THERMAL EQUP CO | IJD950 | NA | 0
FAN COIL UNIT - DUCTED | 83159 | THERMAL EQUP CO | IJD370 | NA | 0
AIR FAN - OUTSIDE | 410411 | FEDERAL | AP 0312AA5223 | NA | 0
FAN COIL UNIT - DUCTED | 82971 | THERMAL EQUP CO | IMD95-41 | NA | 0
AIR FAN - OUTSIDE | NA | NULL | BM303L4-24 | NA | 0
DUCTED SPLIT SYSTEM | 268279 | THERMAL EQUP CO | ISD181Q | R22 | 4
DUCTED SPLIT SYSTEM | NA | THERMAL EQUP CO | OSA180R | R22 | 4
PACKAGED AIR CONDITIONING UNIT | 51559 | ALFA LAVAL | HCPK26RT | R22 | 5
CASSETTE SPLIT SYSTEM | 17A02454 | MODULEX | PLA-RP140BA | R410A | 6
CASSETTE SPLIT SYSTEM | 24U00396 | MODULEX | PUHZ-RP140KVA2 | R410A | 6
CHILLER - RECIPROCATING | 2FWM006651 | ZEIL | YLAA0440HE50XCABXTXHTXBLXCXX45SXXXXXHXDX | R410A | 63
WALL MOUNTED SPLIT SYSTEM | E010201 | DAKO | FTXS71JVMA | NA | 0
0 - NOT SET | E010159 | DAKO | FTXS71JVMA | NA | 0
WALL MOUNTED SPLIT SYSTEM | E042496 | DAKO | FTXS35GVMA | NA | 0
WALL MOUNTED SPLIT SYSTEM | E009736 | DAKO | RXS71JVMA | NA | 0
WALL MOUNTED SPLIT SYSTEM | E009301 | DAKO | RXS71JVMA | NA | 0
WALL MOUNTED SPLIT SYSTEM | E053300 | DAKO | .FTXS35EVMA | NA | 0
WALL MOUNTED SPLIT SYSTEM | E022079 | DAKO | FTCS71FVMA | R410A | 0.9
CASSETTE SPLIT SYSTEM | E000483 | DAKO | FHYC60KEVE9 | R410A | 2.7
CASSETTE SPLIT SYSTEM | E000536 | DAKO | FHYC60KVE9 | R410A | 1.3
CASSETTE SPLIT SYSTEM | E000478 | DAKO | FHYC60KVE9 | R410A | 1.1
CASSETTE SPLIT SYSTEM | E000478 | DAKO | FHYC60KVE9 | R410A | 0
CASSETTE SPLIT SYSTEM | E001488 | DAKO | FHYC71KVE9 | R410A | 1.1
CASSETTE SPLIT SYSTEM | E001127 | DAKO | FHYC71KVE9 | R410A | 1.1
CASSETTE SPLIT SYSTEM | E001281 | DAKO | FHYC100KVE9 | R410A | 2.7
WALL MOUNTED SPLIT SYSTEM | 220700396RE | MITSUBISHI | SRK50ZJ-S1 | R410A | 1.3
CASSETTE SPLIT SYSTEM | A0540330 | MITSUBISHI | FDT71VF | R410A | 2.7
CASSETTE SPLIT SYSTEM | E000358 | DAKO | FHYC50KVE9 | R410A | 1.6
WALL MOUNTED SPLIT SYSTEM | E019340 | DAKO | FTXS71LVMA | R410A | 2.6
CASSETTE SPLIT SYSTEM | E4900162 | DAKO | FHYC35KVE9 | R410A | 0.7
WALL MOUNTED SPLIT SYSTEM | E004181 | DAKO | FTXS20LVMA | R410A | 0.9
WALL MOUNTED SPLIT SYSTEM | E006700 | DAKO | FTXD35BVMA | R410A | 1.4
WALL MOUNTED SPLIT SYSTEM | E028475 | DAKO | FTXS25EVMA | R410A | 2.1
WALL MOUNTED SPLIT SYSTEM | 212204470RE | MITSUBISHI | SRK63ZK-S | R410A | 0.7
WALL MOUNTED SPLIT SYSTEM | E023171 | DAKO | FTXS25EVMA | R410A | 1.8
WALL MOUNTED SPLIT SYSTEM | E016814 | DAKO | FTXS60LVMA | R410A | 1.7
WALL MOUNTED SPLIT SYSTEM | E028480 | DAKO | FTXS25EVMA | R410A | 1.6
WALL MOUNTED SPLIT SYSTEM | E018236 | DAKO | RXS71LVMA | R410A | 2.2
CASSETTE SPLIT SYSTEM | E000350 | DAKO | RY35FV1A | R410A | 1
CASSETTE SPLIT SYSTEM | 171303489SF | MITSUBISHI | FDC71VNX | R410A | 0.8
WALL MOUNTED SPLIT SYSTEM | E018236 | DAKO | RXS71LVMA | R410A | 2.1
WALL MOUNTED SPLIT SYSTEM | NOT VISIBLE | DAKO | FTXD35BVMA | R410A | 0.7
0 - NOT SET | E0012@09 | DAKO | RY125LUY1 | NA | 0
CASSETTE SPLIT SYSTEM | E002760 | DAKO | RY60GAV1A | R410A | 2.2
WALL MOUNTED SPLIT SYSTEM | E003550 | DAKO | RXS20LVMA | R410A | 0.8
CASSETTE SPLIT SYSTEM | E000676 | DAKO | RY140LUY1 | R410A | 3.5
CASSETTE SPLIT SYSTEM | E001542 | DAKO | RY100LUY1 | R410A | 2.8
0 - NOT SET | 252101068RE | MITSUBISHI | SRC50ZJ-S1 | NA | 0
WALL MOUNTED SPLIT SYSTEM | NOT VISIBLE | DAKO | FTXS25FVMA | R410A | 2.4
WALL MOUNTED SPLIT SYSTEM | NOT VISIBLE | DAKO | FTXS25FVMA | R410A | 0.9
0 - NOT SET | 342600242RE | MITSUBISHI | SRC63ZK-S | NA | 0
WALL MOUNTED SPLIT SYSTEM | NOT VISIBLE | DAKO | FTXS25FVMA | R410A | 2.9
WALL MOUNTED SPLIT SYSTEM | E021215 | DAKO | RXS71FVMA | R410A | 3.1
WALL MOUNTED SPLIT SYSTEM | E017085 | DAKO | RXS60LVMA | R410A | 2
STAND ALONE CONTROLS - ELEC | NOT VISIBLE | A G COOMBS | NOT VISIBLE | NA | 0
AIR FAN - EXHAUST | NOT VISIBLE | DUNN AIR | CVB250-4E | NA | 0
AIR FAN - EXHAUST | 109154 | DUNN AIR | CVB350-4E | NA | 0
AIR FAN - EXHAUST | 42015 | DUNN AIR | CVB250-4E | NA | 0
AIR FAN - EXHAUST | 42036 | DUNN AIR | CVB300-4E | NA | 0
AIR FAN - EXHAUST | 42015 | DUNN AIR | CVB250-4E | NA | 0
0 - NOT SET | 6231 | AIR NOISE | CE280-6 | NA | 0
WALL MOUNTED SPLIT SYSTEM | E029704 | DAKO | FTXS35EVMA | NA | 0
WALL MOUNTED SPLIT SYSTEM | NA | DAKO | NA | NA | 0
WALL MOUNTED SPLIT SYSTEM | E024208 | DAKO | FTXS35LVMA | NA | 0
WALL MOUNTED SPLIT SYSTEM | E024255 | DAKO | RXS35LVMA | NA | 0
WALL MOUNTED SPLIT SYSTEM | E013062 | GREGORY | ASTG30LFCC | NA | 0
WALL MOUNTED SPLIT SYSTEM | E012970 | GREGORY | ASTG30LFCC | NA | 0
WALL MOUNTED SPLIT SYSTEM | E013054 | GREGORY | ASTG30LFCC | NA | 0
WALL MOUNTED SPLIT SYSTEM | E013243 | GREGORY | ASTG30LFCC | NA | 0
WALL MOUNTED SPLIT SYSTEM | T013729 | GREGORY | AOTG30LFTC | NA | 0
WALL MOUNTED SPLIT SYSTEM | T013743 | GREGORY | AOTG30LFTC | NA | 0
WALL MOUNTED SPLIT SYSTEM | T013744 | GREGORY | APTG30LFTC | NA | 0
WALL MOUNTED SPLIT SYSTEM | T013742 | GREGORY | AOTG30LFTC | NA | 0
DUCTED SPLIT SYSTEM | NA | DAKO | NA | NA | 0
WALL MOUNTED SPLIT SYSTEM | 1234 | DAKO | SRK 71 | NA | 0
DUCTED SPLIT SYSTEM | E020179 | DAKO | RZQ160KV4A | NA | 0
FLOOR STANDING CONSOLE SPLIT | 213200832RE | MITSUBISHI | SRF50ZJX-S1 | NA | 0
AIR FAN - EXHAUST | NA | RICHARDSON | 19G6P | NA | 0
AIR FAN - EXHAUST | NA | RICHARDSON | 19G6P | NA | 0
PACKAGED AIR CONDITIONING UNIT | 10905-01-03 | AIRCHANGE | ACL125RCRTP-EC | R407C | 22
PACKAGED AIR CONDITIONING UNIT | 10905-01-01 | AIR CHANGE | ACL125RCRTP-EC | R407C | 22
PACKAGED AIR CONDITIONING UNIT | 10905-01-02 | AIRCHANGE | ACL125RCRTP-EC | R407C | 22
PACKAGED AIR CONDITIONING UNIT | 10905-01-04 | AIRCHANGE | ACL125RCRTP-EC | R407C | 22
PACKAGED AIR CONDITIONING UNIT | 10905-02-01 | AIRCHANGE | ACL60RCRTP-EC | R407C | 10
SMOKE EXHAUST FAN | 86910 | FANTECH | SS140-4-275 | NA | 0
SMOKE EXHAUST FAN | 86910 | FANTECH | SS140-4-275 | NA | 0
SMOKE EXHAUST FAN | 86910 | FANTECH | SS140-4-275 | NA | 0
SMOKE EXHAUST FAN | 86910 | FANTECH | SS140-4-275 | NA | 0
SWITCHBOARD MECHANICAL | NA | UNKNOWN | NA | NA | 0
WALL MOUNTED SPLIT SYSTEM | NA | DAIKIN | RX D50 BVMA | R410A | 2
AIR FAN - EXHAUST | 240V | SINKO | S AND P INLINE FAN | NA | 0
AIR FAN - EXHAUST | 240V | SINKO | SP INLINE FAN | NA | 0
AIR FAN - EXHAUST | 240V | NULL | SP INLINE FAN | NA | 0
PACKAGE AC - WATER SOURCED | 378154 | THERMAL EQUP CO | HWP 78R | NA | 0
AIR FAN - EXHAUST | 240V | SINKO | SP INLINE FAN | NA | 0
PACKAGE AC - WATER SOURCED | 775179 | THERMAL EQUP CO | HWP 58RKSYN | NA | 0
KITCHEN EXHAUST FAN | 240V | SINKO | SP INLINE FAN | NA | 0
AIR FAN - EXHAUST | 240V | SINKO | SP INLINE FAN | NA | 0
AIR FAN - EXHAUST | 240V | SINKO | SP INLINE FAN | NA | 0
AIR FAN - EXHAUST | .34A 47W 240V | MANEUROP | D78023 EN20 | NA | 0
PACKAGE AC - WATER SOURCED | 722920 | THERMAL EQUP CO | HWP 58CKSN | NA | 0
KITCHEN EXHAUST FAN | 240V | SINKO | SP INLINE FAN | NA | 0
AIR FAN - EXHAUST | 240V | SINKO | SP INLINE FAN | NA | 0
AIR FAN - EXHAUST | 240V | SINKO | SP INLINE FAN | NA | 0
AIR FAN - EXHAUST | .34A 47W 240V | MANEUROP | D78023 EN20 | NA | 0
PACKAGE AC - WATER SOURCED | 751671 | THERMAL EQUP CO | HWP 58RKSN | NA | 0
KITCHEN EXHAUST FAN | 240V | SINKO | SP INLINE FAN | NA | 0
AIR FAN - EXHAUST | 240V | SINKO | SP INLINE FAN | NA | 0
AIR FAN - EXHAUST | 240V | SINKO | SP INLINE FAN | NA | 0
AIR FAN - EXHAUST | 240V | MANEUROP | D78023 EN20 | NA | 0
AIR FAN - EXHAUST | 240V | SINKO | SP INLINE FAN | NA | 0
AIR FAN - EXHAUST | 240V | SINKO | SP INLINE FAN | NA | 0
PACKAGE AC - WATER SOURCED | 389763 | THERMAL EQUP CO | HWP 78C | NA | 0
AIR FAN - EXHAUST | 240V | SINKO | SP INLINE FAN | NA | 0
AIR FAN - EXHAUST | 240V | SINKO | SP INLINE FAN | NA | 0
AIR FAN - EXHAUST | 240V | SINKO | SP INLINE FAN | NA | 0
AIR FAN - OUTSIDE | 240V 70W | SINKO | SP INLINE FAN | NA | 0
AIR FAN - OUTSIDE | 240V | SINKO | SP INLINE FAN | NA | 0
PACKAGE AC - WATER SOURCED | 732752 | THERMAL EQUP CO | HWP 77CKSN | NA | 0
AIR FAN - OUTSIDE | 240V 63W | SINKO | SP INLINE FAN | NA | 0
AIR FAN - EXHAUST | 240V | SINKO | SP INLINE FAN | NA | 0
AIR FAN - EXHAUST | 240V | SINKO | SP INLINE FAN | NA | 0
AIR FAN - EXHAUST | .34A 47W 240V | MANEUROP | D78023 EN20 | NA | 0
AIR FAN - OUTSIDE | 240V | SINKO | SP INLINE FAN | NA | 0
AIR FAN - OUTSIDE | 240V | SINKO | SP INLINE FAN | NA | 0
AIR FAN - OUTSIDE | 240V | SINKO | SP INLINE FAN | NA | 0
PACKAGE AC - WATER SOURCED | 757886 | THERMAL EQUP CO | HWP 58RKSN | NA | 0
AIR FAN - EXHAUST | 240V | SINKO | SP INLINE FAN | NA | 0
AIR FAN - OUTSIDE | 240V | SINKO | SP INLINE FAN | NA | 0
AIR FAN - EXHAUST | 240V | SINKO | SP INLINE FAN | NA | 0
AIR FAN - EXHAUST | .34A 47W 240V | MANEUROP | D78023 EN20 | NA | 0
AIR FAN - EXHAUST | 240V | SINKO | SP INLINE FAN | NA | 0
AIR FAN - OUTSIDE | 240V | SINKO | SP INLINE FAN | NA | 0
PACKAGE AC - WATER SOURCED | COULD NOT ACCESS, OVER WORKSTATIONS. | THERMAL EQUP CO | HWP 77CKSN | NA | 0
PACKAGE AC - WATER SOURCED | NOT ACCESSIBLE, WORKSTATIONS BENEATH. | THERMAL EQUP CO | HWP 49C | NA | 0
AIR FAN - EXHAUST | 240V | SINKO | SP INLINE FAN | NA | 0
AIR FAN - OUTSIDE | 240V | SINKO | SP INLINE FAN | NA | 0
AIR FAN - OUTSIDE | 240V | SINKO | SP INLINE FAN | NA | 0
AIR FAN - OUTSIDE | 240V | SINKO | SP INLINE FAN | NA | 0
AIR FAN - EXHAUST | 240V | SINKO | SP INLINE FAN | NA | 0
AIR FAN - EXHAUST | 240V | SINKO | SP INLINE FAN | NA | 0
AIR FAN - EXHAUST | 240V | SINKO | SP INLINE FAN | NA | 0
AIR FAN - EXHAUST | 240V | SINKO | SP INLINE FAN | NA | 0
AIR FAN - EXHAUST | 240V | SINKO | SP INLINE FAN | NA | 0
AIR FAN - EXHAUST | 240V | SINKO | SP INLINE FAN | NA | 0
PACKAGE AC - WATER SOURCED | 387362 | THERMAL EQUP CO | HWP 78C | NA | 0
AIR FAN - OUTSIDE | 240V | SINKO | SP INLINE FAN | NA | 0
AIR FAN - EXHAUST | 240V | SINKO | SP INLINE FAN | NA | 0
AIR FAN - EXHAUST | 240V | SINKO | SP INLINE FAN | NA | 0
PACKAGE AC - WATER SOURCED | 732750 | THERMAL EQUP CO | HWP 77CKSN | NA | 0
AIR FAN - EXHAUST | 240V | SINKO | SP INLINE FAN | NA | 0
PACKAGE AC - WATER SOURCED | 728073 | THERMAL EQUP CO | HWP 77CKSN | NA | 0
AIR FAN - EXHAUST | 240V | SINKO | SP INLINE FAN | NA | 0
PACKAGE AC - WATER SOURCED | 112 | PUMP ENGINEERS | WCP3C11 | NA | 0
AIR FAN - OUTSIDE | 240V | SINKO | SP INLINE FAN | NA | 0
AIR FAN - OUTSIDE | 240V | SINKO | SP INLINE FAN | NA | 0
AIR FAN - EXHAUST | 240V | SINKO | SP INLINE FAN | NA | 0
AIR FAN - EXHAUST | 240V | SINKO | SP INLINE FAN | NA | 0
AIR FAN - EXHAUST | 240V | SINKO | SP INLINE FAN | NA | 0
PACKAGE AC - WATER SOURCED | 747084 | THERMAL EQUP CO | HWP 77RKSN | NA | 0
AIR FAN - EXHAUST | 240V | SINKO | SP INLINE FAN | NA | 0
PACKAGE AC - WATER SOURCED | 389742 | THERMAL EQUP CO | HWP 78C | NA | 0
AIR FAN - OUTSIDE | 240V | SINKO | SP INLINE FAN | NA | 0
AIR FAN - EXHAUST | 240V | SINKO | SP INLINE FAN | NA | 0
AIR FAN - EXHAUST | 240V | SINKO | SP INLINE FAN | NA | 0
AIR FAN - EXHAUST | 240V | SINKO | SP INLINE FAN | NA | 0
AIR FAN - EXHAUST | 240V | SINKO | SP INLINE FAN | NA | 0
AIR FAN - EXHAUST | 240V | SINKO | SP INLINE FAN | NA | 0
AIR FAN - EXHAUST | 240V | SINKO | SP INLINE FAN | NA | 0
AIR FAN - OUTSIDE | 240V | SINKO | SP INLINE FAN | NA | 0
PACKAGE AC - WATER SOURCED | 746171 | THERMAL EQUP CO | HWP 77RKSN | NA | 0
PACKAGE AC - WATER SOURCED | 314549 | THERMAL EQUP CO | HWP 78C | NA | 0
AIR FAN - EXHAUST | 240V | SINKO | SP INLINE FAN | NA | 0
PACKAGE AC - WATER SOURCED | 263445 | THERMAL EQUP CO | HW 153CE | NA | 0
AIR FAN - EXHAUST | 240V | SINKO | SP INLINE FAN | NA | 0
AIR FAN - EXHAUST | 240V | SINKO | SP INLINE FAN | NA | 0
AIR FAN - EXHAUST | NA | SINKO | 240V | NA | 0
PACKAGE AC - WATER SOURCED | 733787 | THERMAL EQUP CO | HWP 58CKSN | NA | 0
PACKAGE AC - WATER SOURCED | 733787 | THERMAL EQUP CO | HWP 58CKSN | NA | 0
PACKAGE AC - WATER SOURCED | 745583 | THERMAL EQUP CO | HWP 77CKSN | NA | 0
AIR FAN - OUTSIDE | 240V | SINKO | SP INLINE FAN | NA | 0
AIR FAN - EXHAUST | 240V | SINKO | SP INLINE FAN | NA | 0
PACKAGE AC - WATER SOURCED | 760271 | THERMAL EQUP CO | HWP 77RKSN | NA | 0
PACKAGE AC - WATER SOURCED | 760284 | THERMAL EQUP CO | HWP77RKSN | NA | 0
PACKAGE AC - WATER SOURCED |  | THERMAL EQUP CO | HWP 77RKSN | NA | 0
AIR FAN - OUTSIDE | 240V | SINKO | SP INLINE FAN | NA | 0
AIR FAN - OUTSIDE | 240V | SINKO | SP INLINE FAN | NA | 0
AIR FAN - EXHAUST | 240V | SINKO | SP INLINE FAN | NA | 0
AIR FAN - EXHAUST | 240V | SINKO | SP INLINE FAN | NA | 0
AIR FAN - EXHAUST | 240V | SINKO | SP INLINE FAN | NA | 0
AIR FAN - EXHAUST | 240V | SINKO | SP INLINE FAN | NA | 0
AIR FAN - EXHAUST | 240V | SINKO | SP INLINE FAN | NA | 0
PACKAGE AC - WATER SOURCED | 767285 | THERMAL EQUP CO | HWP 77RKSN | NA | 0
PACKAGE AC - WATER SOURCED | 767279 | THERMAL EQUP CO | HWP 77RKSN | NA | 0
AIR FAN - OUTSIDE | 240V | SINKO | SP INLINE FAN | NA | 0
AIR FAN - OUTSIDE | 240V | SINKO | SP INLINE FAN | NA | 0
PACKAGE AC - WATER SOURCED | 767300 | THERMAL EQUP CO | HWP 77RKSN | NA | 0
AIR FAN - EXHAUST | 240V | SINKO | SP INLINE FAN | NA | 0
AIR FAN - EXHAUST | 240V | SINKO | SP INLINE FAN | NA | 0
AIR FAN - EXHAUST | 240V | SINKO | SP INLINE FAN | NA | 0
AIR FAN - EXHAUST | 240V | SINKO | SP INLINE FAN | NA | 0
AIR FAN - EXHAUST | 240V | SINKO | SP INLINE FAN | NA | 0
AIR FAN - EXHAUST | 240V | SINKO | SP INLINE FAN | NA | 0
AIR FAN - EXHAUST |  | NULL |  | NA | 0
PACKAGE AC - WATER SOURCED | 767292 | THERMAL EQUP CO | HWP 77RKSN | NA | 0
PACKAGE AC - WATER SOURCED | 767287 | THERMAL EQUP CO | HWP 77RKSN | NA | 0
AIR FAN - EXHAUST | 240V | SINKO | SP INLINE FAN | NA | 0
PACKAGE AC - WATER SOURCED | 767288 | THERMAL EQUP CO | HWP 77RKSN | NA | 0
AIR FAN - OUTSIDE | 240V | SINKO | SP INLINE FAN | NA | 0
AIR FAN - EXHAUST | 240V | SINKO | SP INLINE FAN | NA | 0
AIR FAN - EXHAUST | 240V | SINKO | SP INLINE FAN | NA | 0
KITCHEN EXHAUST FAN | 240V | SINKO | SP INLINE FAN | NA | 0
AIR FAN - EXHAUST |  | NULL |  | NA | 0
AIR FAN - EXHAUST | 240V | SINKO | SP INLINE FAN | NA | 0
PACKAGE AC - WATER SOURCED | 729508 | THERMAL EQUP CO | HWP 77RKSN | NA | 0
PACKAGE AC - WATER SOURCED | 729510 | THERMAL EQUP CO | HWP 77 RKSN | NA | 0
AIR FAN - EXHAUST | 240V | SINKO | SP INLINE FAN | NA | 0
AIR FAN - OUTSIDE | 240V | SINKO | SP INLINE FAN | NA | 0
PACKAGE AC - WATER SOURCED | 743491 | THERMAL EQUP CO | HWP 58RKSN | NA | 0
AIR FAN - OUTSIDE | 240V | SINKO | SP INLINE FAN | NA | 0
AIR FAN - OUTSIDE | 240V | SINKO | SP INLINE FAN | NA | 0
AIR FAN - EXHAUST | 240V | SINKO | SP INLINE FAN | NA | 0
PACKAGE AC - WATER SOURCED | 744614 | THERMAL EQUP CO | HWP 35RKSN | NA | 0
KITCHEN EXHAUST FAN | 240V | SINKO | SP INLINE FAN | NA | 0
PACKAGE AC - WATER SOURCED | 747523 | THERMAL EQUP CO | HWP 77CKSN | NA | 0
PACKAGE AC - WATER SOURCED | 747536 | THERMAL EQUP CO | HWP 77CKSN | NA | 0
AIR FAN - EXHAUST | 240V | SINKO | SP INLINE FAN | NA | 0
AIR FAN - OUTSIDE | 240V | SINKO | SP INLINE FAN | NA | 0
PACKAGE AC - WATER SOURCED | 747530 | THERMAL EQUP CO | HWP 77CKSN | NA | 0
AIR HANDLING UNIT | NA | YORK | NA | NA | 0
AIR HANDLING UNIT | NA | YORK | NA | NA | 0
AIR HANDLING UNIT | NA | YORK | NA | NA | 0
SWITCHBOARD MECHANICAL | NA | NULL | NA | NA | 0
AIR HANDLING UNIT | NA | YORK | NA | NA | 0
AIR HANDLING UNIT | NA | YORK | NA | NA | 0
AIR HANDLING UNIT | NA | YORK | NA | NA | 0
AIR HANDLING UNIT | NA | YORK | NA | NA | 0
SWITCHBOARD MECHANICAL | NA | NULL | NA | NA | 0
SWITCHBOARD MECHANICAL | NO SERIAL ID | NULL | NO MODEL ID | NA | 0
AIR HANDLING UNIT | NA | NULL | NA | NA | 0
AIR HANDLING UNIT | NA | NULL | NA | NA | 0
AIR HANDLING UNIT | NA | NULL | NA | NA | 0
AIR HANDLING UNIT | NA | NULL | NA | NA | 0
AIR HANDLING UNIT | NA | NULL | NA | NA | 0
AIR FAN - OUTSIDE | 138028 | FEDERAL | AP0504A10S0031 | NA | 0
FAN COIL UNIT - DUCTED | F9840 | ZEIL | YAF900W1-4HL | NA | 0
AIR FAN - OUTSIDE | 128569 1 | FEDERAL | APO404A10B003 | NA | 0
AIR FAN - OUTSIDE | 509759 | FEDERAL | PCD506DD | NA | 0
VARIABLE SPEED DRIVE | V00000474718 | NULL | VACON0100-3L-0003-4- | NA | 0
VARIABLE SPEED DRIVE | V00000415341 | NULL | VACON0100-3L-0003-4- | NA | 0
VARIABLE SPEED DRIVE | V00000474714 | NULL | VACON0100-3L-0003-4- | NA | 0
VARIABLE SPEED DRIVE | 3R02016 | AGER | MSC-3R20 | NA | 0
VARIABLE SPEED DRIVE | 3R011D6 | AGER | MSC-3R11 | NA | 0
VARIABLE SPEED DRIVE | 1H01341 | AGER | MSC-R13 | NA | 0
VARIABLE AIR VOLUME UNITS | NO SERIAL ID | NULL | MAKE: CELMEC, MODEL: AN03 | NA | 0
VARIABLE AIR VOLUME UNITS | NO SERIAL ID | NULL | MAKE: CELMEC, MODEL: AN03 | NA | 0
VARIABLE AIR VOLUME UNITS | NO SERIAL ID | NULL | MAKE: CELMEC, MODEL: AN03 | NA | 0
FAN COIL UNIT - DUCTED | LDHM2347 | ZEIL | M33H1F313CWHW | NA | 0
FAN COIL UNIT - DUCTED | NO SERIAL ID | ZEIL | CHAMPION 2000 | NA | 0
FAN COIL UNIT - DUCTED | NO SERIAL ID | ZEIL | CHAMPION 2000 | NA | 0
FAN COIL UNIT - DUCTED | NO SERIAL ID | ZEIL | CHAMPION 2000 | NA | 0
FAN COIL UNIT - DUCTED | NO SERIAL ID | ZEIL | CHAMPION 2000 | NA | 0
FAN COIL UNIT - DUCTED | NO SERIAL ID | ZEIL | CHAMPION 2000 | NA | 0
FAN COIL UNIT - DUCTED | 9802016 | ZEIL | F450 W1 GF LM | NA | 0
FAN COIL UNIT - DUCTED | NO SERIAL ID | ZEIL | CHAMPION 2000 | NA | 0
FAN COIL UNIT - DUCTED | NO SERIAL ID | ZEIL | CHAMPION 2000 | NA | 0
AIR HANDLING UNIT | NA | YORK | NA | NA | 0
AIR HANDLING UNIT | NA | YORK | NA | NA | 0
AIR HANDLING UNIT | NA | YORK | NA | NA | 0
AIR HANDLING UNIT | NA | YORK | NA | NA | 0
FAN COIL UNIT - DUCTED | NO SERIAL ID | ZEIL | CHAMPION 2000 | NA | 0
AIR HANDLING UNIT | 4083 | NULL | MAKE: WALKER, MODEL: ALHS-10 | NA | 0
FAN COIL UNIT - DUCTED | 2083 | NULL | MAKE: WALKER, MODEL: ALHG-7 | NA | 0
FAN COIL UNIT - DUCTED | 72668 | THERMAL EQUP CO | IMD 135-41 | NA | 0
FAN COIL UNIT - DUCTED | 1988 | ZEIL | M7 | NA | 0
FAN COIL UNIT - DUCTED | NO SERIAL ID | ZEIL | NO MODEL ID | NA | 0
FAN COIL UNIT - DUCTED | NO SERIAL ID | NULL | MAKE: WALKER, MODEL: ALHS-10 | NA | 0
FAN COIL UNIT - DUCTED | NO SERIAL ID | ZEIL | NO MODEL ID | NA | 0
AIR FAN - OUTSIDE | 13130 | FEDERAL | TE2 | NA | 0
FAN COIL UNIT - DUCTED | ME-79470 | ZEIL | YAF450WI-6FLM | NA | 0
AIR FAN - EXHAUST | NO SERIAL ID | NULL | NO MODEL ID | NA | 0
AIR FAN - EXHAUST | NO SERIAL ID | NULL | NO MODEL ID | NA | 0
SWITCHBOARD MECHANICAL | NO SERIAL ID | NULL | NO MODEL ID | NA | 0
SWITCHBOARD MECHANICAL | NA | NULL | NA | NA | 0
SWITCHBOARD MECHANICAL | NO SERIAL ID | NULL | NO MODEL ID | NA | 0
AIR FAN - EXHAUST | NO SERIAL ID | NULL | NO MODEL ID | NA | 0
AIR FAN - EXHAUST | NO SERIAL ID | NULL | NO MODEL,ID | NA | 0
AIR FAN - EXHAUST | NO SERIAL ID | NULL | NO MODEL ID | NA | 0
FAN COIL UNIT - DUCTED | NA | YORK | NA | NA | 0
SWITCHBOARD MECHANICAL | NO SERIAL ID | NULL | NO MODEL ID | NA | 0
ICE MACHINE | NO SERIAL ID | NULL | MAKE: SCOTSMAN, MODEL: AC 56 | NA | 0
DUCTED SPLIT SYSTEM | NA | THERMAL EQUP CO | NA | NA | 0
FAN COIL UNIT - DUCTED | NA | WALKER | NA | NA | 0
FAN COIL UNIT - DUCTED | NA | WALKER | NA | NA | 0
SWITCHBOARD MECHANICAL | NA | NULL | NA | NA | 0
FAN COIL UNIT - DUCTED | NA | WALKER | NA | NA | 0
FAN COIL UNIT - DUCTED | NA | WALKER | NA | NA | 0
AIR HANDLING UNIT | NA | MUNTERS | NA | NA | 0
AIR HANDLING UNIT | NA | MUNTERS | NA | NA | 0
SWITCHBOARD MECHANICAL | NA | NULL | NA | NA | 0
FAN COIL UNIT - DUCTED | 99 018 | HERMETIQUE | 4501 3 11 | NA | 0
SWITCHBOARD MECHANICAL | NO SERIAL ID | NULL | NO MODEL ID | NA | 0
SWITCHBOARD MECHANICAL | NO SERIAL ID | NULL | NO MODEL ID | NA | 0
FAN COIL UNIT - DUCTED | 99 018 | HERMETIQUE | 4501 3 11 | NA | 0
FAN COIL UNIT - DUCTED | 99 018 | HERMETIQUE | 4501 3 11 | NA | 0
FAN COIL UNIT - DUCTED | 99 081 | HERMETIQUE | 4501 3 11 | NA | 0
FAN COIL UNIT - DUCTED | 99 018 | HERMETIQUE | 4501 3 11 | NA | 0
FAN COIL UNIT - DUCTED | 99 018 | HERMETIQUE | 4501 3 11 | NA | 0
DUCTED SPLIT SYSTEM | NA | TEMPERZONE | NA | R410A | 5
DUCTED SPLIT SYSTEM | NA | TEMPERZONE | NA | R410A | 5
DUCTED SPLIT SYSTEM | NA | TEMPERZONE | NA | R410A | 5
DUCTED SPLIT SYSTEM | NA | TEMPERZONE | NA | R410A | 5
DUCTED SPLIT SYSTEM | NA | TEMPERZONE | NA | R410A | 5
AIR HANDLING UNIT | NA | NULL | NA | NA | 0
SWITCHBOARD MECHANICAL | NA | NULL | NA | NA | 0
AIR FAN - RETURN | NA | NULL | NA | NA | 0
AIR HANDLING UNIT | NA | NULL | NA | NA | 0
FAN COIL UNIT - DUCTED | NA | CARRIER | NA | NA | 0
AIR FAN - RETURN | NA | NULL | NA | NA | 0
SWITCHBOARD MECHANICAL | NA | NULL | NA | NA | 0
FAN COIL UNIT - DUCTED | 3686MF | MUNTERS | MDF09H1BR61GD | NA | 0
SWITCHBOARD MECHANICAL | NO SERIAL ID | NULL | NO MODEL ID | NA | 0
AIR HANDLING UNIT | NA | NULL | NA | NA | 0
HEATING HOT WATER PUMP | NA | AJAX | NA | NA | 0
AIR HANDLING UNIT | NA | NULL | NA | NA | 0
AIR FAN - EXHAUST | NA | NULL | NA | NA | 0
AIR FAN - EXHAUST | NA | FANTECH | NA | NA | 0
FAN COIL UNIT - DUCTED | NA | NULL | NA | NA | 0
AIR HANDLING UNIT | NA | NULL | NA | NA | 0
FIRE DAMPER | NA | NULL | NA | NA | 0
FIRE DAMPER | NA | NULL | NA | NA | 0
FIRE DAMPER | NA | NULL | NA | NA | 0
FIRE DAMPER | NA | NULL | NA | NA | 0
FIRE DAMPER | NA | NULL | NA | NA | 0
FIRE DAMPER | NA | NULL | NA | NA | 0
SWITCHBOARD MECHANICAL | NA | NULL | NA | NA | 0
AIR FAN - RETURN | NA | FEDERAL | NA | NA | 0
AIR FAN - RETURN | 365CP | ROBERT SHAW | B1966 | NA | 0
SWITCHBOARD MECHANICAL | NA | NULL | NA | NA | 0
FAN COIL UNIT - DUCTED | NA | TEMPERZONE | NA | NA | 0
AIR FAN - SUPPLY | NA | FEDERAL | NA | NA | 0
AIR FAN - RETURN | NA | ROBERT SHAW | NA | NA | 0
AIR FAN - SUPPLY | NA | FEDERAL | NA | NA | 0
SWITCHBOARD MECHANICAL | NA | REGENT | NA | NA | 0
FIRE DAMPER | NA | NULL | NA | NA | 0
AIR FAN - RETURN | NA | FANTECH | NA | NA | 0
AIR FAN - SUPPLY | NA | PARAGON | NA | NA | 0
VARIABLE SPEED DRIVE | 3R00516 | ZENER | MSC-3R5 | NA | 0
FAN COIL UNIT - DUCTED | NA | TEMPERZONE | NA | NA | 0
SWITCHBOARD MECHANICAL | NA | NULL | NA | NA | 0
AIR FAN - EXHAUST | NA | FANTECH | NA | NA | 0
HEATING HOT WATER PUMP | NA | AJAX | NA | NA | 0
CRAC UNIT | NA | LOVELOCK LUKE | NA | R22 | 8
CRAC UNIT | NA | LOVELOCK LUKE | NA | R22 | 8
AIR FAN - OUTSIDE | NA | FANTECH | NA | NA | 0
FAN COIL UNIT - DUCTED | NA | YORK | NA | NA | 0
AIR FAN - EXHAUST | NA | FANTECH | NA | NA | 0
FAN COIL UNIT - DUCTED | NA | WALKER | NA | NA | 0
AIR FAN - EXHAUST | NA | FANTECH | NA | NA | 0
AIR FAN - EXHAUST | NA | NULL | NA | NA | 0
FAN COIL UNIT - DUCTED | NA | YORK | NA | NA | 0
AIR FAN - OUTSIDE | NA | FANTECH | NA | NA | 0
AIR FAN - EXHAUST | NA | NULL | NA | NA | 0
AIR FAN - EXHAUST | NA | NULL | NA | NA | 0
DUCT - FURNACE (GAS FIRED) | NA | CELMEC | NA | NATURAL GAS | 0
HUMIDIFIER | 702278 | NULL | SM-3 | NA | 0
ROOM AIR CONDITIONING UNIT | NA | CIEMANTS | NA | NA | 0
ROOM AIR CONDITIONING UNIT | NA | SCHNEIDER | NA | NA | 0
ROOM AIR CONDITIONING UNIT | NA | GREGORY | NA | NA | 0
AIR FAN - EXHAUST | MO C1200 | NULL | 314 HA | NA | 0
ROOM AIR CONDITIONING UNIT | NA | SCHNEIDER | NA | NA | 0
DUCTED SPLIT SYSTEM | NA | TEMPERZONE | LS3009YS | R22 | 0
HEATER - HYDRONIC (ROOM) | 89 | NULL | 8AW3R9X | NA | 0
HEATER - HYDRONIC (ROOM) | 89 | NULL | 8AW3R9X | NA | 0
HEATER - HYDRONIC (ROOM) | 89 | NULL | 8AW3R9X | NA | 0
HEATER - HYDRONIC (ROOM) | 89 | NULL | 8 AW3R9X | NA | 0
SWITCHBOARD MECHANICAL | NA | NULL | NA | NA | 0
SWITCHBOARD MECHANICAL | NA | NULL | NA | NA | 0
AIR FAN - EXHAUST | NA | NULL | NA | NA | 0
AIR FAN - EXHAUST | 132673 | DUCTLINE | 6921SBW | NA | 0
AIR COMPRESSOR | 30 T 626355 | JAVAC | H15T4 | NA | 0
AIR COMPRESSOR | 30 T 503843 | JAVAC | I 5T4 | NA | 0
SWITCHBOARD MECHANICAL | NA | NULL | CDT36M | NA | 0
SWITCHBOARD MECHANICAL | NA | NULL | CDT | NA | 0
SWITCHBOARD MECHANICAL | NA | NULL | NA | NA | 0
SWITCHBOARD MECHANICAL | NA | NULL | NA | NA | 0
SWITCHBOARD MECHANICAL | NA | NULL | NA | NA | 0
SWITCHBOARD MECHANICAL | NA | NULL | NA | NA | 0
HEATER - HYDRONIC (ROOM) | 89 | NULL | 8AW3R9X | NA | 0
HEATER - HYDRONIC (ROOM) | 89 | NULL | 8AW3R9X | NA | 0
HEATER - HYDRONIC (ROOM) | 89 | NULL | 8AW3R9X | NA | 0
HEATER - HYDRONIC (ROOM) | 89 | NULL | 8AW3R9X | NA | 0
HEATER - HYDRONIC (ROOM) | 89 | NULL | 8AW3R9X | NA | 0
HEATER - HYDRONIC (ROOM) | 89 | NULL | 8AW3R9X | NA | 0
HEATER - HYDRONIC (ROOM) | 89 | NULL | 8AW3R9X | NA | 0
HEATER - HYDRONIC (ROOM) | 89 | NULL | 8AW3R9X | NA | 0
HEATER - HYDRONIC (ROOM) | 89 | NULL | 8AW3R9X | NA | 0
DUCTED SPLIT SYSTEM | 384335 | ACTRON | SCA290C-300 | NA | 0
AIR FAN - EXHAUST | MO C OI98 | NULL | 3I2F.W.B | NA | 0
AIR FAN - EXHAUST | MO C OI98 | NULL | 3IOF3W.B. | NA | 0
AIR FAN - EXHAUST | MO C OI98 | NULL | 3ICF.W.B | NA | 0
AIR FAN - EXHAUST | NA | NULL | NA | NA | 0
AIR FAN - EXHAUST | MO C OI98 | NULL | 3I2F.W.B | NA | 0
DUCTED SPLIT SYSTEM | 392112 | ACTRON | SRA260C-0300 | NA | 0
CHILLER - AIR COOLED | 21E964899 | CIEMANTS | 30AE010920-21 | R22 | 40
AIR FAN - EXHAUST | NA | FEDERAL | MV254E | NA | 0
AIR FAN - EXHAUST | MO C OI98E | NULL | 3I4FCBDM | NA | 0
EXTRACTION SYSTEM - DUST | O708018 | NULL | MVZ 215 | NA | 0
DUCTED SPLIT SYSTEM | 359205456RE | MODULEX | SRC63ZK-S | NA | 0
DUCTED SPLIT SYSTEM | A18504131NF | MODULEX | FDC100VN | NA | 0
AIR FAN - EXHAUST | NA | ROBERT SHAW | NA | NA | 0
AIR FAN - SUPPLY | NA | ROBERT SHAW | NA | NA | 0
AIR FAN - SUPPLY | NA | ROBERT SHAW | NA | NA | 0
AIR FAN - EXHAUST | 2810. 79 | ROBERT SHAW | NA | NA | 0
AIR FAN - EXHAUST | NA | NULL | TT66AB | NA | 0
SWITCHBOARD MECHANICAL | NA | NULL | NA | NA | 0
CIRCULATING PUMP | NA | NULL | NA | NA | 0
AIR FAN - SUPPLY | 40147 | PIFAN | NA | NA | 0
CIRCULATING PUMP | A10 C | ALCAIR | 80 X 50-250 | NA | 0
CIRCULATING PUMP | A10C | ALCAIR | E50-16 | NA | 0
AIR FAN - SUPPLY | 730CPD | ROBERT SHAW | E2873 | NA | 0
CONDENSER WATER PUMP | A1002 | ALCAIR | 040-250 | NA | 0
AIR FAN - EXHAUST | 40148 | PIFAN | NA | NA | 0
AIR COMPRESSOR | NA | JAVAC | T30 | NA | 0
SWITCHBOARD MECHANICAL | NA | NULL | NA | NA | 0
CONDENSER WATER PUMP | A1002 | ALCAIR | 040-050 | NA | 0
CIRCULATING PUMP | A10C | ALCAIR | 80 X 50-250 | NA | 0
SWITCHBOARD MECHANICAL | NA | NULL | NA | NA | 0
AIR FAN - EXHAUST | 980 CP | ROBERT SHAW | E2 874 | NA | 0
COOLING TOWER | 09J0900 | BARREL FAN | VXT 55 | NA | 0
FIRE DAMPER | NA | NULL | NA | NA | 0
FIRE DAMPER | NA | NULL | NA | NA | 0
FIRE DAMPER | NA | NULL | NA | NA | 0
FIRE DAMPER | NA | NULL | NA | NA | 0
FIRE DAMPER | NA | NULL | NA | NA | 0
FIRE DAMPER | NA | NULL | NA | NA | 0
FIRE DAMPER | NA | NULL | NA | NA | 0
AIR COMPRESSOR | NA | NULL | 95 T2 | NA | 0
SWITCHBOARD MECHANICAL | NA | NULL | NA | NA | 0
HEATING HOT WATER PUMP | CB46 SERIS 6 | KELVINATOR | 50 | NA | 0
HEATING HOT WATER PUMP | CB46 SERIS 6 | KELVINATOR | 50 | NA | 0
AIR FAN - EXHAUST | NO SERIAL ID | NULL | NO MODEL ID | NA | 0
AIR FAN - EXHAUST | NO SERIAL ID | NULL | NO MODEL ID | NA | 0
AIR FAN - EXHAUST | NO SERIAL ID | NULL | NO MODEL ID | NA | 0
AIR FAN - EXHAUST | NO SERIAL ID | NULL | NO MODEL IS | NA | 0
SWITCHBOARD MECHANICAL | NO SERIAL ID | NULL | NO MODEL ID | NA | 0
HEATING HOT WATER PUMP | NO SERIAL ID | GRUNDFOS | A47060030 97053 11 | NA | 0
FAN COIL UNIT - DUCTED | NA | MARKAIR | NA | NA | 0
FAN COIL UNIT - DUCTED | NA | MARKAIR | 35179 | NA | 0
BOILER - GAS FIRED | 1568 | HUNT | TNAR232 | NATURAL GAS | 0
ROOM AIR CONDITIONING UNIT | NA | TECO | NA | R410A | 2
PACKAGED AIR CONDITIONING UNIT | 394484 | ACTRON | PCA23OU | R410A | 7
WALL MOUNTED SPLIT SYSTEM | D201495220312A24130006 | TECO | TSO41HVBMHBC | R410A | 2
WALL MOUNTED SPLIT SYSTEM | NO SERIAL ID | TECO | TSO41HVBMHBC | R410A | 2
WALL MOUNTED SPLIT SYSTEM | D201495220312A24130212 | TECO | TSO41HVBMHBC | R410A | 2
HEATING HOT WATER PUMP | NO SERIAL ID | AJAX | CFRAS 3L | NA | 0
HEATING HOT WATER PUMP | SPA71341T | AJAX | 80-247-T412 | NA | 0
HEATING HOT WATER PUMP | NO SERIAL ID | AJAX | CFRAS 3K | NA | 0
HEATING HOT WATER PUMP | NO SERIAL ID | AJAX | CFRAS 3K | NA | 0
BOILER - GAS ATMOSPHERIC | 20110210015663 | RAYPAK | B2634NCMID | NATURAL GAS | 0
BOILER - GAS ATMOSPHERIC | 20110210015664 | RAYPAK | B2634NCMID | NA | 0
SWITCHBOARD MECHANICAL | NO SERIAL ID | NULL | NO MODEL ID | NA | 0
AIR HANDLING UNIT | 81D0982 | TRANE | 41LPV | NA | 0
AIR FAN - EXHAUST | NA | NULL | NA | NA | 0
AIR HANDLING UNIT | 164866 | AQUA | SO46IRB009600 | NA | 0
SWITCHBOARD MECHANICAL | NA | NULL | NA | NA | 0
AIR FAN - RETURN | NA | NULL | NA | NA | 0
HEATING HOT WATER PUMP | 147 | HARDLAND | 59736500 | NA | 0
HEATING HOT WATER PUMP | 147 | HARDLAND | 59736500 | NA | 0
FAN COIL UNIT - DUCTED | 164871 | AQUA | NA | NA | 0
AIR FAN - OUTSIDE | NA | NULL | NA | NA | 0
AIR FAN - EXHAUST | NA | NULL | NA | NA | 0
AIR FAN - RETURN | NA | NULL | NA | NA | 0
AIR FAN - OUTSIDE | NA | FEDERAL | RP356 | NA | 0
AIR FAN - OUTSIDE | NA | FEDERAL | NA | NA | 0
AIR FAN - OUTSIDE | NA | NULL | NA | NA | 0
SWITCHBOARD MECHANICAL | NA | NULL | NA | NA | 0
SWITCHBOARD MECHANICAL | NA | NULL | NA | NA | 0
AIR FAN - OUTSIDE | NA | NULL | NA | NA | 0
AIR FAN - OUTSIDE | NA | NULL | NA | NA | 0
DOMESTIC HW UNIT (GAS) | 1301568 | NULL | 111315 | NA | 0
FAN COIL UNIT - DUCTED | 172961 | AQUA | S3080 | NA | 0
AIR FAN - EXHAUST | NA | NULL | NA | NA | 0
AIR FAN - EXHAUST | NA | NULL | NA | NA | 0
AIR FAN - RETURN | NA | NULL | NA | NA | 0
AIR FAN - EXHAUST | NA | NULL | NA | NA | 0
AIR FAN - OUTSIDE | NA | NULL | NA | NA | 0
AIR FAN - RETURN | NA | NULL | NA | NA | 0
AIR FAN - RETURN | NA | NULL | NA | NA | 0
AIR FAN - OUTSIDE | NA | NULL | NA | NA | 0
FAN COIL UNIT - DUCTED | 172960 | AQUA | S3080 | NA | 0
SWITCHBOARD MECHANICAL | NA | NULL | NA | NA | 0
FAN COIL UNIT - DUCTED | 172852 | AQUA | H1780 | NA | 0
DUCTED SPLIT SYSTEM | NA | NULL | GWHN18B5NK1NBO | NA | 0
ROOM AIR CONDITIONING UNIT | NONE | TRANE | NONE | NA | 0
FRIDGE | 31089 | WOODS | HP2SDSS-000 | NA | 0
CHILLER - WATER COOLED | 6013132050 | NULL | ZIP HYDROTAP | NA | 0
CHILLER - WATER COOLED | 6022436703 | NULL | MAKE: ZIP, MODEL: BC 100125 | NA | 0
WALL MOUNTED SPLIT SYSTEM | 52800090 | TRANE | OUTDOOR: RAS-24NA-A | NA | 0
WALL MOUNTED SPLIT SYSTEM | C005644 | DAKO | FVXS 5OFV1A | NA | 0
WALL MOUNTED SPLIT SYSTEM |  | DAKO |  | NA | 0
WALL MOUNTED SPLIT SYSTEM | E016689 | DAKO | FTXS80FVMA | NA | 0
WALL MOUNTED SPLIT SYSTEM | 695 | HITACHI | RAS25 YHA | NA | 1
CASSETTE SPLIT SYSTEM | R000675 | GREGORY | AUTA18LAL | NA | 0
PACKAGED AIR CONDITIONING UNIT | NO SERIAL ID | NULL | MAKE: LASERCHILL, MODEL: RCSD | NA | 0
PACKAGED AIR CONDITIONING UNIT | NO SERIAL ID | THERMAL EQUP CO | BD 501 | NA | 0
EVAPORATIVE COOLER | 2472 | AIRA | HCV50 1102N | NA | 0
DUCTED SPLIT SYSTEM | 853393 | CIEMANTS | SO18OHR9AN | NA | 0
DUCTED SPLIT SYSTEM | 702478 | ACPAC | CANT READ | NA | 0
AIR FAN - EXHAUST | NONE | FEDERAL | NONE | NA | 0
COOL ROOM | TSK 07P52357 | NULL | PATTON PAK PZB 600 | NA | 0
AIR FAN - EXHAUST | NO SERIAL ID | NULL | 12GV4P | NA | 0
SWITCHBOARD MECHANICAL | NO SERIAL ID | NULL | NO MODEL ID | NA | 0
AIR FAN - EXHAUST | NO SERIAL ID | NULL | 12GV4P | NA | 0
SWITCHBOARD MECHANICAL | NONE | NULL | NONE | NA | 0
FREEZER ROOM | TSK07P52262 | NULL | MAKE: PATTON PAK, MODEL: PZB600 | NA | 0
COOL ROOM | 8090261914 | KLOCHNER MOLLER | PPMTZ100X177 | NA | 0
COOL ROOM | 8090261912 | KLOCHNER MOLLER | PPMTZ125X244 | NA | 0
COOL ROOM | 8090262339 | KLOCHNER MOLLER | PPMTZ100X177 | NA | 0
DUCTED SPLIT SYSTEM | NONE | THERMAL EQUP CO | OSA 430RKTBV | NA | 0
DUCTED SPLIT SYSTEM | 700896 | THERMAL EQUP CO | OSA 155RKTV | NA | 0
HEATER - GAS (ROOM) | 2471 | AIRA | HCV12-072N | NA | 0
HEATER - GAS (ROOM) | 2472 | AIRA | HCV50-1102N | NA | 0
HEATER - GAS (ROOM) | 2474 | AIRA | HCV50-1120N | NA | 0
HEATER - GAS (ROOM) | 2475 | AIRA | HCV50-1102N | NA | 0
AIR FAN - EXHAUST | 287130 | FEDERAL | CD506V | NA | 0
HEATER - GAS (ROOM) | 2513 | AIRA | HCV50-1102N | NA | 0
HEATER - GAS (ROOM) | 2478 | AIRA | HCV50-1102N | NA | 0
HEATER - GAS (ROOM) | 2478 | AIRA | HCV50-1102N | NA | 0
COOL ROOM | 8100267120 | KLOCHNER MOLLER | PPMTZ 81X161 | NA | 0
FREEZER | 8090262197 | KLOCHNER MOLLER | PPZF 48X310 | NA | 0
COOL ROOM | 8090261911 | KLOCHNER MOLLER | PPMTZ 125X244 | NA | 0
EVAPORATIVE COOLER | 2473 | AIRA | HO 150 1102 N | NA | 0
DUCTED SPLIT SYSTEM | 64398 | AQUA | SOO91HR7A | NA | 0
CHILLER - WATER COOLED |  | NULL | ZIP | NA | 0
AIR FAN - EXHAUST | NONE | FEDERAL | NONE | NA | 0
PACKAGED AIR CONDITIONING UNIT | NO SERIAL ID | NULL | MAKE: LASERCHILL, MODEL: RCSD | NA | 0
PACKAGED AIR CONDITIONING UNIT | NO SERIAL ID | THERMAL EQUP CO | BD 501 | NA | 0
AIR FAN - EXHAUST | NO SERIAL ID | NULL | 12GV4P | NA | 0
AIR FAN - EXHAUST | NO SERIAL ID | NULL | 12GV4P | NA | 0
SWITCHBOARD MECHANICAL | NO SERIAL ID | NULL | NO MODEL ID | NA | 0
DUCTED SPLIT SYSTEM | NONE | THERMAL EQUP CO | OSA 430RKTBV | NA | 0
WALL MOUNTED SPLIT SYSTEM | NA | CARRIER | NA | NA | 0
WALL MOUNTED SPLIT SYSTEM | NA | CARRIER | NA | R22 | 0
CONDENSER UNIT | NA | NULL | NA | R134A | 2
CONDENSER UNIT | NA | NULL | NA | R134A | 2
WALL MOUNTED SPLIT SYSTEM | 22056303 RE | MITSUBISHI | SRK25ZJ-S1 | R410A | 3
WALL MOUNTED SPLIT SYSTEM | 220506300 RE | MITSUBISHI | SRK25ZJ-S1 | R410A | 3
DUCTED SPLIT SYSTEM | 18798 | BRADWAY | SER 2/225 | R22 | 5
WALL MOUNTED SPLIT SYSTEM | NA | FUJITSU | NA | R22 | 3
COOL ROOM | 049292UY | MULLER | MND32 | R22 | 3
WALL MOUNTED SPLIT SYSTEM | N/A | MITSUBISHI | N/A | R410A | 2
DUCTED SPLIT SYSTEM | 26222 | BRADWAY | SCR 2/250 | R22 | 5
WALL MOUNTED SPLIT SYSTEM | NA | FUJITSU | NA | R22 | 2
COOL ROOM | 133708 | MANEUROP | GM22-5YM | R22 | 3
COOL ROOM | 1504020019 | KIRBY | PCH059MHA1-2 | R404A | 4
FREEZER | RYF240474 | NULL | E388 | R134A | 0
FRIDGE | NA | NULL | NA | R134A | 2
FRIDGE | EUB145441 | NULL | E450RXD | R134A | 0
PACKAGED AIR CONDITIONING UNIT | 19074 | BRADWAY | BD1200 | R22 | 7
TOILET EXHAUST FAN | NA | FANTECH | NA | NA | 0
COOL ROOM | 1501041543 | KIRBY | KMT060W | R404A | 3
FRIDGE | CK1211001701 | NULL | GM1000L | R134A | 1
NON DUCTED SPLIT SYSTEM |  | MODULEX |  | R22 | 2
BMS | NA | OTHER | SPHERE | NA | 0
DUCTED SPLIT SYSTEM | 7080134 | DAIKIN | FDYQ180MV1R | R410A | 9
DUCTED SPLIT SYSTEM | 7080135 | DAIKIN | FDYQ180MV1R | R410A | 9
NON DUCTED SPLIT SYSTEM | E004781 | DAIKIN | FTKS25EVMA | R410A | 3
NON DUCTED SPLIT SYSTEM | E004808 | DAIKIN | FTKS25EVMA | R410A | 3
NON DUCTED SPLIT SYSTEM | E004765 | DAIKIN | FTKS25EEVMA | R410A | 3
NON DUCTED SPLIT SYSTEM | 4766 | DAIKIN | FTKS25EVMA | R410A | 3
UNDER CEILING SPLIT SYSTEM | E006746 | DAIKIN | FHQ100BVV1B | R410A | 4
UNDER CEILING SPLIT SYSTEM | E007408 | DAIKIN | FHQ100BVV1B | R410A | 4
UNDER CEILING SPLIT SYSTEM | E006751 | DAIKIN | FHQ100BVV1B | R410A | 4
ROOM AIR CONDITIONING UNIT | NA | PUMP ENGINEERS | NA | NA | 0
PACKAGED AIR CONDITIONING UNIT | NA | CIEMANTS | NA | NA | 0
ROOM AIR CONDITIONING UNIT | NA | ENGLISH ELECT | NA | NA | 0
ROOM AIR CONDITIONING UNIT | NA | ENGLISH ELECT | NA | NA | 0
ROOM AIR CONDITIONING UNIT | NA | CIEMANTS | NA | NA | 0
ROOM AIR CONDITIONING UNIT | NA | GREGORY | NA | NA | 0
ROOM AIR CONDITIONING UNIT | NA | MODULEX | NA | NA | 0
HUMIDIFIER | 4803 | CARRIER | COMPACTSTEAM | NA | 0
COOL ROOM | NO SERIAL ID | NULL | NO MODEL ID | NA | 0
WALL MOUNTED SPLIT SYSTEM | E 032773 | GREGORY | AOTR24LCC | NA | 0
WALL MOUNTED SPLIT SYSTEM | E 032766 | FEDERAL | AOTR24LCC | NA | 0
FRIDGE | NA | SCHNEIDER | NA | NA | 0
FRIDGE | NA | ORFORD | NA | R134A | 3
CHILLER - WATER COOLED | NA | BILLI | NA | NA | 0
BOILING WATER UNIT | NA | BILLI | NA | NA | 0
DUCTED SPLIT SYSTEM | NONE | GREGORY | NONE | NA | 0
FREEZER ROOM | 579400124G2006 | ACPAC | 4811630555 | NA | 0
COOL ROOM | 794700509E2007 | ACPAC | 4836230565 | NA | 0
COOL ROOM | 794700409E2007 | ACPAC | 4836230565 | NA | 0
DUCTED SPLIT SYSTEM | T000549 | GREGORY | AR 60HFCFM | NA | 0
DUCTED SPLIT SYSTEM | T000482 | GREGORY | AR 60HFCMF | NA | 0
DUCTED SPLIT SYSTEM | NO ACCESS | GREGORY | NO ACCESS | NA | 0
DUCTED SPLIT SYSTEM | NO ACCESS | GREGORY | NO ACCESS | NA | 0
DUCTED SPLIT SYSTEM | NO ACCESS | GREGORY | NO ACCESS | NA | 0
SWITCHBOARD MECHANICAL | NO SERIAL ID | NULL | NO MODEL ID | NA | 0
DUCTED SPLIT SYSTEM | NO ACCESS | GREGORY | NO ACCESS | NA | 0
DUCTED SPLIT SYSTEM | NO ACCESS | GREGORY | NO ACCESS | NA | 0
DUCTED SPLIT SYSTEM | NA | FUJITSU | NA | R22 | 6
AIR FAN - OUTSIDE | NA | FANTECH | NA | NA | 0
AIR FAN - EXHAUST | NA | FANTECH | NA | NA | 0
AIR FAN - EXHAUST | NA | FANTECH | NA | NA | 0
AIR FAN - EXHAUST | NA | FANTECH | NA | NA | 0
AIR FAN - EXHAUST | NA | FANTECH | NA | NA | 0
AIR FAN - EXHAUST | NA | FANTECH | NA | NA | 0
EVAPORATIVE COOLER | 1026745 | BRADWAY | 2570010 | NA | 0
EVAPORATIVE COOLER | 21216603 | BRADWAY | 1400A | NA | 0
EVAPORATIVE COOLER | 21216602 | BRADWAY | 1400A | NA | 0
CASSETTE SPLIT SYSTEM | UNKNOWN | BRADWAY | SCR 151 | R22 | 2
CASSETTE SPLIT SYSTEM | UNKNOWN | BRADWAY | SCR 151 | R22 | 2
AIR FAN - EXHAUST | 2489 | FEDERAL | DRAUGHTFORCE A31256 | NA | 0
FRIDGE | 30820 | WILLIAMS | HD2GDSS-000 | R134A | 1
FREEZER | 31746 | WILLIAMS | LD1GDSS-000 | R404A | 1.2
PACKAGED AIR CONDITIONING UNIT | 588866 | TEMPERZONE | OPA101R | R407C | 2
PACKAGED AIR CONDITIONING UNIT | 590363 | TEMPERZONE | OPA150R | R407C | 3.52
PACKAGED AIR CONDITIONING UNIT | 588870 | TEMPERZONE | OPA101R | R407C | 2
PACKAGED AIR CONDITIONING UNIT | 66685 | TEMPERZONE | OPA 260R | R407C | 7
PACKAGED AIR CONDITIONING UNIT | 590358 | TEMPERZONE | OPA150R | R407C | 4
AIR FAN - EXHAUST | 304097 | FANTECH | CE284D | NA | 0
AIR FAN - EXHAUST | NA | FANTECH | MV304E | NA | 0
PACKAGED AIR CONDITIONING UNIT | 66684 | TEMPERZONE | OPA260R | R407C | 7
AIR FAN - EXHAUST | 466908 | FANTECH | CE284D | NA | 0
EVAPORATIVE COOLER | 202006 CO306250019 | BRAEMAR | LCB250B | NA | 0
PACKAGED AIR CONDITIONING UNIT | 66583 | TEMPERZONE | OPA210R | R407C | 7
BMS |  | NULL |  | NA | 0
AIR FAN - EXHAUST | NA | FANTECH | MV304E | NA | 0
AIR FAN - EXHAUST | 304089 | FANTECH | CE224D | NA | 0
AIR FAN - EXHAUST | 476770 | FANTECH | CE224D | NA | 0
AIR FAN - EXHAUST | NA | FANTECH | MV304E | NA | 0
AIR FAN - EXHAUST | NA | FANTECH | MV304E | NA | 0
AIR FAN - EXHAUST | 304097 | FANTECH | CE284D | NA | 0
AIR FAN - EXHAUST | 550567 | FANTECH | CE284D | NA | 0
AIR FAN - SUPPLY | 01K 64320 | NULL | TFCB4-355H | NA | 0
FAN COIL UNIT - DUCTED | NO SERIAL ID | ZEIL | NO MODEL ID | NA | 0
VARIABLE SPEED DRIVE | 1H00441 | AGER | MSC-M4 (IP30) | NA | 0
FRIDGE | NO SERIAL ID | NULL | MAKE: ELECTROLUX, NO MODEL ID | NA | 0
BLAST CHILLER | 000 211 05964 | NULL | MAKE: TECNOMAC, MODEL: E5-20 A G" USB" | NA | 0
FRIDGE | NO SERIAL ID | NULL | MAKE: ELECTROLUX, NO MODEL ID | NA | 0
ICE MACHINE | NO SERIAL ID | NULL | MAKE: BREMA, NO MODEL ID | NA | 0
COOL ROOM | NO SERIAL ID | NULL | MAKE: CELLI, MODEL: AQUA TAP10 18 | NA | 0
FRIDGE | NO SERIAL ID | NULL | MAKE: ELECTROLUX, NO MODEL ID | NA | 0
UNDER CEILING SPLIT SYSTEM | 2900314 | DAKO | FHY125BVE | NA | 0
UNDER CEILING SPLIT SYSTEM | 41240001 | TRANE | RAV-1253CHE8 | NA | 0
UNDER CEILING SPLIT SYSTEM | 40540059 | TRANE | RAV-1253CHE8 | NA | 0
UNDER CEILING SPLIT SYSTEM | 1901129 | DAKO | FHY125BVE | NA | 0
UNDER CEILING SPLIT SYSTEM | 211 | DAKO | FHY125FVE | NA | 0
UNDER CEILING SPLIT SYSTEM | 9000389 | DAKO | FHY125FVE | NA | 0
FREEZER | NO SERIAL ID | NULL | MAKE: ELECTROLUX, NO MODEL ID | NA | 0
FREEZER | 11900003 | NULL | MAKE: ZANUSSI, MODEL: STF1103 | NA | 0
FRIDGE | R039088 | NULL | MAKERS: MELBOURNE REFRIGERATION & CATERI | NA | 0
FREEZER | S 16696 | NULL | MAKE: ZANUSSI, MODEL: ALF220 | NA | 0
ICE MACHINE | NO SERIAL ID | NULL | MAKE: BREMA, MODEL: NO MODEL ID | NA | 0
FRIDGE | CUSTOM | NULL | MAKERS: ALBANY REFRIGERATION, MODEL: CUS | NA | 0
FRIDGE | HA080511292 | NULL | MAKE: SKOPE, MODEL: TME1000-H | NA | 0
FRIDGE | 9902021301 | KLOCHNER MOLLER | CONDENSOR: AW43MHGB1 | NA | 0
FRIDGE | 9902021302 | KLOCHNER MOLLER | AW43MHGB1 | NA | 0
COOL ROOM | 55B141101082116A | NULL | FHT4524ZHR-2 | NA | 0
COOL ROOM | 9901020567 | KLOCHNER MOLLER | KTH277-2 | NA | 0
WALL MOUNTED SPLIT SYSTEM | 4902829 | DAKO | FTXE25BVMA | NA | 0
WALL MOUNTED SPLIT SYSTEM | 4902958 | DAKO | FTXE25BVMA | NA | 0
WALL MOUNTED SPLIT SYSTEM | 4902816 | DAKO | FTXE25BVMA | NA | 0
WALL MOUNTED SPLIT SYSTEM | 508000471RE | GREGORY | SRK25ZDA-S | NA | 0
FRIDGE | NO SERIAL ID | NULL | NO MODEL ID | NA | 0
FRIDGE | NO SERIAL ID | NULL | NO MODEL ID | NA | 0
FRIDGE | A120919502 | NULL | MAKE: SKOPE, MODEL: B1100-2-C | NA | 0
FRIDGE | A120817944 | NULL | MAKE: SKOPE, MODEL: B1100-2-C | NA | 0
FRIDGE | A091017755 | NULL | MAKE: SKOPE, MODEL: B1100-2-C | NA | 0
CHILLED WATER UNIT | 62430685 | BILLI | ACE 120SA | NA | 0
FRIDGE | 207027411 | KLOCHNER MOLLER | WJ26MHGB1 | NA | 0
FRIDGE | 201028631 | KLOCHNER MOLLER | WJ22MHGB1 | NA | 0
FRIDGE | 207026986 | KLOCHNER MOLLER | AE14MGB2 | NA | 0
CHILLED WATER UNIT | E01431140 | BILLI | ALPINE 120 | NA | 0
FRIDGE | 8060254428 | NULL | MAKE: HEATCRAFT, MODEL: H075CX035-2 | NA | 0
FRIDGE | 8060254427 | NULL | MAKE: HEATCRAFT, MODEL: H100CX039-2 | NA | 0
FRIDGE | 8060254429 | NULL | MAKE: HEATCRAFT, MODEL: H075CX035-2 | NA | 0
ICE MACHINE | AU 6470 11 W | NULL | MAKE: SCOTSMAN, MODEL: ACS 176 AS | NA | 0
FRIDGE | HB80-H080205462 | NULL | MAKE: SKOPE, MODEL: HB80 | NA | 0
DUCTED SPLIT SYSTEM | E014022 | DAKO | RXS50KVMA | NA | 0
SWITCHBOARD MECHANICAL | NA | NULL | NA | NA | 0
SWITCHBOARD MECHANICAL | NA | NULL | NA | NA | 0
SWITCHBOARD MECHANICAL | NA | NULL | NA | NA | 0
SWITCHBOARD MECHANICAL | NA | NULL | NA | NA | 0
BOILING/CHILLED WATER UNIT | 2009062330002 | NULL | MAKE: ZIP, MODEL: HYDROTAP 30271 | NA | 0
FRIDGE | 58824 | WOODS | HDS2GDCB-000 | NA | 0
BOILING/CHILLED WATER UNIT | E04621000 | BILLI | Q420 | NA | 0
BOILING/CHILLED WATER UNIT | H 09 31 1053 | BILLI | 901000 | NA | 0
FAN COIL UNIT - DUCTED | 1987 | ZEIL | M4 | NA | 0
AIR FAN - SUPPLY | NO SERIAL ID | NULL | NO MODEL ID | NA | 0
HEATING HOT WATER PUMP | NA | AJAX | NA | NA | 0
HEATING HOT WATER PUMP | NA | AJAX | NA | NA | 0
AIR FAN - EXHAUST | 120826 1 | FEDERAL | WCE406E | NA | 0
BOILING/CHILLED WATER UNIT | 2008011699439 | NULL | MAKE: ZIP, MODEL: BC 150175 | NA | 0
ICE MACHINE | 2007050359000 | NULL | MAKE: BREMA, MODEL: CB416A-Q | NA | 0
FRIDGE | 44380 | WOODS | LP2SDSS-000 | NA | 0
FREEZER | 43785 | WOODS | LD1SDSS-000 | NA | 0
FRIDGE | 44382 | WOODS | HP3GDSS-0A0 | NA | 0
SWITCHBOARD MECHANICAL | NO SERIAL ID | NULL | NO MODEL ID | NA | 0
DUCTED SPLIT SYSTEM | NA | TEMPERZONE | NA | R22 | 6
WALL MOUNTED SPLIT SYSTEM | NA | CARRIER | NA | R22 | 3
UNDER CEILING SPLIT SYSTEM | 1905562 | DAKO | OUTDOOR: RY125KUY1 | NA | 0
UNDER CEILING SPLIT SYSTEM | 1905560 | DAKO | RY125KUY1 | NA | 0
CASSETTE SPLIT SYSTEM | R003746 | GREGORY | OUTDOOR: AOTA18LALL | NA | 0
WALL MOUNTED SPLIT SYSTEM | E007260 | GREGORY | OUTDOOR: AOTG18LVCC | NA | 0
BOILING/CHILLED WATER UNIT | NO SERIAL ID | BILLI | MAKE: ZIP, MODEL: ALPINE | NA | 0
DUCTED SPLIT SYSTEM | NA | EMAIL | NA | R22 | 6
AIR FAN - EXHAUST | 214750 | FEDERAL | PCE356ER | NA | 0
WALL MOUNTED SPLIT SYSTEM | NA | CARRIER | NA | R22 | 2
CASSETTE SPLIT SYSTEM | NA | DAIKIN | NA | R22 | 2
AIR FAN - OUTSIDE | NA | ZENER | NA | NA | 0
HEAT EXCHANGER - WATER TO WAT | NONE | NULL | NONE | NA | 0
DOMESTIC HW UNIT (ELECTRIC) | NA | RHEEM | NA | NULL | NULL
DOMESTIC HW UNIT (ELECTRIC) | NA | RHEEM | NA | NULL | NULL
ROOM AIR CONDITIONING UNIT | NA | TECO | NA | R22 | 2
ROOM AIR CONDITIONING UNIT | NA | TECO | NA | R22 | 2
DUCTED HYDRONIC HEATING COIL | NA | NULL | NA | NA | 0
HEAT EXCHANGER - WATER TO WAT | 6830 | NULL | C&C METALS BEU 12 D4 | NA | 0
BOILING/CHILLED WATER UNIT | 2011040830025 | NULL | MAKE: ZIP, MODEL: BCD 150175 | NA | 0
FRIDGE | NA | WILLIAMS | NA | R404A | 1
FREEZER | NA | TECO | NA | R404A | 1
FRIDGE | NA | WILLIAMS | NA | R404A | 1
SWITCHBOARD MECHANICAL | NA | NULL | NA | NA | 0
DUCTED HYDRONIC HEATING COIL | NA | NULL | NA | NA | 0
AIR FAN - EXHAUST | NO SERIAL ID | SMOG HOG | TD800200 | NA | 0
WALL MOUNTED SPLIT SYSTEM | NA | MITSUBISHI | NA | R410A | 4
WALL MOUNTED SPLIT SYSTEM | NA | FUJITSU | NA | R410A | 2
ROOM AIR CONDITIONING UNIT | NA | TECO | NA | R22 | 1
ROOM AIR CONDITIONING UNIT | NA | FUJITSU | NA | R22 | 1
ROOM AIR CONDITIONING UNIT | NA | TECO | NA | R22 | 0
ROOM AIR CONDITIONING UNIT | NA | ELECTROLUX | NA | NA | 0
UNDER CEILING SPLIT SYSTEM | NA | FUJITSU | NA | NA | 0
AIR FAN - EXHAUST | NA | FANTECH | NA | NA | 0
BOILING/CHILLED WATER UNIT | 2009121030070 | NULL | MAKE: ZIP, MODEL: BC 6085 | NA | 0
SWITCHBOARD MECHANICAL | NA | NULL | NA | NA | 0
HEATING HOT WATER PUMP | NA | AJAX | NA | NA | 0
MAKE UP TANK | NA | NULL | NA | NA | 0
HEATING HOT WATER PUMP | NA | AJAX | NA | NA | 0
WALL MOUNTED SPLIT SYSTEM | NA | FUJITSU | NA | R410A | 3
UNDER CEILING SPLIT SYSTEM | NA | HITACHI | NA | NA | 0
CASSETTE SPLIT SYSTEM | NA | FUJITSU | NA | R22 | 6
SWITCHBOARD MECHANICAL | NO SERIAL ID | NULL | NO MODEL ID | NA | 0
WALL MOUNTED SPLIT SYSTEM | 7009602 | MODULEX | MSZ GA80VA | NA | 0
DUCTED SPLIT SYSTEM | 900143 | DAKO | R125KUY1 | NA | 0
DUCTED SPLIT SYSTEM | 900134 | DAKO | R125KUY1 | NA | 0
WALL MOUNTED SPLIT SYSTEM | 7009123 | MODULEX | MUZ-GA80VA | NA | 0
UNDER CEILING SPLIT SYSTEM | 6803152 | DAKO | RY125KY1 | NA | 0
DUCTED SPLIT SYSTEM | XH9969 | ENGLISH ELECT | DN100H | NA | 0
WALL MOUNTED SPLIT SYSTEM | NA | DAIKIN | NA | R22 | 4
BOILING/CHILLED WATER UNIT | 2010020930037 | NULL | ZIP 30271 | NA | 0
DUCTED SPLIT SYSTEM | INDOOR: 2900246, OUTDOOR: 2900344 | DAKO | INDOOR: FDY10KAY1, OUTDOOR: RY250KUY1 | NA | 0
WALL MOUNTED SPLIT SYSTEM | INDOOR: 2912902, OUTDOOR: 2908652 | DAKO | INDOOR: FTX25JVEA 9, OUTDOOR: RX25JVEA 9 | NA | 0
DUCTED SPLIT SYSTEM | INDOOR: 3012255, OUTDOOR: 2900896 | DAKO | INDOOR: FDY71V1, OUTDOOR: RY71KUY1 | NA | 0
DUCTED SPLIT SYSTEM | OUTDOOR: 2901068 | DAKO | INDOOR: FDY08KAY1, OUTDOOR: RY200KUY1 | NA | 0
DUCTED SPLIT SYSTEM | OUTDOOR: 2901126 | DAKO | OUTDOOR: RY200KUY1 | NA | 0
DUCTED SPLIT SYSTEM | OUTDOOR: 2901080 | DAKO | OUTDOOR: RY200KUY1 | NA | 0
UNDER CEILING SPLIT SYSTEM | NA | DAIKIN | NA | R22 | 8
UNDER CEILING SPLIT SYSTEM | NA | DAIKIN | NA | R22 | 8
COOL ROOM | 55H261301143135A | NULL | MAKE: TECUMSEH, MODEL: CAJT4519ZHR-2 | NA | 0
FRIDGE | SERIAL ID COVERED BY OIL SEPARATOR | NULL | MAKE: TECUMSEH, MODEL: MODEL ID COVERED | NA | 0
WALL MOUNTED SPLIT SYSTEM | 1006456T | MODULEX | MUZ-GE71VA | NA | 0
AIR FAN - EXHAUST | NO SERIAL ID | FEDERAL | NO MODEL ID | NA | 0
AIR FAN - EXHAUST | NO SERIAL ID | FEDERAL | NO MODEL ID | NA | 0
KITCHEN EXHAUST FAN | NA | FANTECH | NA | NA | 0
AIR FAN - EXHAUST | NA | FANTECH | NA | NA | 0
DUCTED SPLIT SYSTEM | NA | MARKAIR | NA | R22 | 6
DUCTED SPLIT SYSTEM | NA | AIRTEMP | NA | R22 | 6
DUCTED HYDRONIC HEATING COIL | NA | NULL | NA | NA | 0
ICE MACHINE | NA | NULL | NA | NA | 0
DUCTED SPLIT SYSTEM | 900105 | DAKO | R125KUY1 | NA | 0
DUCTED SPLIT SYSTEM | 900147 | DAKO | R125KUY1 | NA | 0
WALL MOUNTED SPLIT SYSTEM | ? | ZEIL | ? | NA | 0
CASSETTE SPLIT SYSTEM | ? | DAKO | RY125KY1 | NA | 0
AIR HANDLING UNIT | NA | YORK | NA | NA | 0
AIR HANDLING UNIT | NA | YORK | NA | NA | 0
AIR HANDLING UNIT | NA | YORK | NA | NA | 0
AIR HANDLING UNIT | NA | YORK | NA | NA | 0
SWITCHBOARD MECHANICAL | NA | NULL | NA | NA | 0
AIR FAN - OUTSIDE | NO SERIAL ID | FEDERAL | NO MODEL ID | NA | 0
AIR HANDLING UNIT | FM 1031 LD 08585 | ZEIL | M24-H1-F28-E-CW-HW | NA | 0
AIR HANDLING UNIT | NA | YORK | NA | NA | 0
AIR HANDLING UNIT | NA | YORK | NA | NA | 0
FAN COIL UNIT - DUCTED | NA | YORK | NA | NA | 0
AIR FAN - OUTSIDE | NA | FANTECH | NA | NA | 0
FAN COIL UNIT - DUCTED | NO SERIAL ID | ZEIL | NO MODEL ID | NA | 0
FAN COIL UNIT - DUCTED | NA | WALKER | NA | NA | 0
FAN COIL UNIT - DUCTED | NA | YORK | NA | NA | 0
SWITCHBOARD MECHANICAL | NO SERIAL ID | NULL | NO MODEL ID | NA | 0
SWITCHBOARD MECHANICAL | NO SERIAL ID | NULL | NO MODEL ID | NA | 0
SWITCHBOARD MECHANICAL | NA | NULL | NA | NA | 0
HEATING HOT WATER PUMP | NA | AJAX | NA | NA | 0
AIR HANDLING UNIT | NA | NULL | NA | NA | 0
FIRE DAMPER | NA | NULL | NA | NA | 0
SWITCHBOARD MECHANICAL | NO SERIAL ID | NULL | NO MODEL ID | NA | 0
FAN COIL UNIT - DUCTED | NA | YORK | NA | NA | 0
FAN COIL UNIT - DUCTED | NA | YORK | NA | NA | 0
FAN COIL UNIT - DUCTED | NA | YORK | NA | NA | 0
FAN COIL UNIT - DUCTED | NA | YORK | NA | NA | 0
SWITCHBOARD MECHANICAL | NA | NULL | NA | NA | 0
HEATING HOT WATER PUMP | NA | AJAX | NA | NA | 0
AIR FAN - EXHAUST | NA | NULL | NA | NA | 0
AIR HANDLING UNIT | NA | NULL | NA | NA | 0
AIR FAN - EXHAUST | NA | NULL | NA | NA | 0
SWITCHBOARD MECHANICAL | NA | NULL | NA | NA | 0
AIR HANDLING UNIT | NA | NULL | NA | NA | 0
AIR FAN - RETURN | NA | NULL | NA | NA | 0
AIR FAN - RETURN | NA | NULL | NA | NA | 0
SWITCHBOARD MECHANICAL | NA | NULL | NA | NA | 0
AIR FAN - OUTSIDE | NA | NULL | NA | NA | 0
AIR FAN - EXHAUST | NA | NULL | NA | NA | 0
AIR FAN - EXHAUST | NA | NULL | NA | NA | 0
KITCHEN EXHAUST FAN | NA | NULL | NA | NA | 0
SWITCHBOARD MECHANICAL | NA | NULL | NA | NA | 0
AIR HANDLING UNIT | NA | NULL | NA | NA | 0
AIR HANDLING UNIT | NA | NULL | NA | NA | 0
AIR HANDLING UNIT | NA | NULL | NA | NA | 0
FAN COIL UNIT - DUCTED |  | NULL |  | NA | 0
AIR FAN - EXHAUST | 125268 | FEDERAL | ILD 566 | NA | 0
AIR FAN - EXHAUST | NO SERIAL ID | FEDERAL | NO MODEL ID | NA | 0
KITCHEN EXHAUST FAN | 379138 | FEDERAL | RVE1004GA613 | NA | 0
AIR FAN - EXHAUST | 123966 | FEDERAL | RVE0714A10B0403 | NA | 0
AIR FAN - EXHAUST | NO SERIAL ID | FEDERAL | NO MODEL ID | NA | 0
AIR FAN - EXHAUST | NO SERIAL ID | FEDERAL | NO MODEL ID | NA | 0
AIR FAN - EXHAUST | NO SERIAL ID | FEDERAL | NO MODEL ID | NA | 0
AIR FAN - EXHAUST | NO SERIAL ID | FEDERAL | NO MODEL ID | NA | 0
KITCHEN EXHAUST FAN | NO SERIAL ID | FEDERAL | NO MODEL ID | NA | 0
AIR FAN - EXHAUST | 514044 | FEDERAL | CHE504 | NA | 0
AIR FAN - EXHAUST | NO SERIAL ID | FEDERAL | NO MODEL ID | NA | 0
AIR FAN - EXHAUST | NO SERIAL ID | FEDERAL | NO MODEL ID | NA | 0
KITCHEN EXHAUST FAN | NO SERIAL ID | FEDERAL | NO MODEL ID | NA | 0
AIR FAN - EXHAUST | NO SERIAL ID | FEDERAL | NO MODEL ID | NA | 0
AIR FAN - EXHAUST | NO SERIAL ID | FEDERAL | NO MODEL ID | NA | 0
AIR FAN - EXHAUST | NO SERIAL ID | FEDERAL | NO MODEL ID | NA | 0
AIR FAN - EXHAUST | 509758 | FEDERAL | CHD718 | NA | 0
AIR FAN - EXHAUST | 508105 | FEDERAL | CE248D | NA | 0
KITCHEN EXHAUST FAN | 509758 | FEDERAL | CHD718 | NA | 0
AIR FAN - EXHAUST | 243402 | FEDERAL | CE356V | NA | 0
AIR FAN - EXHAUST | NO SERIAL ID | FEDERAL | NO MODEL ID | NA | 0
AIR FAN - OUTSIDE | 243400 | FEDERAL | CD716S | NA | 0
AIR FAN - EXHAUST | 208333 | FEDERAL | CD 454 V | NA | 0
AIR FAN - EXHAUST | NO SERIAL ID | FEDERAL | NO MODEL ID | NA | 0
AIR FAN - EXHAUST | NO SERIAL ID | FEDERAL | NO MODEL ID | NA | 0
AIR FAN - EXHAUST | NO SERIAL ID | FEDERAL | NO MODEL ID | NA | 0
AIR FAN - EXHAUST | NO SERIAL ID | FEDERAL | NO MODEL ID | NA | 0
AIR FAN - EXHAUST | NO SERIAL ID | FEDERAL | NO MODEL ID | NA | 0
AIR FAN - EXHAUST | NO SERIAL ID | FEDERAL | NO MODEL ID | NA | 0
AIR HANDLING UNIT | 13244 | NULL | MAKE: PARAGON, MODEL: DBAH250 | NA | 0
VARIABLE SPEED DRIVE | NO SERIAL ID | DB INDUSTRIES | NO MODEL ID | NA | 0
AIR HANDLING UNIT | NO SERIAL ID | NULL | MAKE: PARAGON, MODEL: DBAH250 | NA | 0
VARIABLE SPEED DRIVE | NO SERIAL ID | DB INDUSTRIES | NO MODEL ID | NA | 0
AIR HANDLING UNIT | NO SERIAL ID | NULL | MAKE: PARAGON, MODEL: EBAH250 | NA | 0
VARIABLE SPEED DRIVE | NO SERIAL ID | DB INDUSTRIES | NO MODEL ID | NA | 0
AIR HANDLING UNIT | NO SERIAL ID | NULL | MAKE: PARAGON, MODEL EBAH250 | NA | 0
VARIABLE SPEED DRIVE | NO SERIAL ID | DB INDUSTRIES | NO MODEL ID | NA | 0
PACKAGED AIR CONDITIONING UNIT | NA | TEMPERZONE | NA | R410A | 12
KITCHEN EXHAUST FAN | 348782 | FEDERAL | CE406V | NA | 0
AIR FAN - EXHAUST | 18780 | FEDERAL | CD 404V | NA | 0
SMOKE SPILL FAN | NA | FANTECH | NA | NA | 0
AIR FAN - EXHAUST | NA | FEDERAL | NA | NA | 0
AIR FAN - EXHAUST | NA | FANTECH | NA | NA | 0
PACKAGED AIR CONDITIONING UNIT | NA | BRADWAY | NA | R22 | 8
AIR FAN - EXHAUST | NA | NULL | NA | NA | 0
FIRE DAMPER | NO SERIAL ID | NULL | NO MODEL ID | NA | 0
FIRE DAMPER | NO SERIAL ID | NULL | NO MODEL ID | NA | 0
FIRE DAMPER | NO SERIAL ID | NULL | NO MODEL ID | NA | 0
FIRE DAMPER | NO SERIAL ID | NULL | NO MODEL ID | NA | 0
FIRE DAMPER | NO SERIAL ID | NULL | NO MODEL ID | NA | 0
FIRE DAMPER | NO SERIAL ID | NULL | NO MODEL ID | NA | 0
FIRE DAMPER | NO SERIAL ID | NULL | NO MODEL ID | NA | 0
FIRE DAMPER | NO SERIAL ID | NULL | NO MODEL ID | NA | 0
FIRE DAMPER | NO SERIAL ID | NULL | NO MODEL ID | NA | 0
SWITCHBOARD MECHANICAL | NA | NULL | NA | NA | 0
FIRE DAMPER | NO SERIAL ID | NULL | NO MODEL ID | NA | 0
FIRE DAMPER | NO SERIAL ID | NULL | NO MODEL ID | NA | 0
FIRE DAMPER | NO SERIAL ID | NULL | NO MODEL ID | NA | 0
FIRE DAMPER | NO SERIAL ID | NULL | NO MODEL ID | NA | 0
FIRE DAMPER | NO SERIAL ID | NULL | NO MODEL ID | NA | 0
FIRE DAMPER | NO SERIAL ID | NULL | NO MODEL ID | NA | 0
FIRE DAMPER | NO SERIAL ID | NULL | NO MODEL ID | NA | 0
FIRE DAMPER | NO SERIAL ID | NULL | NO MODEL ID | NA | 0
FIRE DAMPER | NO SERIAL ID | NULL | NO MODEL ID | NA | 0
FIRE DAMPER | NO SERIAL ID | NULL | NO MODEL ID | NA | 0
FIRE DAMPER | NO SERIAL ID | NULL | NO MODEL ID | NA | 0
FIRE DAMPER | NO SERIAL ID | NULL | NO MODEL ID | NA | 0
FIRE DAMPER | NO SERIAL ID | NULL | NO MODEL ID | NA | 0
FIRE DAMPER | NO SERIAL ID | NULL | NO MODEL ID | NA | 0
FIRE DAMPER | NO SERIAL ID | NULL | NO MODEL ID | NA | 0
FIRE DAMPER | NO SERIAL ID | NULL | NO MODEL ID | NA | 0
FIRE DAMPER | NO SERIAL ID | NULL | NO MODEL ID | NA | 0
FIRE DAMPER | NO SERIAL ID | NULL | NO MODEL ID | NA | 0
FIRE DAMPER | NO SERIAL ID | NULL | NO MODEL ID | NA | 0
FIRE DAMPER | NO SERIAL ID | NULL | NO MODEL ID | NA | 0
FIRE DAMPER | NO SERIAL ID | NULL | NO MODEL ID | NA | 0
FIRE DAMPER | NO SERIAL ID | NULL | NO MODEL ID | NA | 0
FIRE DAMPER | NO SERIAL ID | NULL | NO MODEL ID | NA | 0
FIRE DAMPER | NO SERIAL ID | NULL | NO MODEL ID | NA | 0
FIRE DAMPER | NO SERIAL ID | NULL | NO MODEL ID | NA | 0
FIRE DAMPER | NO SERIAL ID | ZEIL | NO MODEL ID | NA | 0
FIRE DAMPER | NO SERIAL ID | NULL | NO MODEL ID | NA | 0
FIRE DAMPER | NO SERIAL ID | NULL | NO MODEL ID | NA | 0
FIRE DAMPER | NO SERIAL ID | NULL | NO MODEL ID | NA | 0
FIRE DAMPER | NO SERIAL ID | NULL | NO MODEL ID | NA | 0
FIRE DAMPER | NO SERIAL ID | NULL | NO MODEL ID | NA | 0
FIRE DAMPER | NO SERIAL ID | NULL | NO MODEL ID | NA | 0
FIRE DAMPER | NO SERIAL ID | NULL | NO MODEL ID | NA | 0
FIRE DAMPER | NO SERIAL ID | NULL | NO MODEL ID | NA | 0
FIRE DAMPER | NO SERIAL ID | NULL | NO MODEL ID | NA | 0
FIRE DAMPER | NO SERIAL ID | NULL | NO MODEL ID | NA | 0
FIRE DAMPER | NO SERIAL ID | NULL | NO MODEL ID | NA | 0
FIRE DAMPER | NO SERIAL ID | NULL | NO MODEL ID | NA | 0
FIRE DAMPER | NO SERIAL ID | NULL | NO MODEL ID | NA | 0
FIRE DAMPER | NO SERIAL ID | NULL | NO MODEL ID | NA | 0
FIRE DAMPER | NO SERIAL ID | NULL | NO MODEL ID | NA | 0
FIRE DAMPER | NO SERIAL ID | NULL | NO MODEL ID | NA | 0
FIRE DAMPER | NO SERIAL ID | NULL | NO MODEL ID | NA | 0
FIRE DAMPER | NO SERIAL ID | NULL | NO MODEL ID | NA | 0
FIRE DAMPER | NO SERIAL ID | NULL | NO MODEL ID | NA | 0
FIRE DAMPER | NO SERIAL ID | NULL | NO MODEL ID | NA | 0
FIRE DAMPER | NO SERIAL ID | NULL | NO MODEL ID | NA | 0
FIRE DAMPER | NO SERIAL ID | NULL | NO MODEL ID | NA | 0
FIRE DAMPER | NO SERIAL ID | NULL | NO MODEL ID | NA | 0
VARIABLE SPEED DRIVE | 383015G051 | DB INDUSTRIES | 131B1277 | NA | 0
VARIABLE SPEED DRIVE | 022402G122 | DB INDUSTRIES | 131U2228 | NA | 0
VARIABLE SPEED DRIVE | 014510G321 | DB INDUSTRIES | 131H9189 | NA | 0
VARIABLE SPEED DRIVE | 161415G052 | DB INDUSTRIES | 131B4061 | NA | 0
VARIABLE SPEED DRIVE | 162815G072 | DB INDUSTRIES | 131B4061 | NA | 0
VARIABLE SPEED DRIVE | 012610G321 | DB INDUSTRIES | 131H9187 | NA | 0
VARIABLE SPEED DRIVE | 020210G271 | DB INDUSTRIES | 131F9780 | NA | 0
VARIABLE SPEED DRIVE | 161515G062 | DB INDUSTRIES | 131B4061 | NA | 0
VARIABLE SPEED DRIVE | 028210G341 | DB INDUSTRIES | 131B9307 | NA | 0
VARIABLE SPEED DRIVE | 027615G461 | DB INDUSTRIES | 131B4794 | NA | 0
VARIABLE SPEED DRIVE | 162615G072 | DB INDUSTRIES | 131B4061 | NA | 0
VARIABLE SPEED DRIVE | 028110G341 | DB INDUSTRIES | 131B9307 | NA | 0
FIRE DAMPER | NO SERIAL ID | NULL | NO MODEL ID | NA | 0
VARIABLE SPEED DRIVE | 019002G012 | DB INDUSTRIES | 131U2236 | NA | 0
FIRE DAMPER | NO SERIAL ID | NULL | NO MODEL ID | NA | 0
FIRE DAMPER | NO SERIAL ID | NULL | NO MODEL ID | NA | 0
FIRE DAMPER | NO SERIAL ID | NULL | NO MODEL ID | NA | 0
FIRE DAMPER | NO SERIAL ID | NULL | NO MODEL ID | NA | 0
FIRE DAMPER | NO SERIAL ID | NULL | NO MODEL ID | NA | 0
VARIABLE SPEED DRIVE | 023902G122 | DB INDUSTRIES | 131U2236 | NA | 0
VARIABLE SPEED DRIVE | 017102G341 | DB INDUSTRIES | 131Z7150 | NA | 0
FIRE DAMPER | NA | NULL | NA | NA | 0
FIRE DAMPER | NA | NULL | NA | NA | 0
FIRE DAMPER | NA | NULL | NA | NA | 0
FIRE DAMPER | NA | NULL | NA | NA | 0
FIRE DAMPER | NA | NULL | CRAC 1, SUPPLY AIR FIRE DAMPER 2 | NA | 0
FIRE DAMPER | NA | NULL | NA | NA | 0
FIRE DAMPER | NA | NULL | NA | NA | 0
FIRE DAMPER | NA | NULL | NA | NA | 0
FIRE DAMPER | NA | NULL | NA | NA | 0
FIRE DAMPER | NA | NULL | NA | NA | 0
FIRE DAMPER | NA | NULL | NA | NA | 0
FIRE DAMPER | NA | NULL | NA | NA | 0
FIRE DAMPER | NA | NULL | NA | NA | 0
FIRE DAMPER | NA | NULL | NA | NA | 0
FIRE DAMPER | NA | NULL | NA | NA | 0
FIRE DAMPER | NA | NULL | NA | NA | 0
FIRE DAMPER | NA | NULL | NA | NA | 0
FIRE DAMPER | NA | NULL | NA | NA | 0
FIRE DAMPER | N\A | NULL | NA | NA | 0
FIRE DAMPER | NA | NULL | NA | NA | 0
FIRE DAMPER | NA | NULL | NA | NA | 0
FIRE DAMPER | NA | NULL | NA | NA | 0
FIRE DAMPER | NA | NULL | NA | NA | 0
FIRE DAMPER | NA | NULL | NA, | NA | 0
FIRE DAMPER | NA | NULL | NA | NA | 0
WALL MOUNTED SPLIT SYSTEM | NA | MITSUBISHI | NA | R410A | 5
WALL MOUNTED SPLIT SYSTEM | NO SERIAL ID | PANASONIC | CU-1270TR | R22 | 5
DUCTED SPLIT SYSTEM | 77149 | SANYO | SWP-C362GH8 | R22 | 5
DUCTED SPLIT SYSTEM | none available | ALCAIR | none available | R22 | 5
DUCTED SPLIT SYSTEM | NO SERIAL ID | APAC | NO MODEL ID | R22 | 5
SWITCHBOARD MECHANICAL | NA | R.G.LADD | NA | NA | 0
SWITCHBOARD MECHANICAL | NA | R.G.LADD | NA | NA | 0
COOL ROOM | UNKOWN | WILLIAMS | UNKOWN | R134A | 5
AIR FAN - EXHAUST | UNREADABLE | FANTECH | UNREADABLE | NA | 0
AIR FAN - EXHAUST | NO SERIAL ID | FANTECH | NO MODEL ID | NA | 0
AIR FAN - EXHAUST | NO SERIAL ID | FANTECH | NO MODEL ID | NA | 0
AIR FAN - EXHAUST | NONE PRESENT | FANTECH | NONE PRESENT | NA | 0
DUCTED SPLIT SYSTEM | NONE | APAC | SO11 | R22 | 5
PACKAGED AIR CONDITIONING UNIT | NO SERIAL ID | ALCAIR | NO MODEL ID | R22 | 8
DUCTED SPLIT SYSTEM | NONE | APAC | SO11 | R22 | 5
AIR FAN - EXHAUST | NO SERIAL ID | FANTECH | NO MODEL ID | NA | 0
DUCTED SPLIT SYSTEM | NONE | APAC | SO11 | R22 | 5
DUCTED SPLIT SYSTEM | NONE | APAC | NONE | R22 | 6
SWITCHBOARD MECHANICAL | NA | R.G.LADD | NA | NA | 0
AIR HANDLING UNIT | 1487 | WALKER | AM-32 | NA | 0
AIR FAN - EXHAUST | NONE | FANTECH | MV254 | NA | 0
PACKAGED AIR CONDITIONING UNIT | 20822 | ALCAIR | HCPK40RT | R22 | 10
AIR FAN - RETURN | 180471A | FANS DIRECT | FANSDIRECT VD80DD25A 6ESF | NA | 0
VARIABLE SPEED DRIVE | G0852130 | AGER | MSC-3R11 | NA | 0
VARIABLE SPEED DRIVE | UNREADABLE | ZENER | MSC-3R11 | NA | 0
SWITCHBOARD LIGHT/POWER | NA | NHP | NA | NA | 0
SWITCHBOARD MECHANICAL | NO SERIAL ID | NULL | NO MODEL ID | NA | 0
HEAT EXCHANGER - WATER TO WAT | 110322 | NULL | SWEP GL - 13 PI | NA | 0
CIRCULATING PUMP | 2242.5 | GRUNDFOS | 2RMFD47C | NA | 0
CIRCULATING PUMP | 2495.5 | GRUNDFOS | 2RMFD47C | NA | 0
SWITCHBOARD MECHANICAL | NA | NULL | CDS ELECTRICAL SERVICES | NA | 0
DOMESTIC HW UNIT (GAS) | NA | RHEEM | NA | NA | 0
DOMESTIC HW UNIT (GAS) | NA | RHEEM | NA | NA | 0
DOMESTIC HW UNIT (GAS) | NA | RHEEM | NA | NA | 0
AIR HANDLING UNIT | NA | NULL | 603869 | NA | 0
AIR HANDLING UNIT | 8227 | DB INDUSTRIES | DBAH 4700 | NA | 0
SWITCHBOARD MECHANICAL | NA | NULL | NA | NA | 0
AIR FAN - EXHAUST | 196463 | FANTECH | SQB0714AP10B03025O | NA | 0
CIRCULATING PUMP | 2234 | GRUNDFOS | 2RMEA1C | NA | 0
AIR FAN - EXHAUST | UNREADABLE | FANTECH | UNREADABLE | NA | 0
AIR HANDLING UNIT | NA | DB INDUSTRIES | NA | NA | 0
AIR HANDLING UNIT | NA | DB INDUSTRIES | NA | NA | 0
AIR FAN - SUPPLY | NA | DB INDUSTRIES | NA | NA | 0
AIR HANDLING UNIT | NA | DB INDUSTRIES | NA | NA | 0
AIR HANDLING UNIT | NA | DB INDUSTRIES | NA | NA | 0
AIR FAN - RETURN | NA | FANTECH | NA | NA | 0
AIR FAN - RETURN | NA | FANTECH | NA | NA | 0
AIR FAN - RETURN | NA | FANTECH | NA | NA | 0
AIR FAN - RETURN | NA | FANTECH | NA | NA | 0
CRAC AIR COOLED | NA | ATLAS | NA | R22 | 10
FAN COIL UNIT - DUCTED | UNKOWN | NULL | CAEMORRISON AC 10 TON | NA | 0
FAN COIL UNIT - DUCTED | UNKOWN | NULL | EDENAIRE 200B | NA | 0
FAN COIL UNIT - DUCTED | 7753-01 | NULL | CAEMORRISON | NA | 0
EXTRACTION SYSTEM - SMOKE | PS429308.01.5.832 | NULL | CAEMORRISON SMOKE GENERATOR | NA | 0
FAN COIL UNIT - DUCTED | 1008678 | NULL | CAEMORRISON | NA | 0
NON DUCTED SPLIT SYSTEM | 0732 001 805 | PARKER | CU-AI82KR | NA | 0
SWITCHBOARD MECHANICAL | NA | NULL | NA | NA | 0
CONDENSER WATER PUMP | NA | AJAX | NA | NA | 0
BMS | NA | NULL | NA | NA | 0
CRAC WATER COOLED | NA | NULL | NA | NA | 0
EXTRACTION SYSTEM - DUST | NA | NEDERMAN | NA | NA | 0
AIR FAN - EXHAUST | NA | FANTECH | NA | NA | 0
COOLING TOWER | NA | BAC | NA | NA | 0
AIR COOLED SPLIT SYSTEM | 2767 0890 6663 | ATLAS | 900370 E21 CC2 | NA | 0
COOLING TOWER | NA | BAC | NA | NA | 0
SWITCHBOARD MECHANICAL | NA | NULL | NA | NA | 0
SWITCHBOARD MECHANICAL | NA | NULL | NA | NA | 0
AIR HANDLING UNIT | NA | NULL | NA | NA | 0
AIR FAN - EXHAUST | NA | FANTECH | NA | NA | 0
HEATING HOT WATER PUMP | NA | NULL | NA | NA | 0
MAKE UP TANK | NA | AUTOHEAT | NA | NA | 0
HEATING HOT WATER PUMP | NA | NULL | NA | NA | 0
CHILLED WATER PUMP | NA | NULL | NA | NA | 0
CHILLED WATER PUMP | NA | NULL | NA | NA | 0
AIR FAN - EXHAUST | NA | FANTECH | NA | NA | 0
VARIABLE SPEED DRIVE | 3R01116 | ZENER | MSC -3R11 | NA | 0
MAKE UP TANK | NA | NULL | NA | NA | 0
AIR FAN - EXHAUST | NA | FANTECH | NA | NA | 0
AIR HANDLING UNIT | NA | DB INDUSTRIES | NA | NA | 0
AIR HANDLING UNIT | NA | DB INDUSTRIES | NA | NA | 0
AIR HANDLING UNIT | NA | DB INDUSTRIES | NA | NA | 0
AIR HANDLING UNIT | NA | DB INDUSTRIES | NA | NA | 0
SWITCHBOARD MECHANICAL | NA | NULL | NA | NA | 0
BOILER - GAS ATMOSPHERIC | NA | RAYPAK | NA | NA | 0
CHILLER - AIR COOLED | NA | CARRIER | NA | R134A | 310
AIR FAN - EXHAUST | NA | FANTECH | NA | NA | 0
AIR FAN - EXHAUST | NA | FANTECH | NA | NA | 0
EXTRACTION SYSTEM - SMOKE | UNKNOWN | NULL | CAE | NA | 0
UNDER CEILING SPLIT SYSTEM | 0507-11968 | ZEIL | MOH46N36BDFJLK | NA | 0
BMS | NA | NULL | NA | NA | 0
CRAC WATER COOLED | NA | NULL | NA | NA | 0
AIR HANDLING UNIT | NA | WALKER | NA | NA | 0
CRAC CHILLED WATER | NA | ATLAS | NA | NA | 0
AIR FAN - EXHAUST | NA | FANTECH | NA | NA | 0
AIR HANDLING UNIT | NA | NULL | NA | NA | 0
FIRE DAMPER | NA | NULL | NA | NA | 0
CRAC CHILLED WATER |  | NULL |  | NA | 0
CRAC CHILLED WATER | AIRB016844 | NULL | AIRBLUE UFC 300 HH | NA | 0
CRAC CHILLED WATER | AIRB016846 | NULL | AIRBLUE UFC 300 HH | NA | 0
CRAC CHILLED WATER | AIRB016847 | NULL | AIRBLUE UFC 300 HH | NA | 0
AIR FAN - EXHAUST | UNREADABLE | FEDERAL | UNREADABLE | NA | 0
SWITCHBOARD MECHANICAL | NA | NULL | NA | NA | 0
EXPANSION TANK (CLOSED LOOPS) | NA | NULL | NA | NA | 0
VARIABLE SPEED DRIVE | NA | ZENNER | NA | NA | 0
AIR FAN - RETURN | NA | FANTECH | NA | NA | 0
EXPANSION TANK (CLOSED LOOPS) | NA | NULL | NA | NA | 0
VARIABLE SPEED DRIVE | UNREADABLE | AGER | MCR | NA | 0
WALL MOUNTED SPLIT SYSTEM |  | TECO |  | R22 | 2
WALL MOUNTED SPLIT SYSTEM | 7010976 | MITSUBISHI | MUZ-GA71VA | R410A | 2
AIR DRYER (REFRIG) | 3536 | HITACHI | HEUNCH - DENCO M2A CAD | R22 | 5
AIR FAN - RETURN | 22675 | FEDERAL | APA 760.4 | NA | 0
AIR HANDLING UNIT | NO ID | WALKER | NO ID | NA | 0
AIR FAN - RETURN | NO SERIAL | FANTECH | APA 9656 | NA | 0
AIR HANDLING UNIT | NO ID | WALKER | NO ID | NA | 0
AIR FAN - RETURN | NO SERIAL | FANTECH | APA 9656 | NA | 0
CRAC UNIT | 2457 | KELVINATOR | CDXA-44EC | R22 | 40
SWITCHBOARD MECHANICAL | NO ID | RIMEC | NO ID | NA | 0
AIR FAN - EXHAUST | F4420 | RICHARDSON | 365CP | NA | 0
AIR FAN - EXHAUST | F4436 | RICHARDSON | 245CP | NA | 0
SWITCHBOARD MECHANICAL | 0 | NULL | RIMEC ELECTRICAL SERVICES | NA | 0
AIR HANDLING UNIT | NONE | WALKER | NO IDENTIFICATION DETAILS | NA | 0
CHILLER - WATER COOLED | VJ5515 | CARRIER | HRWC 300 TD | R22 | 80
AIR FAN - EXHAUST | 708018 | FEDERAL | APA 400 . 45X | NA | 0
BOILER - GAS FIRED | 1573 | HUNT | TNAR 290 | NATURAL GAS | 0
HEATING HOT WATER PUMP | M 1.5 CM1 IMP DIA 244 | AJAX | 65 X 40 250 | NA | 0
COOLING TOWER | 08J0446 | BAC | VTX 55 | NA | 0
WALL MOUNTED SPLIT SYSTEM | NA | GREGORY | NA | NA | 0
WALL MOUNTED SPLIT SYSTEM | NA | GREGORY | NA | NA | 0
WALL MOUNTED SPLIT SYSTEM | C101051920408628130022 | LENNOX | LNC062C1-1 | R22 | 2
DUCTED SPLIT SYSTEM | NA | ATLANTIC | NA | NA | 0
HEATING HOT WATER PUMP | NO SERIAL ID | AJAX | NO MODEL ID | NA | 0
AIR FAN - EXHAUST | NO SERIAL ID | NULL | NO MODEL ID | NA | 0
AIR FAN - EXHAUST | NO SERIAL ID | NULL | NO MODEL ID | NA | 0
BOILER - GAS FIRED | 1572 | HUNT | TNAR 290 | NATURAL GAS | 0
AIR FAN - EXHAUST | 106603 1 | FANTECH | AP031-10-28O | NA | 0
SWITCHBOARD MECHANICAL | NO SERIAL ID | NULL | NO MODEL ID | NA | 0
CHILLED WATER PUMP | NO SERIAL ID | AJAX | A10C | NA | 0
AIR HANDLING UNIT | NO SERIAL ID | MUNTERS | NO MODEL ID | NA | 0
CHILLER - AIR COOLED | VJ 5011 | LUKE | HRACS M18T | R22 | 62
AIR HANDLING UNIT | NO SERIAL ID | MUNTERS | NO MODEL ID | NA | 0
AIR HANDLING UNIT | NO SERIAL ID | MUNTERS | NO MODEL ID | NA | 0
AIR FAN - EXHAUST | 5342 | AIR NOISE | ECTLL315-4 | NA | 0
AIR FAN - EXHAUST | NO SERIAL ID | NULL | NO MODEL ID | NA | 0
AIR FAN - EXHAUST | UNKNOWN | NULL | UNKNOWN | NA | 0
PACKAGED AIR CONDITIONING UNIT | YD-4740 | AIRTEMP | 700 252 0128 | R22 | 9
PACKAGED AIR CONDITIONING UNIT | YD 4745 | AIRTEMP | NA | R22 | 9
AIR FAN - EXHAUST | NA | FANTECH | UNKNOWN | NA | 0
EVAPORATIVE COOLER | NA | BRAEMAR | NA | NA | 0
EXPANSION TANK (CLOSED LOOPS) | NONE | AIRA | NO DETAIL LEFT | NA | 0
SWITCHBOARD MECHANICAL | NA | NULL | NA | NA | 0
CHILLER - WATER COOLED | 9892 | TRITEC ELECT | LE06 | NA | 0
HEATING HOT WATER PUMP | NO SERIAL ID | ALCAIR | AXOC | NA | 0
AIR HANDLING UNIT | NO SERIAL ID | NULL | NO MODEL ID | NA | 0
BOILER - GAS ATMOSPHERIC | 2012071002489 | NULL | RAYPCK BO430NCM | NA | 0
AIR FAN - EXHAUST | NONE | ROBERT SHAW | NONE | NA | 0
COOLING TOWER | 09J0896 | BARREL FAN | VXCS 45 | NA | 0
AIR FAN - EXHAUST | NONE | ROBERT SHAW | NONE | NA | 0
HEATING HOT WATER PUMP | AXOO FF 222MM DIA | ALCAIR | 80X50 -250 | NA | 0
SMOKE EXHAUST FAN | NO SERIAL ID | FEDERAL | RDE056-5-2T | NA | 0
MAKE UP TANK | NONE | NULL | NONE | NA | 0
WALL MOUNTED SPLIT SYSTEM | 6010012 | MITSUBISHI | MUZ-GA35VA | R410A | 1
PACKAGED AIR CONDITIONING UNIT | 861910 | APAC | P055AHR9BE | R407C | 13
0 - NOT SET |  | NULL |  | NA | 0
0 - NOT SET | 0 | NULL | 0 | NA | 0
WALL MOUNTED SPLIT SYSTEM | T 004175 | FUJITSU | AOT17RNA | R22 | 1.5
WALL MOUNTED SPLIT SYSTEM | E001599 | FUJITSU | AOT12RSHC | R22 | 1100
DUCTED SPLIT SYSTEM | 62504 | ALCAIR | HCS18T | R22 | 8
CASSETTE SPLIT SYSTEM | 356300357 | PANASONIC | CS A1BB 4P | R22 | 3
CASSETTE SPLIT SYSTEM | 356300353 | PANASONIC | CS A18BB4P | R22 | 3
ROOM AIR CONDITIONING UNIT | NONE | KIRBY | NONE | NA | 0
CIRCULATING PUMP | 2 -AH | KELLY & LEWIS | 50 | NA | 0
CIRCULATING PUMP | NO ID PLATE FITTED | KELVINATOR | NO ID PLATE FITTED | NA | 0
ROOM AIR CONDITIONING UNIT | NONE | TEMPERZONE | NONE | NA | 0
MAKE UP TANK | NONE | NULL | NO ID PLATE | NA | 0
AIR FAN - EXHAUST | NO ID | RICHARDSON | NO ID | NA | 0
ROOM AIR CONDITIONING UNIT | NO ID | TEMPERZONE | NO ID | R410A | 2
VRF DUCTED SPLIT | E000150 | DAKO | RZYQ10PY1 | NA | 0
FIRE DAMPER | NA | NULL | NA | NA | 0
FIRE DAMPER | NA | NULL | NA | NA | 0
FIRE DAMPER | NA | NULL | NA | NA | 0
SWITCHBOARD MECHANICAL | NO ID | NULL | NO ID | NA | 0
BOILER - GAS FIRED | 1571 | HUNT | TNAR 290 | NATURAL GAS | 0
CHILLER - WATER COOLED | M42250 | CARRIER | 30DA46-190 | R22 | 80
COOLING TOWER | 10J0064 | BAC | RCT2066 | NA | 0
AIR FAN - EXHAUST | NO SERIAL | NULL | NO MODEL | NA | 0
AIR FAN - EXHAUST | NO SERIAL | NULL | NO MODEL | NA | 0
COMBINED FUSE SWITCH | B5565 | ROBERT SHAW | 730 CPD | NA | 0
SWITCHBOARD MECHANICAL | NO ID | NULL | NO ID | NA | 0
CHILLER - WATER COOLED | 74720 | CARRIER | 10FX16084 | R22 | 80
CONDENSER WATER PUMP | CC409 SERIES 6 SIZE 34 | KELLY & LEWIS | 50 | NA | 0
CHILLED WATER PUMP | CC407 34 SERIES2 REF 0803 4276 | KELLY & LEWIS | 50 | NA | 0
CIRCULATING PUMP | CB45 SERIES 6 | KELLY & LEWIS | 50 | NA | 0
BOILER - GAS FIRED | 1569 | HURRICAN VENTI | TNAR 465 | NA | 0
TOILET EXHAUST FAN | 5568 | RICHARDSON | 365DP | NA | 0
TOILET EXHAUST FAN | B5568 | RICHARDSON | 365 CP | NA | 0
AIR HANDLING UNIT | NO ID | RICHARDSON | NO ID | NA | 0
TOILET EXHAUST FAN | NO ID | RICHARDSON | NO ID | NA | 0
AIR FAN - EXHAUST | NO ID | RICHARDSON | NO ID | NA | 0
AIR HANDLING UNIT | NO ID | RICHARDSON | NO ID | NA | 0
HEAT & VENT FAN | NO ID | RICHARDSON | NO ID | NA | 0
BOILER - GAS FIRED | 1507 | HUNT | TNAR 407 | NATURAL GAS | 0
CALORIFIER (DOMESTIC HW) | D34452 | NULL | NO ID PLATE | NA | 0
HEAT & VENT FAN | NO ID | RICHARDSON | NO ID | NA | 0
GAS DUCT HEATER | D4195 | AIRA | SD30 | NATURAL GAS | 0
GAS DUCT HEATER | D4207 | AIRA | SD30 | NATURAL GAS | 0
GAS DUCT HEATER | D4213 | AIRA | SD30 | NATURAL GAS | 0
GAS DUCT HEATER | D4203 | AIRA | SD30 | NATURAL GAS | 0
GAS DUCT HEATER | D4215 | AIRA | SD30 | NATURAL GAS | 0
GAS DUCT HEATER | D4189 | AIRA | SD30 | NATURAL GAS | 0
GAS DUCT HEATER | D4211 | AIRA | SD30 | NATURAL GAS | 0
GAS DUCT HEATER | D4193 | AIRA | SD30 | NATURAL GAS | 0
GAS DUCT HEATER | D4197 | AIRA | SD30 | NATURAL GAS | 0
SWITCHBOARD MECHANICAL | 97112 - 4 | NULL | SINELEC AUSTRALIA | NA | 0
GAS DUCT HEATER | D4205 | AIRA | SD30 | NATURAL GAS | 0
GAS DUCT HEATER | D4209 | AIRA | SD30 | NATURAL GAS | 0
GAS DUCT HEATER | D4199 | AIRA | SD30 | NATURAL GAS | 0
GAS DUCT HEATER | D4201 | AIRA | SD30 | NATURAL GAS | 0
AIR FAN - EXHAUST | NO SERIAL | NULL | NO MODEL | NA | 0
TOILET EXHAUST FAN | NO ID | RICHARDSON | NO ID | NA | 0
ROOM AIR CONDITIONING UNIT | NONE | CIEMANTS | NONE | NA | 0
FAN COIL UNIT - DUCTED | NA | SANYO | AW-07036 | NA | 0
ROOM AIR CONDITIONING UNIT | NONE | CIEMANTS | NONE | NA | 0
ROOM AIR CONDITIONING UNIT | NONE | GREGORY | NONE | NA | 0
WALL MOUNTED SPLIT SYSTEM | T001926 | GREGORY | AST30RBA-W | NA | 0
DUCTED SPLIT SYSTEM | E000150 | DAKO | RZYQ20PY1 | NA | 0
PACKAGED AIR CONDITIONING UNIT | DC 5632 | ENGLISH ELECT | XA 000B5 | NA | 0
SWITCHBOARD MECHANICAL | NO ID | NULL | NO ID | NA | 0
CONDENSER WATER PUMP | CF115 | KELLY & LEWIS | 50 | NA | 0
CHILLED WATER PUMP | CF93 | KELLY & LEWIS | 50 | CHILLED WATER | 0
TOILET EXHAUST FAN | NO ID | RICHARDSON | NO ID | NA | 0
DUCTED SPLIT SYSTEM | 20419 | ALCAIR | HCS9SL | R438A | 5
PACKAGED AIR CONDITIONING UNIT | PD01067 | EMAIL | R30H | R22 | 6
AIR FAN - EXHAUST | NO ID | FANTECH | MV302E | NA | 0
COOL ROOM | NA | NULL | NA | R22 | 8
FREEZER ROOM | AVA2490ZXG | KLOCHNER MOLLER | AV182TT-066-A4 | NA | 0
CALORIFIER (DOMESTIC HW) | 5926 | NULL | 1700 LITRE | NA | 0
DUCTED SPLIT SYSTEM | NA | EMAIL | NA | R22 | 8
AIR FAN - EXHAUST | NA | FANTECH | NA | NA | 0
BOILER - GAS FIRED | 1574 | HUNT | TNAR 290 | NATURAL GAS | 0
SWITCHBOARD MECHANICAL | NA | NULL | NA | NA | 0
DUCTED SPLIT SYSTEM | NA | EMAIL | NA | R22 | 8
KITCHEN EXHAUST FAN | NA | FANTECH | NA | NA | 0
ROOM AIR CONDITIONING UNIT | NO SERIAL ID | OTHER | NO MODEL ID | R22 | 2
ROOM AIR CONDITIONING UNIT | NO SERIAL ID | CARRIER | NO MODEL ID | R22 | 2
EXPANSION TANK (CLOSED LOOPS) | 151601 | NULL | PNEUMATIEX PND 80 LITRES | NA | 0
EVAPORATIVE COOLER | 21216600 | BRADWAY | 1400A | NA | 0
EVAPORATIVE COOLER | NO SERIAL ID | BRADWAY | 1400A | NA | 0
AIR FAN - EXHAUST | NO SERIAL ID | FEDERAL | RVE056-10-17 | NA | 0
AIR FAN - EXHAUST | NO SERIAL ID | FEDERAL | RDE056-10-17 | NA | 0
AIR FAN - EXHAUST | NO SERIAL ID | FEDERAL | RVE056-10-17 | NA | 0
AIR FAN - EXHAUST | 2489 | FEDERAL | DRAUGHT FORCE A3125 B | NA | 0
EXPANSION TANK (CLOSED LOOPS) | 157364 | NULL | PNEUMATEX PND 35 LITRE | NA | 0
GAS DUCT HEATER | UNKNOWN | CELMEC | CELMEC DUCTED HEATER | NATURAL GAS | 0
ROOM AIR CONDITIONING UNIT | NO SERIAL ID | CIEMANTS | NO MODEL ID | NA | 0
ROOM AIR CONDITIONING UNIT | NO SERIAL ID | KIRBY | 1512 | NA | 0
ROOM AIR CONDITIONING UNIT | NO SERIAL ID | GREGORY | NO MODEL ID | NA | 0
ROOM AIR CONDITIONING UNIT | NO SERIAL ID | TRANE | RAC-45NHE3A | NA | 0
ROOM AIR CONDITIONING UNIT | NO SERIAL ID | CIEMANTS | NO MODEL ID | NA | 0
ROOM AIR CONDITIONING UNIT | NO SERIAL ID | ENGLISH ELECT | NO MODEL ID | NA | 0
ROOM AIR CONDITIONING UNIT | NO SERIAL ID | KIRBY | NO MODEL ID | NA | 0
ROOM AIR CONDITIONING UNIT | NO SERIAL ID | GREGORY | NO MODEL ID | NA | 0
ROOM AIR CONDITIONING UNIT | NO SERIAL ID | NULL | NO MODEL ID | NA | 0
ROOM AIR CONDITIONING UNIT | NO SERIAL ID | BRITANNIA THERM | RAR100 | NA | 0
DUCTED SPLIT SYSTEM | NO SERIAL ID | BRADWAY | SCR401 | R22 | 5
WALL MOUNTED SPLIT SYSTEM | NO SERIAL ID | KIRBY | KSR20C | NA | 0
WALL MOUNTED SPLIT SYSTEM | NO SERIAL ID | KIRBY | KSR20C | NA | 0
PACKAGED AIR CONDITIONING UNIT | 861910 | AQUA | P055AHR9BE | NA | 0
WALL MOUNTED SPLIT SYSTEM | 6010012 | MODULEX | MUZ-GA35VA | NA | 0
AIR FAN - EXHAUST | C17287 | DUCTLINE | 8361 PR | NA | 0
AIR FAN - EXHAUST | NO SERIAL ID | NULL | 450 HAB | NA | 0
AIR HANDLING UNIT | C81484J | NULL | 06DA8180AC0900 | NA | 0
EVAPORATIVE COOLER | 805 CPD | NULL | E1291 | NA | 0
AIR FAN - EXHAUST | NO SERIAL ID | NULL | 450 HAB | NA | 0
AIR FAN - EXHAUST | NO SERIAL ID | RICHARDSON | 1085CP | NA | 0
CIRCULATING PUMP | A100 | AJAX | 80X65-160 | NA | 0
TOILET EXHAUST FAN | NO SERIAL ID | RICHARDSON | 15G2P | NA | 0
AIR FAN - EXHAUST |  | NULL | 450 HAB | NA | 0
EVAPORATIVE COOLER | NO SERIAL ID | NULL | NO MODEL ID | NA | 0
CONDENSER WATER PUMP | M13446 | AJAX | 80X50-315 | NA | 0
CIRCULATING PUMP | M13447 | AJAX | 65X40-250 | NA | 0
CIRCULATING PUMP | M13448 | ALCAIR | 80X65-160 | NA | 0
PACKAGED AIR CONDITIONING UNIT | ZA-1472 | EMAIL | RM 750H | R22 | 15
GAS DUCT HEATER | E3338 | NULL | NO MODEL ID | NA | 0
PACKAGED AIR CONDITIONING UNIT | 5688G01110 | NULL | CHA16-1353-3M | NA | 0
DUCTED SPLIT SYSTEM | 23239 | BRADWAY | SCR1401 | R22 | 10
DUCTED SPLIT SYSTEM | 384843 | ACTRON | SRD151C-0500 | NA | 0
DUCTED SPLIT SYSTEM | 385635 | ACTRON | SRD151C-0500 | NA | 0
AIR HANDLING UNIT | NO SERIAL ID | NULL | NO MODEL ID | NA | 0
AIR FAN - EXHAUST | NO SERIAL ID | NULL | NO MODEL ID | NA | 0
AIR FAN - EXHAUST | 940221 | NULL | NO MODEL ID | NA | 0
EXTRACTION SYSTEM - SMOKE | NO SERIAL ID | FORDAIRE | NO MODEL ID | NA | 0
EXTRACTION SYSTEM - SMOKE | CW90 | FORDAIRE | ARRGT9 | NA | 0
EXTRACTION SYSTEM - SMOKE | ACW90 | FORDAIRE | ARRGT9 | NA | 0
EVAPORATIVE COOLER | NO SERIAL ID | NULL | NO MODEL ID | NA | 0
AIR FAN - EXHAUST | NO SERIAL ID | RICHARDSON | 1085CP | NA | 0
AIR FAN - EXHAUST | NO SERIAL ID | RICHARDSON | 1085CP | NA | 0
AIR FAN - EXHAUST | NO SERIAL ID | NULL | 430HAB | NA | 0
EXTRACTION SYSTEM - DUST | NO SERIAL ID | RICHARDSON | 20-5FM | NA | 0
SWITCHBOARD MECHANICAL | NO SERIAL ID | APC | NO MODEL ID | NA | 0
CIRCULATING PUMP | NO SERIAL ID | INDENG | CCB2-2 | NA | 0
EVAPORATIVE COOLER | NO SERIAL ID | NULL | NO MODEL ID | NA | 0
EXTRACTION SYSTEM - SMOKE | NO SERIAL ID | RICHARDSON | E1299 | NA | 0
CIRCULATING PUMP | 49877 | INDENG | CCB2-2 | NA | 0
CIRCULATING PUMP | NO SERIAL ID | AJAX | A10C | NA | 0
AIR FAN - EXHAUST | NO SERIAL ID | NULL | 450HBA | NA | 0
AIR FAN - EXHAUST | NO SERIAL ID | NULL | 450HBA | NA | 0
AIR FAN - EXHAUST | NO SERIAL ID | NULL | 450HBA | NA | 0
COOLING TOWER | 09J0902 | BAC | VXT40 | NA | 0
COOLING TOWER | 09J0901 | BAC | VXT30 | NA | 0
COOLING TOWER | 09J0899 | BAC | VXT20 | NA | 0
AIR FAN - EXHAUST | 2601 | NULL | AR3614 | NA | 0
AIR FAN - RETURN | NO SERIAL ID | ROBERT SHAW | 17988 | NA | 0
CIRCULATING PUMP | NO SERIAL ID | ALCAIR | M40 | NA | 0
AIR HANDLING UNIT | NO SERIAL ID | ROBERT SHAW | NO MODEL ID | NA | 0
CIRCULATING PUMP | NO ID | AJAX | A100 | NA | 0
SWITCHBOARD MECHANICAL | NO ID | NULL | NO ID | NA | 0
BOILER - GAS FIRED | 1567A | HUNT | TNAR 1744 | NATURAL GAS | 0
HEATING HOT WATER PUMP | A100 LMP.DIA. 326MM | AJAX | 150 X 125 - 315 | NA | 0
HEATING HOT WATER PUMP | A100 IMP DIA 326 MM | ALCAIR | 150 X 125 - 315 | NA | 0
AIR FAN - EXHAUST | NO SERIAL ID | RICHARDSON | 1085CP | NA | 0
AIR FAN - EXHAUST | E1293 | RICHARDSON | 1085 CP | NA | 0
AIR FAN - EXHAUST | NO SRIAL ID | RICHARDSON | 1085CP | NA | 0
EVAPORATIVE COOLER | NO SERIAL ID | NULL | NO MODEL ID | NA | 0
EVAPORATIVE COOLER | NO SERIAL ID | NULL | NO MODEL ID | NA | 0
CIRCULATING PUMP | A100 IMP.DIA. 155MM | AJAX | 80 X 65 160 | NA | 0
AIR FAN - EXHAUST | NO ID | RICHARDSON | 24F M55T | NA | 0
ROOM AIR CONDITIONING UNIT | NO SERIAL ID | CIEMANTS | 51D6 | NA | 0
ROOM AIR CONDITIONING UNIT | NO SERIAL ID | ATLANTIC | NO MODEL ID | NA | 0
AIR FAN - EXHAUST | NONE | FORD-SWINTON | ARRGT 9 ACW | NA | 0
AIR FAN - EXHAUST | 734 | WORMALD | 300 | NA | 0
PNEUMATICS CONTROL BOARD | NO SERIAL ID | NULL | NO MODEL ID | NA | 0
PNEUMATICS CONTROL BOARD | NO SERIAL ID | NULL | NO MODEL ID | NA | 0
PNEUMATICS CONTROL BOARD | NO SERIAL ID | NULL | NO MODEL ID | NA | 0
PNEUMATICS CONTROL BOARD | NO SERIAL ID | NULL | NO MODEL ID | NA | 0
SWITCHBOARD MECHANICAL | NO SERIAL ID | NULL | NO MODEL ID | NA | 0
ROOM AIR CONDITIONING UNIT | NO SERIAL ID | TECO | NO MODEL ID | NA | 0
BOILER - GAS FIRED | 1567B | HUNT | TNAR 1744 | NATURAL GAS | 0
CIRCULATING PUMP | 49878 | INDENG | CCB2-2 | NA | 0
CIRCULATING PUMP | 49874 | INDENG | CCB2 F43Z | NA | 0
CIRCULATING PUMP | M13442 | AJAX | 80X65-160 | NA | 0
CIRCULATING PUMP | 49875 | INDENG | CCB2-2 F43Z | NA | 0
CHILLER - WATER COOLED | NO DETAIL | CARRIER | NO DETAIL | R22 | 10
AIR FAN - EXHAUST | NO ID | RICHARDSON | TR15-11-4 | NA | 0
SMOKE SPILL FAN | 11130 | DB INDUSTRIES | DRAUGHT FORCE A3634 BF | NA | 0
TOILET EXHAUST FAN | C17287 | DIRECTAIRE | 8261PR | NA | 0
SWITCHBOARD MECHANICAL | NO SERIAL ID | NULL | NO MODEL ID | NA | 0
UNDER CEILING SPLIT SYSTEM | E020770 | DAKO | FHQ100BVV1B | R410A | 0
UNDER CEILING SPLIT SYSTEM | E020872 | DAKO | FHQ100BVV1B | NA | 0
UNDER CEILING SPLIT SYSTEM | E020872 | DAKO | FHQ100BVV1B | NA | 0
FRIDGE | 65389 | WOODS | AMBER-HA135-ILE | R134A | 1
FRIDGE | 66616 | WOODS | QUARTZ STAR-HQS2GDSS-000 | R134A | 1
SWITCHBOARD MECHANICAL | NA | NULL | NA | NA | 0
DUCTED SPLIT SYSTEM | NA | CARRIER | NA | R22 | 8
SWITCHBOARD MECHANICAL | NA | NULL | NA | NA | 0
PACKAGED AIR CONDITIONING UNIT | 108.10340.10343 | AIRTEMP | 3.1104.2 | NA | 0
PACKAGED AIR CONDITIONING UNIT | 105.0746 | AIRTEMP | 3.1104.2 | NA | 0
DUCTED SPLIT SYSTEM | E078633 | GREGORY | AOTR09LCC | NA | 0
DUCTED SPLIT SYSTEM | C101267370510B08130038 | ATLANTIC | OUTDOOR- LNC067V | NA | 0
CASSETTE SPLIT SYSTEM | 89P00096 | MITSUBISHI | PUH 2AKA | R22 | 2
AIR FAN - EXHAUST | 17310 | DUCTLINE | 8241 PREM | NA | 0
BOILER - GAS FIRED | 1706052015 | MODULEX | MERIDIAN 150 TM | NATURAL GAS | 0
HEATING HOT WATER PUMP | A10 C2X. 232 MM DIAMETER | AJAX | 50 - 250 | NA | 0
CHILLED WATER PUMP | A1002 250 MM DIAMETER | AJAX | 100- 250 | NA | 0
CONDENSER WATER PUMP | A1002 242 MM DIAMETER | AJAX | 100- 250 | NA | 0
CHILLER - WATER COOLED | 12C002507 | CARRIER | 30XW--0652-0002PEE-- | R134A | 145
AIR FAN - RETURN | NO SERIAL ID | DIRECTAIRE | NO MODEL ID | NA | 0
AIR FAN - EXHAUST | C 161265 | DUCTLINE | SAN 364 | NA | 0
AIR FAN - OUTSIDE | NONE | FEDERAL | NONE | NA | 0
FAN COIL UNIT - DUCTED | NO SERIAL ID | WALKER | MAKE: WALKER, MODEL: ALHS-5 | NA | 0
COOLING TOWER | 09JO897 | BAC | VXT 150 | NA | 0
AIR FAN - SUPPLY | A90B6410 | TRITEC ELECT | CLCH-63MPBT | NA | 0
AIR FAN - SUPPLY | NONE | CARRIER APAC | NONE | NA | 0
FIRE DAMPER | NO SERIAL ID | NULL | NO MODEL ID | NA | 0
FIRE DAMPER | NO SERIAL ID | NULL | NO MODEL ID | NA | 0
FIRE DAMPER | NO SERIAL ID | NULL | NO MODEL ID | NA | 0
FIRE DAMPER | NO SERIAL ID | NULL | NO MODEL ID | NA | 0
FIRE DAMPER | NO SERIAL ID | NULL | NO MODEL ID | NA | 0
FIRE DAMPER | NO SERIAL ID | NULL | NO MODEL ID | NA | 0
FIRE DAMPER | NO SERIAL ID | NULL | NO MODEL ID | NA | 0
FIRE DAMPER | NO SERIAL ID | NULL | NO MODEL ID | NA | 0
FIRE DAMPER | NO SERIAL ID | NULL | NO MODEL ID | NA | 0
FIRE DAMPER | NO SERIAL ID | NULL | NO MODEL ID | NA | 0
FIRE DAMPER | NO SERIAL ID | NULL | NO MODEL ID | NA | 0
FIRE DAMPER | NO SERIAL ID | NULL | NO MODEL ID | NA | 0
FIRE DAMPER | NO SERIAL ID | NULL | NO MODEL ID | NA | 0
FIRE DAMPER | NO SERIAL ID | NULL | NO MODEL ID | NA | 0
FIRE DAMPER | NO SERIAL ID | NULL | NO MODEL ID | NA | 0
FIRE DAMPER | NO SERIAL ID | NULL | NO MODEL ID | NA | 0
ROOM AIR CONDITIONING UNIT | NA | ATLANTIC | NA | R410A | 2
AIR FAN - EXHAUST | NA | ZEIL | NA | NA | 0
SWITCHBOARD MECHANICAL | NA | NULL | NA | NA | 0
DUCTED SPLIT SYSTEM | 4093X42367 | CIEMANTS | 380CA065-903 | R22 | 5
DUCT - FURNACE (GAS FIRED) | NA | CELMEC | NA | NATURAL GAS | 0
DUCT - FURNACE (GAS FIRED) | NA | CELMEC | NA | NATURAL GAS | 0
DUCT - FURNACE (GAS FIRED) | NA | CELMEC | NA | NATURAL GAS | 0
DUCT - FURNACE (GAS FIRED) | NA | CELMEC | NA | NATURAL GAS | 0
FIRE DAMPER | NO SERIAL ID | NULL | NO MODEL ID | NA | 0
FIRE DAMPER | NO SERIAL ID | NULL | NO MODEL ID | NA | 0
FIRE DAMPER | NO SERIAL ID | NULL | NO MODEL ID | NA | 0
VARIABLE SPEED DRIVE | 017202G341 | DB INDUSTRIES | 131Z7150 | NA | 0
FIRE DAMPER | NO SERIAL ID | NULL | NO MODEL ID | NA | 0
FIRE DAMPER | NO SERIAL ID | NULL | NO MODEL ID | NA | 0
FIRE DAMPER | NO SERIAL ID | NULL | NO MODEL ID | NA | 0
SWITCHBOARD MECHANICAL | NA | NULL | NA | NA | 0
FIRE DAMPER | NO SERIAL ID | NULL | NO MODEL ID | NA | 0
FIRE DAMPER | NO SERIAL ID | NULL | NO MODEL ID | NA | 0
FIRE DAMPER | NO SERIAL ID | NULL | NO MODEL ID | NA | 0
FIRE DAMPER | NO SERIAL ID | NULL | NO MODEL ID | NA | 0
FIRE DAMPER | NO SERIAL ID | NULL | NO MODEL ID | NA | 0
AIR FAN - SUPPLY | NA | RICHARDSON | NA | NA | 0
AIR FAN - RETURN | NA | RICHARDSON | NA | NA | 0
FIRE DAMPER | NO SERIAL ID | NULL | NO MODEL ID | NA | 0
FIRE DAMPER | NO SERIAL ID | NULL | NO MODEL ID | NA | 0
AIR FAN - RETURN | NA | NULL | NA | NA | 0
FIRE DAMPER | NO SERIAL ID | NULL | NO MODEL ID | NA | 0
SWITCHBOARD MECHANICAL | NA | NULL | NA | NA | 0
FIRE DAMPER | NO SERIAL ID | NULL | NO MODEL ID | NA | 0
FIRE DAMPER | NO SERIAL ID | NULL | NO MODEL ID | NA | 0
FIRE DAMPER | NO SERIAL ID | NULL | NO MODEL ID | NA | 0
SWITCHBOARD MECHANICAL | NA | NULL | NA | NA | 0
FIRE DAMPER | NO SERIAL ID | NULL | NO MODEL ID | NA | 0
AIR FAN - RETURN | NA | ROBERT SHAW | NA | NA | 0
AIR FAN - SUPPLY | NA | ROBERT SHAW | NA | NA | 0
FIRE DAMPER | NO SERIAL ID | NULL | NO MODEL ID | NA | 0
SWITCHBOARD MECHANICAL | NA | NULL | NA | NA | 0
FIRE DAMPER | NO SERIAL ID | NULL | NO MODEL ID | NA | 0
FIRE DAMPER | NO SERIAL ID | NULL | NO MODEL ID | NA | 0
AIR FAN - RETURN | NA | RICHARDSON | NA | NA | 0
FIRE DAMPER | NO SERIAL ID | NULL | NO MODEL ID | NA | 0
FIRE DAMPER | NA | BELIMO | NA | NA | 0
FIRE DAMPER | NA | NULL | NA | NA | 0
FIRE DAMPER | NA | NULL | NA | NA | 0
FAN COIL UNIT - DUCTED | NA | NULL | NA | NA | 0
AIR FAN - SUPPLY | NA | RICHARDSON | NA | NA | 0
VARIABLE SPEED DRIVE | NA | ZENNER | NA | NA | 0
DUCTED HYDRONIC HEATING COIL | NA | NULL | NA | NA | 0
SWITCHBOARD MECHANICAL | NA | NULL | NA | NA | 0
FAN COIL UNIT - DUCTED | NA | TEMPERZONE | NA | NA | 0
HEATING HOT WATER PUMP | NA | AJAX | NA | NA | 0
FAN COIL UNIT - DUCTED | NONE | ZEIL | NONE | NA | 0
FAN COIL UNIT - DUCTED | NA | YORK | NA | NA | 0
FIRE DAMPER | NA | NULL | NA | NA | 0
FIRE DAMPER | NA | NULL | NA | NA | 0
FIRE DAMPER | NA | NULL | NA | NA | 0
SWITCHBOARD MECHANICAL | NO SERIAL ID | NULL | NO MODEL ID | NA | 0
FIRE DAMPER | NA | NULL | NA | NA | 0
FIRE DAMPER | NA | NULL | NA | NA | 0
FIRE DAMPER | NA | NULL | NA | NA | 0
FIRE DAMPER | NA | NULL | NA | NA | 0
FIRE DAMPER | NA | NULL | NA | NA | 0
FIRE DAMPER | NA | NULL | NA | NA | 0
FIRE DAMPER | NA | NULL | NA | NA | 0
FIRE DAMPER | NA | NULL | NA | NA | 0
FIRE DAMPER | NA | NULL | NA | NA | 0
FIRE DAMPER | NA | NULL | NA | NA | 0
FIRE DAMPER | NA | NULL | NA | NA | 0
FIRE DAMPER | NA | NULL | NA | NA | 0
FIRE DAMPER | NA | NULL | NA | NA | 0
FIRE DAMPER | NA | NULL | NA | NA | 0
FIRE DAMPER | NA | NULL | NA | NA | 0
FIRE DAMPER | NA | NULL | NA | NA | 0
FIRE DAMPER | NA | NULL | NA | NA | 0
FIRE DAMPER | NA | NULL | NA | NA | 0
FIRE DAMPER | NA | NULL | NA | NA | 0
FIRE DAMPER | NA | NULL | NA | NA | 0
FIRE DAMPER | NA | NULL | NA | NA | 0
FIRE DAMPER | NA | NULL | NA | NA | 0
FIRE DAMPER | NA | NULL | NA | NA | 0
FIRE DAMPER | NA | NULL | NA | NA | 0
FIRE DAMPER | NA | NULL | NA | NA | 0
FIRE DAMPER | NA | NULL | NA | NA | 0
FIRE DAMPER | NA | NULL | NA | NA | 0
FIRE DAMPER | NA | NULL | NA | NA | 0
FIRE DAMPER | NA | NULL | NA | NA | 0
FIRE DAMPER | NA | NULL | NA | NA | 0
FIRE DAMPER | NA | NULL | NA | NA | 0
FIRE DAMPER | NA | NULL | NA | NA | 0
FIRE DAMPER | NA | NULL | NA | NA | 0
FIRE DAMPER | NA | NULL | NA | NA | 0
FIRE DAMPER | NA | NULL | NA | NA | 0
FIRE DAMPER | NA | NULL | NA | NA | 0
FAN COIL UNIT - DUCTED | NONE | ZEIL | NONE | NA | 0
SMOKE EXHAUST FAN | 126560 | FEDERAL | RSS1004T8F11023O | NA | 0
SMOKE EXHAUST FAN | 126561 | FEDERAL | RSS1004A9F07517 | NA | 0
SMOKE EXHAUST FAN | NO SERIAL ID | FEDERAL | NO MODEL ID | NA | 0
SMOKE EXHAUST FAN | NO SERIAL ID | FEDERAL | NO MODEL ID | NA | 0
SMOKE EXHAUST FAN | NO SERIAL ID | FEDERAL | NO MODEL ID | NA | 0
SMOKE EXHAUST FAN | NO SERIAL ID | FEDERAL | NO MODEL ID | NA | 0
SMOKE EXHAUST FAN | NO SERIAL ID | FEDERAL | NO MODEL ID | NA | 0
SMOKE EXHAUST FAN | NO SERIAL ID | FEDERAL | NO MODEL ID | NA | 0
SMOKE EXHAUST FAN | NO SERIAL ID | FEDERAL | NO MODEL ID | NA | 0
SMOKE EXHAUST FAN | NO SERIAL ID | FEDERAL | NO MODEL ID | NA | 0
SMOKE EXHAUST FAN | 126564 | FEDERAL | RSS1004A9F07519 | NA | 0
SMOKE EXHAUST FAN | NO SERIAL ID | FEDERAL | NO MODEL ID | NA | 0
SMOKE EXHAUST FAN | NO SERIAL ID | FEDERAL | NO MODEL ID | NA | 0
SMOKE EXHAUST FAN | NO SERIAL ID | FEDERAL | NO MODEL ID | NA | 0
SMOKE EXHAUST FAN | NO SERIAL ID | FEDERAL | NO MODEL ID | NA | 0
SMOKE EXHAUST FAN | NO SERIAL ID | FEDERAL | NO MODEL ID | NA | 0
SMOKE EXHAUST FAN | NO SERIAL ID | FEDERAL | NO MODEL ID | NA | 0
SMOKE EXHAUST FAN | 119313 | FEDERAL | RSS0634A10F0222 | NA | 0
SMOKE EXHAUST FAN | NO SERIAL ID | FEDERAL | RSS0804AA5H022 | NA | 0
SMOKE EXHAUST FAN | NO SERIAL ID | FEDERAL | NO MODEL ID | NA | 0
SMOKE EXHAUST FAN | NO SERIAL ID | FEDERAL | NO MODEL ID | NA | 0
SMOKE EXHAUST FAN | NO SERIAL ID | FEDERAL | NO MODEL ID | NA | 0
SMOKE EXHAUST FAN | NO SERIAL ID | FEDERAL | NO MODEL ID | NA | 0
SMOKE EXHAUST FAN | 381071 | FEDERAL | APS0634AA521 | NA | 0
VARIABLE SPEED DRIVE | NO SERIAL ID | DB INDUSTRIES | NO MODEL ID | NA | 0
VARIABLE SPEED DRIVE | NO SERIAL ID | DB INDUSTRIES | NO MODEL ID | NA | 0
SMOKE EXHAUST FAN | 381071 | FEDERAL | APS0634AA521 | NA | 0
VARIABLE SPEED DRIVE | NO SERIAL ID | DB INDUSTRIES | NO MODEL ID | NA | 0
SMOKE EXHAUST FAN | 381071 | FEDERAL | APS0634AA521 | NA | 0
VARIABLE SPEED DRIVE | NO SERIAL ID | DB INDUSTRIES | NO MODEL ID | NA | 0
SMOKE EXHAUST FAN | 381071 | FEDERAL | APS0634AA521 | NA | 0
SMOKE EXHAUST FAN | NO SERIAL ID | FEDERAL | NO MODEL ID | NA | 0
SMOKE SPILL FAN | NA | FANTECH | NA | NA | 0
FIRE DAMPER | NO SERIAL ID | NULL | NO MODEL ID | NA | 0
FIRE DAMPER | NO SERIAL ID | NULL | NO MODEL ID | NA | 0
FIRE DAMPER | NO SERIAL ID | NULL | NO MODEL ID | NA | 0
FIRE DAMPER | NO SERIAL ID | NULL | NO MODEL ID | NA | 0
FIRE DAMPER | NO SERIAL ID | NULL | NO MODEL ID | NA | 0
FRIDGE | HB80-HA130813519 | NULL | MAKE: SKOPE, MODEL: HB80 | NA | 0
SWITCHBOARD MECHANICAL | NA | NULL | NA | NA | 0
FIRE DAMPER | NONE | NULL | NONE | NA | 0
WALL MOUNTED SPLIT SYSTEM | 4011224T | MITSUBISHI | MUZ-GE50VAD | R410A | 2
AIR FAN - EXHAUST | 240V | SINKO | SP INLINE FAN | NA | 0
AIR FAN - EXHAUST | 240V | SINKO | SP INLINE FAN | NA | 0
COOLING TOWER | 13J 0053 | BARREL FAN | VXIS 18 2 | NA | 0
COOLING TOWER | 13J 0052 | BARREL FAN | VXIS 18 2 | NA | 0
CONDENSER WATER PUMP | 14.1AMPS | TEMPERZONE | D132M 7.5KW | NA | 0
CONDENSER WATER PUMP | 14.1 AMPS | TEMPERZONE | D132M 7.5KW | NA | 0
COOLING TOWER | 99 0839? | BARREL FAN | SXV 128? | NA | 0
COOLING TOWER | 99 0591 ? | BARREL FAN | SXV 128 ? | NA | 0
CONDENSER WATER PUMP | 20313 8HJ 20.7AMPS | TEMPERZONE | D160M 11KW | NA | 0
CONDENSER WATER PUMP | 204108JJ 20.7AMPS | TEMPERZONE | D160M 11KW | NA | 0
CRAC WATER COOLED |  | BKB GROUP |  | NA | 0
PACKAGE AC - WATER SOURCED |  | NULL |  | NA | 0
PACKAGE AC - WATER SOURCED |  | NULL |  | NA | 0
0 - NOT SET |  | THERMAL EQUP CO |  | NA | 0
PACKAGE AC - WATER SOURCED |  | NULL |  | NA | 0
0 - NOT SET |  | NULL |  | NA | 0
0 - NOT SET |  | NULL |  | NA | 0
AIR FAN - OUTSIDE |  | NULL |  | NA | 0
CASSETTE SPLIT SYSTEM | 110372 | PARKER | CS-2TUHV4SNP | NA | 0
CASSETTE SPLIT SYSTEM | 110390 | PARKER | CS-2TUHV4SNP | NA | 0
CASSETTE SPLIT SYSTEM | 1248 | SCHNEIDER | SPW-XR363GH56 | NA | 0
DUCTED SPLIT SYSTEM | 73738 | SCHNEIDER | SPW-UR253GHN56 | NA | 0
0 - NOT SET | NA | NO | NA | NA | 0
CASSETTE SPLIT SYSTEM | R001076 | GREGORY | AUTA54LCLW | NA | 0
DUCTED SPLIT SYSTEM | 17819 | SCHNEIDER | SWP-D253GH56 | NA | 0
DUCTED SPLIT SYSTEM | 18319 | SCHNEIDER | SPW-D253GH56 | NA | 0
DUCTED SPLIT SYSTEM | 15119 | SCHNEIDER | SPW-D253GH56 | NA | 0
DUCTED SPLIT SYSTEM | NA | SCHNEIDER | SPW-D253GH56 | NA | 0
DUCTED SPLIT SYSTEM | 17719 | SCHNEIDER | SPW-D253GH56 | NA | 0
DUCTED SPLIT SYSTEM | 23919 | SCHNEIDER | SPW-D36GH56 | NA | 0
DUCTED SPLIT SYSTEM | 21019 | SCHNEIDER | SPW-D253GH56 | NA | 0
CRAC AIR COOLED | 3964-1291-9938 | BKB GROUP | COP U 40 CA1 60 00 SX | NA | 0
CRAC AIR COOLED | 3964-1291-9939 | AUSSIE BLUESTAR | COP U 40 CA 1 60 00 SX | NA | 0
DUCTED SPLIT SYSTEM | 20819 | SCHNEIDER | SPW-D253GH56 | NA | 0
DUCTED SPLIT SYSTEM | 18519 | SCHNEIDER | SPW-D253GH56 | NA | 0
DUCTED SPLIT SYSTEM | NA | SCHNEIDER | SPW-D253GH56 | NA | 0
DUCTED SPLIT SYSTEM | 18019 | SCHNEIDER | SPW-D253GH56 | NA | 0
DUCTED SPLIT SYSTEM | 6517 092-014 | BONAIRE | FC17(S) | NA | 0
DUCTED SPLIT SYSTEM | UNACCESSABLE. | SCHNEIDER | UNACCESSABLE | NA | 0
CASSETTE SPLIT SYSTEM | 200367-E12 | PARKER | CU-2CHV3SNP | NA | 0
CASSETTE SPLIT SYSTEM | 200372-E12 | PARKER | CU-2CHV3SNP | NA | 0
CASSETTE SPLIT SYSTEM | 35539 | SCHNEIDER | SPW-C363GH8 | NA | 0
DUCTED SPLIT SYSTEM | 30338 | SCHNEIDER | SPW-C253GH5 | NA | 0
DUCTED SPLIT SYSTEM | C2K0651AC | SCHNEIDER | SPW-C601GH8TU | NA | 0
DUCTED SPLIT SYSTEM | C2J0370AC | SCHNEIDER | SPW-C601GH8TU | NA | 0
CASSETTE SPLIT SYSTEM | T002901 | GREGORY | AOTD54LBTT | NA | 0
DUCTED SPLIT SYSTEM | 579CL | ELSTEEL | DSH-18 | NA | 0
AIR COOLED SPLIT SYSTEM | UNKNOWN | BKB GROUP | UNKNOWN | NA | 0
DUCTED SPLIT SYSTEM | 49619 | SCHNEIDER | SPW-C253GH5 | NA | 0
DUCTED SPLIT SYSTEM | 46519 | SCHNEIDER | SPW-C253GH5 | NA | 0
DUCTED SPLIT SYSTEM | 33119 | SCHNEIDER | SPW-C253GH5 | NA | 0
DUCTED SPLIT SYSTEM | 49419 | SCHNEIDER | SPW-C253GH5 | NA | 0
AIR FAN - SUPPLY | NA | FEDERAL | NA | NA | 0
AIR FAN - SUPPLY | NA | FEDERAL | NA | NA | 0
AIR FAN - SUPPLY | NA | FEDERAL | NA | NA | 0
AIR FAN - SUPPLY | NA | FEDERAL | NA | NA | 0
DUCTED SPLIT SYSTEM | 33219 | SCHNEIDER | SPW-C253GH5 | NA | 0
DUCTED SPLIT SYSTEM | 65219 | SCHNEIDER | SPW-C363GH8 | NA | 0
DUCTED SPLIT SYSTEM | 33319 | SCHNEIDER | SPW-C253GH5 | NA | 0
AIR COOLED SPLIT SYSTEM | NA | BKB GROUP | NA | NA | 0
AIR COOLED SPLIT SYSTEM | NA | BKB GROUP | NA | NA | 0
AIR COOLED SPLIT SYSTEM | NA | BKB GROUP | NA | NA | 0
AIR COOLED SPLIT SYSTEM | NA | BKB GROUP | NA | NA | 0
DUCTED SPLIT SYSTEM | 49519 | SCHNEIDER | SPW-C253GH5 | NA | 0
DUCTED SPLIT SYSTEM | 33019 | SCHNEIDER | SPW-C253GH5 | NA | 0
DUCTED SPLIT SYSTEM | 39619 | SCHNEIDER | SPW-C253GH5 | NA | 0
DUCTED SPLIT SYSTEM | 39419 | SCHNEIDER | SPW-C253GH5 | NA | 0
DUCTED SPLIT SYSTEM | AGH540-026 | BONAIRE | AGH5402 | NA | 0
AIR FAN - EXHAUST | NA | FEDERAL | FANTECH PLUS | NA | 0
AIR FAN - EXHAUST | NA | FEDERAL | NA | NA | 0
AIR FAN - EXHAUST | NA | SINKO | TD-800 | NA | 0
AIR FAN - EXHAUST | NA | SINKO | TD-800 | NA | 0
AIR FAN - EXHAUST | NA | SINKO | TD-800 | NA | 0
AIR FAN - EXHAUST | NA | SINKO | TD-800 | NA | 0
AIR FAN - EXHAUST | NA | SINKO | TD-800 | NA | 0
AIR FAN - EXHAUST | NA | SINKO | TD-800200N | NA | 0
AIR FAN - EXHAUST | NA | SINKO | TD800200N | NA | 0
AIR FAN - EXHAUST | NA | SINKO | TD-800200N | NA | 0
AIR FAN - EXHAUST | NA | SINKO | TD-800200N | NA | 0
AIR FAN - EXHAUST | NA | SINKO | TD-800200N | NA | 0
AIR FAN - EXHAUST | NA | SINKO | TD-800200N | NA | 0
AIR FAN - EXHAUST | NA | SINKO | TD-800200N | NA | 0
CRAC AIR COOLED | 4169-0392-0367 | BKB GROUP | 010CA120000 | NA | 0
PACKAGE AC - WATER SOURCED | NA | THERMAL EQUP CO | IMOL90 | NA | 0
CRAC AIR COOLED | 4133-0392-0290 | BKB GROUP | 010CA120000 | NA | 0
CASSETTE SPLIT SYSTEM | 110376 | PARKER | CS-2TUHV4SNP | NA | 0
AIR COMPRESSOR |  | NULL | 650 KVN | NA | 0
AIR COOLED SPLIT SYSTEM | NA | BKB GROUP | NA | NA | 0
AIR COOLED SPLIT SYSTEM | NA | BKB GROUP | NA | NA | 0
AIR FAN - EXHAUST | 76519 | FEDERAL | AD632-6D | NA | 0
AIR FAN - EXHAUST | NA | FEDERAL | AD-562-6D | NA | 0
AIR FAN - EXHAUST | NA | FEDERAL | MV132 | NA | 0
NON DUCTED SPLIT SYSTEM | SEE PHOTO | GREGORY |  | NA | 0
VARIABLE AIR VOLUME UNITS |  | FEDERAL |  | NA | 0
VARIABLE AIR VOLUME UNITS |  | FEDERAL |  | NA | 0
CRAC AIR COOLED | SEE PHOTO | BKB GROUP |  | NA | 0
CRAC AIR COOLED | SEE PHOTO | BKB GROUP |  | NA | 0
VARIABLE AIR VOLUME UNITS |  | FEDERAL |  | NA | 0
VARIABLE AIR VOLUME UNITS |  | FEDERAL |  | NA | 0
VARIABLE AIR VOLUME UNITS |  | FEDERAL |  | NA | 0
VARIABLE AIR VOLUME UNITS |  | FEDERAL |  | NA | 0
VARIABLE AIR VOLUME UNITS |  | FEDERAL |  | NA | 0
VARIABLE AIR VOLUME UNITS |  | FEDERAL |  | NA | 0
VARIABLE AIR VOLUME UNITS |  | FEDERAL |  | NA | 0
VARIABLE AIR VOLUME UNITS |  | NULL |  | NA | 0
VARIABLE AIR VOLUME UNITS |  | NULL |  | NA | 0
FRIDGE | A011247262 | ASEA | TME1500-C | NA | 0
AIR FAN - EXHAUST | NA | SINKO | TD-800200N | NA | 0
AIR FAN - EXHAUST | NA | SINKO | TD-800200N | NA | 0
NON DUCTED SPLIT SYSTEM | 314000123 RE | MODULEX | DXK21Z4-S | NA | 0
NON DUCTED SPLIT SYSTEM | 3321-0391-8458 | BKB GROUP | MINI AIR O 05 CA1 20 00 | NA | 0
NON DUCTED SPLIT SYSTEM | 014205925 RE | MODULEX | SRK71ZEA-1 | NA | 0
NON DUCTED SPLIT SYSTEM | 014205875 RE | MODULEX | SRK71ZEA-S1 | NA | 0
NON DUCTED SPLIT SYSTEM | 014205861 RE | MODULEX | SRK71ZEA-S1 | NA | 0
AIR COOLED SPLIT SYSTEM | 033806955 RE | MODULEX | SRC71ZE-S1 | NA | 0
AIR COOLED SPLIT SYSTEM | 0338806986 RE | MODULEX | SRC71ZE-S1 | NA | 0
AIR COOLED SPLIT SYSTEM | 033806975 RE | MODULEX | SRC71ZE-S1 | NA | 0
AIR COOLED SPLIT SYSTEM | NA ISOLATOR IN WAY | MODULEX | DXC21Z4-S | NA | 0
AIR COOLED SPLIT SYSTEM | NA | BKB GROUP | NA | NA | 0
AIR FAN - EXHAUST | NA | FEDERAL | NA | NA | 0
AIR FAN - EXHAUST | NA | FEDERAL | NA | NA | 0
AIR FAN - EXHAUST | NA | FEDERAL | NA | NA | 0
AIR FAN - EXHAUST | .3AMP DRAW | FEDERAL | NA | NA | 0
AIR FAN - EXHAUST | .5AMP DRAW | FEDERAL | NA | NA | 0
AIR FAN - EXHAUST | .26AMP DRAW | FEDERAL | NA | NA | 0
AIR FAN - EXHAUST | 1.9AMP DRAW | FEDERAL | NA | NA | 0
AIR FAN - EXHAUST | 1.9AMP DRAW | FEDERAL | NA | NA | 0
AIR FAN - EXHAUST | 1.9AMP DRAW | FEDERAL | NA | NA | 0
AIR FAN - EXHAUST | .25KW 1.19AMPS | FEDERAL | RH35M OR EX703X | NA | 0
AIR FAN - EXHAUST | .45AMPS | FEDERAL | 250-4 | NA | 0
AIR FAN - EXHAUST | NA | FEDERAL | NA | NA | 0
NON DUCTED SPLIT SYSTEM | E020416 | GREGORY | AOTR09JEL | NA | 0
NON DUCTED SPLIT SYSTEM | 3900115 | DAKO | R140LUY1 | NA | 0
FAN COIL UNIT - DUCTED | 78821 | THERMAL EQUP CO | IMD135-41 | NA | 0
AIR FAN - EXHAUST | NA | MANEUROP | MAICO SN-26 | NA | 0
AIR FAN - EXHAUST | NA | MANEUROP | MAICO EN-26 | NA | 0
PACKAGE AC - WATER SOURCED | NA | ECO AIR | NOT AVAILIABLE | R22 | 4
CRAC WATER COOLED | 501200-0696-01 | BKB GROUP | PEC113 RW | R22 | 4
PACKAGE AC - WATER SOURCED | NA | THERMAL EQUP CO | HW301C | R22 | 4
CASSETTE SPLIT SYSTEM | 4901888 | DAKO | FHYC125KVEA9 | NA | 0
CASSETTE SPLIT SYSTEM | 4901892 | DAKO | FHYC125KVEA9 | NA | 0
CASSETTE SPLIT SYSTEM | 4901932 | DAKO | FHYC125KVEA9 | NA | 0
CASSETTE SPLIT SYSTEM | 4901887 | DAKO | FHYC125KVEA9 | NA | 0
CASSETTE SPLIT SYSTEM | 49033401 | DAKO | RY125LUYI | NA | 0
CASSETTE SPLIT SYSTEM | 4903305 | DAKO | RY125LUYI | NA | 0
CASSETTE SPLIT SYSTEM | 3901349 | DAKO | RY125LUYI | NA | 0
CASSETTE SPLIT SYSTEM | 4903351 | DAKO | RY125LUYI | NA | 0
AIR FAN - EXHAUST | NA | FEDERAL | NA | NA | 0
AIR FAN - EXHAUST | NA | FEDERAL | NA | NA | 0
AIR FAN - EXHAUST | NA | FEDERAL | NA | NA | 0
DUCTED SPLIT SYSTEM | 645403 | AQUA | S016IHR7AD | NA | 0
DUCTED SPLIT SYSTEM | 165877 | AQUA | H000771 | NA | 0
CASSETTE SPLIT SYSTEM | T001749 | GREGORY | AVT18RGA | NA | 0
DUCTED SPLIT SYSTEM | 16944 | AQUA | S011IHR7AH | NA | 0
CRAC UNIT | 2101301034212AO10003 | STIEBEL | P1020DA13CH51251D000C2000 | NA | 0
CRAC UNIT | 2.1013e+19 | STIEBEL | P1020DA13CH51251D000C2000 | NA | 0
DUCTED SPLIT SYSTEM | 649430 | AQUA | S0160VR9AD | NA | 0
DUCTED SPLIT SYSTEM | 163336 | AQUA | H00741 | NA | 0
CASSETTE SPLIT SYSTEM | T001687 | GREGORY | AVT18R2C2 | NA | 0
DUCTED SPLIT SYSTEM | 170372 | AQUA | S0110HR9AH | NA | 0
PACKAGED AIR CONDITIONING UNIT | 5699J02609 | MALL AIR | LGA1025 | NA | 0
PACKAGED AIR CONDITIONING UNIT | 5601MO2342 | ATLANTIC | LGA240552M | NA | 0
PACKAGED AIR CONDITIONING UNIT | 5698CO3740 | ATLANTIC | LGA1025HIM | NA | 0
PACKAGED AIR CONDITIONING UNIT | 5601MO2344 | ATLANTIC | LGA2405 | NA | 0
CRAC UNIT | 2.1013e+19 | STIEBEL | L5F32 | NA | 0
CRAC UNIT | 2.1013e+19 | STIEBEL | L5F32 | NA | 0
NON DUCTED SPLIT SYSTEM |  | NULL |  | NA | 0
NON DUCTED SPLIT SYSTEM |  | DAKO |  | NA | 0
PACKAGED AIR CONDITIONING UNIT | 5601M02344 | MURRAYCRAFT | LGA240 SS2M | NA | 0
PACKAGED AIR CONDITIONING UNIT | 5698C03740 | MURRAYCRAFT | LGA102SH1M | NA | 0
PACKAGED AIR CONDITIONING UNIT | 0954501-002 | CAMEO | RC023C | NA | 0
PACKAGED AIR CONDITIONING UNIT | 5601M02342 | MURRAYCRAFT | LGA240882M | NA | 0
PACKAGED AIR CONDITIONING UNIT | 5699502609 | MURRAYCRAFT | LGA102551M | NA | 0
PACKAGE AC - WATER SOURCED | 259880 | ACTRON | PCAU47SG | NA | 0
DUCTED SPLIT SYSTEM |  | GREGORY | AOT18RZCL | NA | 0
DUCTED SPLIT SYSTEM | 170372 | AQUA | S0140HR9AH | NA | 0
DUCTED SPLIT SYSTEM | 153336 | AQUA | H0D741 | NA | 0
NON DUCTED SPLIT SYSTEM | R000283 | GREGORY | AOTR18LCL | NA | 0
NON DUCTED SPLIT SYSTEM |  | PARKER |  | NA | 0
VARIABLE AIR VOLUME UNITS |  | FEDERAL |  | NA | 0
VARIABLE AIR VOLUME UNITS |  | FEDERAL |  | NA | 0
VARIABLE AIR VOLUME UNITS |  | NULL |  | NA | 0
CRAC UNIT |  | NULL |  | NA | 0
CRAC UNIT |  | NULL |  | NA | 0
NON DUCTED SPLIT SYSTEM |  | KIRBY |  | NA | 0
NON DUCTED SPLIT SYSTEM |  | KIRBY |  | NA | 0
NON DUCTED SPLIT SYSTEM |  | KIRBY |  | NA | 0
NON DUCTED SPLIT SYSTEM |  | KIRBY |  | NA | 0
NON DUCTED SPLIT SYSTEM |  | KIRBY |  | NA | 0
NON DUCTED SPLIT SYSTEM |  | KIRBY |  | NA | 0
NON DUCTED SPLIT SYSTEM |  | KIRBY |  | NA | 0
NON DUCTED SPLIT SYSTEM |  | KIRBY |  | NA | 0
NON DUCTED SPLIT SYSTEM |  | KIRBY |  | NA | 0
NON DUCTED SPLIT SYSTEM |  | TEMPERZONE |  | NA | 0
NON DUCTED SPLIT SYSTEM |  | TEMPERZONE |  | NA | 0
PACKAGED AIR CONDITIONING UNIT | 09154501-001 | CAMEO | RC023C | NA | 0
PACKAGED AIR CONDITIONING UNIT | 09154501-001 | CAMEO | RC023C | NA | 0
PACKAGED AIR CONDITIONING UNIT | 09154501-001 | CAMEO | RC023C | NA | 0
PACKAGED AIR CONDITIONING UNIT | 09154501-001 | CAMEO | RC023C | NA | 0
PACKAGED AIR CONDITIONING UNIT |  | INLINE | UPRIGHT | NA | 0
PACKAGED AIR CONDITIONING UNIT |  | INLINE | UPRIGHT | NA | 0
NON DUCTED SPLIT SYSTEM |  | DAKO | CASETTE | NA | 0
NON DUCTED SPLIT SYSTEM |  | DAKO | CASETTE | NA | 0
NON DUCTED SPLIT SYSTEM |  | DAKO | CASETTE | NA | 0
NON DUCTED SPLIT SYSTEM |  | DAKO | CASETTE | NA | 0
CRAC WATER COOLED | 2.1013e+19 | LOVELOCK LUKE | P2050FC2MS1RZ00 | NA | 0
CRAC WATER COOLED | 2.1013e+19 | LOVELOCK LUKE | P2050FC2MS1RZ00 | NA | 0
CRAC WATER COOLED | 2.1013e+19 | LOVELOCK LUKE | P2050FC2MS1RZ00 | NA | 0
CRAC WATER COOLED | 6407-1194-6406 | LOVELOCK LUKE | PEC248FC | NA | 0
CRAC WATER COOLED | 6407-1194-6407 | LOVELOCK LUKE | PEC248FC | NA | 0
CRAC WATER COOLED | 31573301 | LOVELOCK LUKE | 720040KVA | NA | 0
CRAC WATER COOLED | 517514-0903-01 | LOVELOCK LUKE | 233RC-100 | NA | 0
CRAC WATER COOLED | 517514-0903-02 | LOVELOCK LUKE | 233RC-100 | NA | 0
CRAC WATER COOLED | 517515-0903-02 | LOVELOCK LUKE | 128RC-100-M-AUS | NA | 0
CRAC WATER COOLED | 2951730003 | STIEBEL | HINET20KVA | NA | 0
FAN COIL UNIT - DUCTED | NA | THERMAL EQUP CO | IMD135-41 | NA | 0
AIR FAN - EXHAUST | 05HE5081 | SINKO | TD800 | NA | 0
AIR FAN - EXHAUST | 00M16152 | SINKO | TD800 | NA | 0
AIR FAN - EXHAUST | 051C0141 | SINKO | TD800 | NA | 0
AIR FAN - EXHAUST | 051C0150 | SINKO | TD800 | NA | 0
AIR FAN - EXHAUST | 051E0822 | SINKO | TD800 | NA | 0
AIR FAN - EXHAUST | 051C0143 | SINKO | TD800 | NA | 0
VARIABLE AIR VOLUME UNITS |  | THERMAL EQUP CO | IMD135-41 | NA | 0
AIR HANDLING UNIT | 110251 | FANS DIRECT | FCH100 | NA | 0
FAN COIL UNIT - DUCTED | J66608 | THERMAL EQUP CO | IMDL60 | NA | 0
CRAC CHILLED WATER | 517515-0902-01 | LOVELOCK LUKE | 128RC-100 | NA | 0
FAN COIL UNIT - DUCTED |  | ASEA |  | NA | 0
FAN COIL UNIT - DUCTED | 379732 | FEDERAL | PCE406ER | NA | 0
FAN COIL UNIT - DUCTED | KGCM2 | SUNDOWNER | MH404 | NA | 0
FAN COIL UNIT - DUCTED | NA | THERMAL EQUP CO | IMD280-41 | NA | 0
FAN COIL UNIT - DUCTED | NA | SUNDOWNER | 404 | NA | 0
AIR FAN - EXHAUST | 35125 | DUNN AIR | SAB300-4E | NA | 0
FAN COIL UNIT - DUCTED | J75818 | THERMAL EQUP CO | IMDL 130 | NA | 0
AIR HANDLING UNIT | NA | WEATHERWALL | ALHS5 | NA | 0
FAN COIL UNIT - DUCTED | 69516 | THERMAL EQUP CO | IMD 95-41 | NA | 0
FAN COIL UNIT - DUCTED | NA | SUNDOWNER | 404 | NA | 0
FAN COIL UNIT - DUCTED | NA | SUNDOWNER | 404 | NA | 0
SWITCHBOARD MECHANICAL | NA | ASEA | NA | NA | 0
FAN COIL UNIT - DUCTED | NA | NULL | NA | NA | 0
FAN COIL UNIT - DUCTED | NA | THERMAL EQUP CO | IMD 170 4-1 | NA | 0
FAN COIL UNIT - DUCTED | NA | SUNDOWNER | MH504 | NA | 0
FAN COIL UNIT - DUCTED | NA | THERMAL EQUP CO | IMD 170-41 | NA | 0
FAN COIL UNIT - DUCTED | NA | SUNDOWNER | MH404 | NA | 0
FAN COIL UNIT - DUCTED | NA | SUNDOWNER | MH404 | NA | 0
FAN COIL UNIT - DUCTED | NA | SUNDOWNER | MH604 | NA | 0
FAN COIL UNIT - DUCTED | NA | SUNDOWNER | MH404 | NA | 0
FAN COIL UNIT - DUCTED | NA | ASEA | NA | NA | 0
AIR HANDLING UNIT | NA | WEATHERWALL | ALHS10 | NA | 0
FAN COIL UNIT - DUCTED | NA | ASEA | NA | NA | 0
FAN COIL UNIT - DUCTED | NA | ASEA | NA | NA | 0
AIR FAN - EXHAUST | 02JQ5894 | SINKO | TD2000315 | NA | 0
FAN COIL UNIT - DUCTED | NA | ASEA | NA | NA | 0
FAN COIL UNIT - DUCTED | NA | THERMAL EQUP CO | IMD95- 41 | NA | 0
AIR FAN - EXHAUST | 051Q6667 | SINKO | TD800 | NA | 0
FAN COIL UNIT - DUCTED | NA | THERMAL EQUP CO | IMD95-41 | NA | 0
AIR FAN - EXHAUST | 051Q6733 | SINKO | TD800 | NA | 0
FAN COIL UNIT - DUCTED | J72742 | THERMAL EQUP CO | IMDL90 | NA | 0
FAN COIL UNIT - DUCTED | NA | ASEA | NA | NA | 0
CRAC CHILLED WATER | 6460-0894-5409 | BKB GROUP | PEC233FC 033F52C 0052 EA2000 | NA | 0
CRAC CHILLED WATER | 6160-0894-5408 | BKB GROUP | PEC 233FC 033F52C 0052EA2000 | NA | 0
FAN COIL UNIT - DUCTED | 75430 | THERMAL EQUP CO | IMD 420-41 | NA | 0
CRAC WATER COOLED | 2.1013e+19 | LOVELOCK LUKE | P2050FC | NA | 0
DUCTED SPLIT SYSTEM | 652311 | AQUA | SQ18IHR7AN | NA | 0
DUCTED SPLIT SYSTEM | 651117 | AQUA | SQ11HR7AL | NA | 0
DUCTED SPLIT SYSTEM | 548741 | THERMAL EQUP CO | ISD75Q | NA | 0
DUCTED SPLIT SYSTEM | NA | AQUA | S018IHR7AN | NA | 0
DUCTED SPLIT SYSTEM | 653223 | AQUA | S015IHRAN | NA | 0
DUCTED SPLIT SYSTEM |  | AQUA | S018IHR7AN | NA | 0
DUCTED SPLIT SYSTEM | 548712 | THERMAL EQUP CO | ISD75Q | NA | 0
DUCTED SPLIT SYSTEM |  | AQUA | S018IHR7AN | NA | 0
DUCTED SPLIT SYSTEM | 653038 | AQUA | S0180HR9AN | NA | 0
DUCTED SPLIT SYSTEM | 652035 | AQUA | S011OHR9AL | NA | 0
DUCTED SPLIT SYSTEM | 653039 | AQUA | S0180OHR9AN | NA | 0
DUCTED SPLIT SYSTEM | 652049 | AQUA | S015OHR9AN | NA | 0
DUCTED SPLIT SYSTEM | 652052 | AQUA | S0150OHR9AN | NA | 0
DUCTED SPLIT SYSTEM | 652044 | AQUA | S0150OHR9AN | NA | 0
DUCTED SPLIT SYSTEM | 652051 | AQUA | S0150OHR9AN | NA | 0
DUCTED SPLIT SYSTEM | 545476 | THERMAL EQUP CO | OSA 73R | NA | 0
AIR FAN - EXHAUST | NA | FEDERAL | NA | NA | 0
DUCTED SPLIT SYSTEM | 652309 | AQUA | SO18IHR7AN | NA | 0
DUCTED SPLIT SYSTEM | 545486 | THERMAL EQUP CO | OSA 73R | NA | 0
DUCTED SPLIT SYSTEM | 3040712 | DAKO | FDYP120DLVI | NA | 0
DUCTED SPLIT SYSTEM | 3040692 | DAKO | FDYP120DLVI | NA | 0
DUCTED SPLIT SYSTEM | 3040598 | DAKO | FDYP120DLVI | NA | 0
DUCTED SPLIT SYSTEM | 3011862 | DAKO | FOYP71DLV1 | NA | 0
DUCTED SPLIT SYSTEM | 3040171 | DAKO | FDYP125DLV1 | NA | 0
WALL MOUNTED SPLIT SYSTEM | 2908590 | DAKO | FTX35JVEA9 | NA | 0
DUCTED SPLIT SYSTEM | 3040217 | DAKO | FD7P125DLV1 | NA | 0
DUCTED SPLIT SYSTEM | 3020940 | DAKO | FDY45FVI | NA | 0
WALL MOUNTED SPLIT SYSTEM | 2913462 | DAKO | RX25JVEA9 | NA | 0
DUCTED SPLIT SYSTEM | 6201618 | DAKO | RXP1250DVI | NA | 0
DUCTED SPLIT SYSTEM | 6204616 | DAKO | RXP1250DVI | NA | 0
DUCTED SPLIT SYSTEM | 6202821 | DAKO | RZP71DVI | NA | 0
DUCTED SPLIT SYSTEM | 6208068 | DAKO | RZP71DVI | NA | 0
DUCTED SPLIT SYSTEM | 6201588 | DAKO | RZP125PUI | NA | 0
WALL MOUNTED SPLIT SYSTEM | 2901673 | DAKO | FTX35JVEA9 | NA | 0
DUCTED SPLIT SYSTEM | 6201861 | DAKO | FTX125DV1 | NA | 0
DUCTED SPLIT SYSTEM | 2900345 | DAKO | RY45EVIA | NA | 0
WALL MOUNTED SPLIT SYSTEM | 2904642 | DAKO | RX25JVEA9 | NA | 0
AIR FAN - EXHAUST | NA | FEDERAL | MB1203 | NA | 0
DUCTED SPLIT SYSTEM | SEE PHOTO | DAKO |  | NA | 0
DUCTED SPLIT SYSTEM | SEE PHOTO | DAKO |  | NA | 0
DUCTED SPLIT SYSTEM | SEE PHOTO | DAKO |  | NA | 0
DUCTED SPLIT SYSTEM | SEE PHOTO | DAKO |  | NA | 0
DUCTED SPLIT SYSTEM | SEE PHOTO | DAKO |  | NA | 0
DUCTED SPLIT SYSTEM | SEE PHOTO | DAKO |  | NA | 0
DUCTED SPLIT SYSTEM | SEE PHOTO | DAKO |  | NA | 0
NON DUCTED SPLIT SYSTEM | SEE PHOTO | DAKO |  | NA | 0
NON DUCTED SPLIT SYSTEM | SEE PHOTO | DAKO |  | NA | 0
VARIABLE AIR VOLUME UNITS |  | FEDERAL |  | NA | 0
ROOM AIR CONDITIONING UNIT | T000849 | GREGORY | AFT-16RDD-W | NA | 0
CASSETTE SPLIT SYSTEM | SLZKEOVA 1.TH | MODULEX | SLZKA50VA | NA | 0
CASSETTE SPLIT SYSTEM | 86P 03536 | MODULEX | SUZ-KA50VA | NA | 0
DUCTED SPLIT SYSTEM | K1011116K | MODULEX | FCD125VN | NA | 0
DUCTED SPLIT SYSTEM | K120121958A | MODULEX | FCD125VN | NA | 0
DUCTED SPLIT SYSTEM | NA | MITSUBISHI | FCD125VN | NA | 0
DUCTED SPLIT SYSTEM | NA | MITSUBISHI | TEMPERZONE | NA | 0
DUCTED SPLIT SYSTEM | NA | MITSUBISHI | FCD125VN | NA | 0
DUCTED SPLIT SYSTEM | NA | MITSUBISHI | FCD125VN | NA | 0
DUCTED SPLIT SYSTEM | NA | MITSUBISHI | FCD125VN | NA | 0
DUCTED SPLIT SYSTEM | NA | MITSUBISHI | FCD125VN | NA | 0
DUCTED SPLIT SYSTEM | NA | MITSUBISHI | TEMPERZONE | NA | 0
DUCTED SPLIT SYSTEM | K12101138K | MODULEX | FCD125VN | NA | 0
AIR FAN - EXHAUST | NA | FEDERAL | MT354 | NA | 0
DUCTED SPLIT SYSTEM | NA | NULL | HWR225 | NA | 0
VARIABLE AIR VOLUME UNITS | NA | FEDERAL | NA | NA | 0
VARIABLE AIR VOLUME UNITS | NA | FEDERAL | NA | NA | 0
VARIABLE AIR VOLUME UNITS | NA | FEDERAL | NA | NA | 0
KITCHEN EXHAUST FAN | NA | FEDERAL | MT354 | NA | 0
AIR FAN - EXHAUST |  | FEDERAL |  | NA | 0
AIR FAN - EXHAUST | NA | FEDERAL | MT354 | NA | 0
AIR FAN - OUTSIDE | NA | FEDERAL | MT204 | NA | 0
KITCHEN EXHAUST FAN | NA | FEDERAL | MT354 | NA | 0
AIR FAN - EXHAUST | NA | FEDERAL | MT354 | NA | 0
AIR FAN - EXHAUST | NA | FEDERAL | TD 1200 | NA | 0
AIR FAN - EXHAUST | NA | FEDERAL | TD 1300 | NA | 0
AIR FAN - EXHAUST | NA | NULL | NA | NA | 0
AIR FAN - EXHAUST | NA | NULL | NA | NA | 0
AIR FAN - EXHAUST | NA | NULL | NA | NA | 0
AIR FAN - EXHAUST | NA | NULL | NA | NA | 0
AIR FAN - EXHAUST | NA | NULL | NA | NA | 0
AIR FAN - EXHAUST | NA | FEDERAL | MT304 | NA | 0
KITCHEN EXHAUST FAN | NA | NULL | NA | NA | 0
DUCTED SPLIT SYSTEM | NA | THERMAL EQUP CO | HWP49C | NA | 0
DUCTED SPLIT SYSTEM | NA | THERMAL EQUP CO | HWP95C | NA | 0
VARIABLE AIR VOLUME UNITS | NA | FEDERAL | NA | NA | 0
VARIABLE AIR VOLUME UNITS | NA | FEDERAL | NA | NA | 0
VARIABLE AIR VOLUME UNITS | NA | FEDERAL | NA | NA | 0
PACKAGE AC - WATER SOURCED | NA | THERMAL EQUP CO | HWP 95C | R22 | 2
PACKAGE AC - WATER SOURCED | NA | THERMAL EQUP CO | HWP 139RKTN | R410A | 3
DUCTED SPLIT SYSTEM | NA | THERMAL EQUP CO | HWP 139 RKTN | R410A | 4
PACKAGE AC - WATER SOURCED | NA | THERMAL EQUP CO | HWP139RKTN | R410A | 4
DUCTED SPLIT SYSTEM | 41000272 | MODULEX | PEH-2.5EKV | NA | 0
CASSETTE SPLIT SYSTEM | NA | DAKO | NA | NA | 0
DUCTED SPLIT SYSTEM | NA | MODULEX | NA | NA | 0
DUCTED SPLIT SYSTEM | NA | MODULEX | NA | NA | 0
DUCTED SPLIT SYSTEM | 35000223 | MODULEX | PUH-2.5AK3 | NA | 0
NON DUCTED SPLIT SYSTEM | 6901697 | DAKO | RY71KY1 | NA | 0
DUCTED SPLIT SYSTEM |  | MODULEX | PUH-6YK | NA | 0
DUCTED SPLIT SYSTEM | 6901697 | MODULEX | PUH6YK | NA | 0
CRAC WATER COOLED | 506257-0800-01 | LOVELOCK LUKE | 218FW | NA | 0
CRAC WATER COOLED | 506257-0800-02 | LOVELOCK LUKE | 218FW-100M | NA | 0
CRAC WATER COOLED | 507142-1200-01 | LOVELOCK LUKE | 218FW-100 | NA | 0
WALL MOUNTED SPLIT SYSTEM | 3201441034 | CIEMANTS | 428100HP | NA | 0
CASSETTE SPLIT SYSTEM | 900262 | DAKO | FMYC35KVE9 | NA | 0
WALL MOUNTED SPLIT SYSTEM | 3601720167 | CIEMANTS | 386100HP | NA | 0
PACKAGED AIR CONDITIONING UNIT | 999069 | ACPAC | P030AMR9AA | NA | 0
CASSETTE SPLIT SYSTEM | 903605 | DAKO | RY35FV1A7 | NA | 0
PACKAGED AIR CONDITIONING UNIT | SEE PHOTO | AQUA |  | NA | 0
NON DUCTED SPLIT SYSTEM | SEE PHOTO | DAKO |  | NA | 0
GAS DUCT HEATER | 7868 | ASEA | GASGLO ACF 115 | NA | 0
ROOM AIR CONDITIONING UNIT | 1086 | CIEMANTS | 51QR112 | R22 | 1
ROOM AIR CONDITIONING UNIT | 1067 | CIEMANTS | 51QR112 | R22 | 1
ROOM AIR CONDITIONING UNIT | 5770 | KIRBY | KR15F | R22 | 1
ROOM AIR CONDITIONING UNIT | 537-085 | STIEBEL | P120C-E | R22 | 1
CASSETTE SPLIT SYSTEM | 71A00136 | MODULEX | PLA-RP71BA | NA | 0
CASSETTE SPLIT SYSTEM | 83P00408 | MODULEX | SUZ-KA71VA | NA | 0
BOILER - GAS FIRED |  | HADEN |  | NA | 0
FAN COIL UNIT - DUCTED |  | NULL |  | NA | 0
FAN COIL UNIT - DUCTED |  | NULL |  | NA | 0
FAN COIL UNIT - DUCTED |  | NULL |  | NA | 0
NON DUCTED SPLIT SYSTEM |  | DAKO |  | NA | 0
NON DUCTED SPLIT SYSTEM |  | NULL |  | NA | 0
NON DUCTED SPLIT SYSTEM |  | DAKO |  | NA | 0
NON DUCTED SPLIT SYSTEM |  | NULL |  | NA | 0
NON DUCTED SPLIT SYSTEM |  | DAKO |  | NA | 0
NON DUCTED SPLIT SYSTEM |  | NULL |  | NA | 0
NON DUCTED SPLIT SYSTEM |  | NULL |  | NA | 0
NON DUCTED SPLIT SYSTEM |  | DAKO |  | NA | 0
NON DUCTED SPLIT SYSTEM |  | NULL |  | NA | 0
NON DUCTED SPLIT SYSTEM |  | DAKO |  | NA | 0
NON DUCTED SPLIT SYSTEM |  | DAKO |  | NA | 0
NON DUCTED SPLIT SYSTEM |  | DAKO |  | NA | 0
NON DUCTED SPLIT SYSTEM |  | NULL |  | NA | 0
NON DUCTED SPLIT SYSTEM |  | NULL |  | NA | 0
NON DUCTED SPLIT SYSTEM |  | NULL |  | NA | 0
NON DUCTED SPLIT SYSTEM |  | DAKO |  | NA | 0
NON DUCTED SPLIT SYSTEM |  | SCHNEIDER |  | NA | 0
NON DUCTED SPLIT SYSTEM |  | NULL |  | NA | 0
NON DUCTED SPLIT SYSTEM |  | DAKO |  | NA | 0
NON DUCTED SPLIT SYSTEM |  | HONEYWELL |  | NA | 0
NON DUCTED SPLIT SYSTEM |  | HONEYWELL |  | NA | 0
NON DUCTED SPLIT SYSTEM |  | NULL |  | NA | 0
DUCTED SPLIT SYSTEM |  | THERMAL EQUP CO | ISD182K-DN | NA | 0
DUCTED SPLIT SYSTEM |  | THERMAL EQUP CO | ISD182K-DN | NA | 0
DUCTED SPLIT SYSTEM |  | THERMAL EQUP CO | ISD182K-DN | NA | 0
DUCTED SPLIT SYSTEM |  | THERMAL EQUP CO | ISD160K-DN | NA | 0
DUCTED SPLIT SYSTEM |  | THERMAL EQUP CO | ISD110K-DN | NA | 0
CASSETTE SPLIT SYSTEM |  | DAKO |  | NA | 0
CRAC AIR COOLED | NA | STIEBEL | PEX-130RA-100-M-AUS | NA | 0
CRAC AIR COOLED | NA | STIEBEL | PEX-130RA-100-M-AUS | NA | 0
CRAC AIR COOLED | NA | BKB GROUP | MINI AIR | NA | 0
DUCTED SPLIT SYSTEM | NA | DAKO | FDXS 50 | NA | 0
DUCTED SPLIT SYSTEM | NA | DAKO | FDXS 50 | NA | 0
CASSETTE SPLIT SYSTEM | NA | MODULEX | HI FDC100VN | NA | 0
CRAC AIR COOLED | NA | STIEBEL | PEX-130RA-100-M-AUS | NA | 0
CRAC AIR COOLED | NA | STIEBEL | PEX-130RA-100-M-AUS | NA | 0
CRAC AIR COOLED | NA | AUSSIE BLUESTAR | MINI AIR | NA | 0
CASSETTE SPLIT SYSTEM | NA | MITSUBISHI | HI FDC100VN | NA | 0
DUCTED SPLIT SYSTEM | NA | DAKO | FDXS 50 | NA | 0
DUCTED SPLIT SYSTEM | NA | DAKO | FDXS 50 | NA | 0
CRAC AIR COOLED | 517452-0903-01 | LOVELOCK LUKE | 113RA-100-H-AUS | NA | 0
CRAC AIR COOLED | 517077-0803-01 | LOVELOCK LUKE | 3RA-100-H-AUS | NA | 0
FAN COIL UNIT - DUCTED | 196744 | TECO RAC | SO11IHR7AL | NA | 0
WALL MOUNTED SPLIT SYSTEM | 317800779 RE | MODULEX | SRK35ZJ-S1 | NA | 0
WALL MOUNTED SPLIT SYSTEM | 351400525RE | MODULEX | SRC35ZJ-S1 | NA | 0
DUCTED SPLIT SYSTEM | 193107 | TECO RAC | S011OHR9AL | NA | 0
AIR COOLED SPLIT SYSTEM | 517474-0903-01 | LOVELOCK LUKE | LSF20-S-K | NA | 0
AIR COOLED SPLIT SYSTEM | 517474-0903-02 | LOVELOCK LUKE | LSF20-S-K | NA | 0
NON DUCTED SPLIT SYSTEM | 45003471 | FANCOIL | EWH09HRA | NA | 0
NON DUCTED SPLIT SYSTEM | 2161 | AJAX | B275H | NA | 0
ROOM AIR CONDITIONING UNIT | 306KA00098 | KIRBY | KRISWA-02 | NA | 0
NON DUCTED SPLIT SYSTEM | 306KA00288 | KIRBY | KRISWA-02 | NA | 0
ROOM AIR CONDITIONING UNIT | 306KA00293 | KIRBY | KRISWA-02 | NA | 0
ROOM AIR CONDITIONING UNIT | 306KA00347 | KIRBY | KRISWA-02 | NA | 0
AIR FAN - EXHAUST | 490186 | FEDERAL | CD314V | NA | 0
CRAC UNIT | B72411053010119001 | ASEA | STULZ CCD131G | NA | 0
CRAC UNIT | 050310094601 02 | ASEA | STULZ CCD131G | NA | 0
CRAC UNIT | 053010094601 01 | ASEA | STULZ CCD131G | NA | 0
PACKAGE AC - WATER SOURCED | 699469 | THERMAL EQUP CO | HWP 96RKSN | NA | 0
PACKAGE AC - WATER SOURCED | 705199 | THERMAL EQUP CO | TEMPERZONE | NA | 0
PACKAGE AC - WATER SOURCED | 691576 | THERMAL EQUP CO | HWP 139RKTN | NA | 0
AIR FAN - EXHAUST | NA | ASEA | TIGER 150 | NA | 0
DUCTED SPLIT SYSTEM | 1695W80452 | APAC | S7 | R22 | 5
DUCTED SPLIT SYSTEM | 1695W8042 | APAC | S14 | R22 | 6
DUCTED SPLIT SYSTEM | 1695W80428 | APAC | S16 | R22 | 6
DUCTED SPLIT SYSTEM | 1695W80432 | APAC | S16 | R22 | 6
DUCTED SPLIT SYSTEM | NA | APAC | S7 | R22 | 6
DUCTED SPLIT SYSTEM | 1695W80434 | APAC | S16 | R22 | 7
DUCTED SPLIT SYSTEM | 1695W80420 | APAC | S22 | R22 | 9
DUCTED SPLIT SYSTEM | 1695W80436 | APAC | S18 | R22 | 10
DUCTED SPLIT SYSTEM | NA | APAC | S25 | R22 | 12
DUCTED SPLIT SYSTEM | NA | APAC | S25 | R22 | 12
DUCTED SPLIT SYSTEM | NA | APAC | S25 | R22 | 12
DUCTED SPLIT SYSTEM | NA | APAC | S25 | R22 | 12
CHILLER - AIR COOLED |  | TRANE | RTAD 085 | R134A | 70
CHILLER - AIR COOLED | 78E975.01 | TRANE | RTAC170 | R134A | 200
EVAPORATIVE COOLER | UNKNOWN | BRAEMAR | UNKOWN | NA | 0
NON DUCTED SPLIT SYSTEM | UNKNOWN | AIRWELL | UNKNOWN | NA | 0
EVAPORATIVE COOLER | UNKNOWN | CELAIRE | UNKNOWN | NA | 0
EVAPORATIVE COOLER | UNKNOWN | COOLBREEZE | 1 | NA | 0
EVAPORATIVE COOLER |  | CELAIRE | 2 | NA | 0
TOILET EXHAUST FAN | 306129 | FANTECH | TCD354 | NA | 0
KITCHEN EXHAUST FAN | UNKNOWN | NULL | UNKNOWN | NA | 0
AIR FAN - OUTSIDE | UNKNOWN | FANTECH | UNKNOWN | NA | 0
DUCTED SPLIT SYSTEM | 586367 | TEMPERZONE | ISD390Q | R22 | 0
DUCTED SPLIT SYSTEM | COULDNT READ | TEMPERZONE | ISD 300Q | R22 | 0
DUCTED SPLIT SYSTEM | COULDNT READ IT | TEMPERZONE | ISD 300Q | R22 | 3
SWITCHBOARD MECHANICAL | NA | OTHER | NA | NA | 0
VARIABLE SPEED DRIVE | XAU719-001776 | SIEMENS | 6SE6436-5BD25-5CA0 | NA | 0
VARIABLE SPEED DRIVE | 91182231 | HONEYWELL | 91181011 | NA | 0
VARIABLE SPEED DRIVE | 91182255 | HONEYWELL | PA000755H1SSS | NA | 0
CAR PARK EXHAUST FAN | 302283 | FANTECH | APS1004GA6H075 | NA | 0
VARIABLE SPEED DRIVE | NOT ABLE TO READ | SIEMENS | NOT ABLE TO READ | NA | 0
VARIABLE SPEED DRIVE | NOT ABLE TO READ | SIEMENS | NOT ABLE TO READ | NA | 0
CAR PARK EXHAUST FAN | 302283 | FANTECH | APS1004GA6H075 | NA | 0
CAR PARK EXHAUST FAN | NA | FANTECH | AP0804GAA10B040 | NA | 0
SWITCHBOARD MECHANICAL |  | OTHER |  | NA | 0
VARIABLE SPEED DRIVE | XAUN29-003355 | SIEMENS | 6SE6436-5BD31-1CAO | NA | 0
CAR PARK EXHAUST FAN | 298355 | FANTECH | APS0804CA12H075 | NA | 0
CAR PARK EXHAUST FAN | 298355 | FANTECH | APS0804CA12H075 | NA | 0
SWITCHBOARD MECHANICAL | NA | OTHER | NA | NA | 0
VARIABLE SPEED DRIVE | XAX629-000557 | SIEMENS | 6SE6436-2BD27-5CA0 | NA | 0
SWITCHBOARD MECHANICAL |  | OTHER |  | NA | 0
VARIABLE SPEED DRIVE | XAT805-000092 | SIEMENS | 6SE6436-2BD27-5CA0 | NA | 0
EVAPORATIVE COOLER | 50008330 | BONAIRE | 700CD | NA | 0
EVAPORATIVE COOLER | 50008349 | BONAIRE | 700CD | NA | 0
EVAPORATIVE COOLER | 607756 | BONAIRE | 700CD | NA | 0
SWITCHBOARD MECHANICAL |  | NULL |  | NA | 0
SWITCHBOARD MECHANICAL |  | NULL |  | NA | 0
SMOKE SPILL FAN | 309306 | FANTECH | RSS0714AA5H022 | NA | 0
SMOKE SPILL FAN | 309306 | FANTECH | RSS0714AA5H022 | NA | 0
AIR FAN - EXHAUST |  | NULL |  | NA | 0
SMOKE SPILL FAN | 296973 | FANTECH | RSS1256CA12H110 | NA | 0
SMOKE SPILL FAN | 296973 | FANTECH | RSS1256CA12H110 | NA | 0
TOILET EXHAUST FAN | 304033 | FANTECH | TCE354 TWIN | NA | 0
KITCHEN EXHAUST FAN | 42345 | OTHER | V46-756-3PH | NA | 0
AIR FAN - EXHAUST | 296974 | FANTECH | CHD636-12 | NA | 0
TOILET EXHAUST FAN | JS180007 8124 | WOODS | 9.5 D71B | NA | 0
AIR FAN - EXHAUST | 02GN1137 | S&P | TD-2000315 | NA | 0
AIR FAN - EXHAUST | NA | NULL | NA | NA | 0
KITCHEN EXHAUST FAN | 3813 | FANS DIRECT | FEF560-4D | NA | 0
AIR FAN - EXHAUST | 8261 | AEROVENT | OP035-401H | NA | 0
KITCHEN EXHAUST FAN | 306127 | FANTECH | AP1004GA6HT110 | NA | 0
EVAPORATIVE COOLER | 66059 | BREEZEAIR | EA120S | NA | 0
AIR FAN - EXHAUST | NA | ZIEHL-EBM | NA | NA | 0
AIR FAN - EXHAUST | NA | ZIEHL-EBM | NA | NA | 0
AIR FAN - SUPPLY | NA | NULL | NA | NA | 0
AIR FAN - EXHAUST | 480695 | FANTECH | CHD354HT | NA | 0
AIR FAN - EXHAUST | 526678 | FANTECH | CHD566 | NA | 0
WALL MOUNTED SPLIT SYSTEM | 29942 14455 | PANASONIC | CS-RE9NKR | R410A | 1
WALL MOUNTED SPLIT SYSTEM | E002821 | FUJITSU | ATSB12LDC | R410A | 1
WALL MOUNTED SPLIT SYSTEM | 6644114651 | PANASONIC | CU-RE9NKR | R410A | 1
WALL MOUNTED SPLIT SYSTEM | E011517 | FUJITSU | AOTS12LDC | R410A | 1
CASSETTE SPLIT SYSTEM | 809KAVH0007 | LG | UT30W | R410A | 2
CASSETTE SPLIT SYSTEM | 806KANY00071 | LG | UT30W | R410A | 2
CASSETTE SPLIT SYSTEM | 809KACA00011 | LG | UT30W | R410A | 2
WALL MOUNTED SPLIT SYSTEM | 220802404 RE | MHI | DXK09ZJ-S | R410A | 2
WALL MOUNTED SPLIT SYSTEM | E016672 | DAIKIN | FTYN250V1A | R410A | 2
WALL MOUNTED SPLIT SYSTEM | E009644 | DAIKIN | RXS25LVMA | R410A | 2
CASSETTE SPLIT SYSTEM | UNREADABLE | LG | UU30WD | R410A | 2
CASSETTE SPLIT SYSTEM | 806KAFX00027 | LG | UU30WD | R410A | 2
CASSETTE SPLIT SYSTEM | 806KAED00020 | LG | UU30WD | R410A | 2
DUCTED SPLIT SYSTEM | 20490702 | ACSON | ALC25CR | R22 | 3
DUCTED SPLIT SYSTEM | CANT READ IT | TEMPERZONE | ISDL 45Q | R22 | 3
CASSETTE SPLIT SYSTEM | 20494612 02592 | ACSON | ACK40AR AFBB | R22 | 3
CASSETTE SPLIT SYSTEM | 20490607 02286 | ACSON | ACK40AR AFBB | R22 | 3
CASSETTE SPLIT SYSTEM | 20494612 02589 | ACSON | ACK40AR AFBB | R22 | 3
CASSETTE SPLIT SYSTEM | 20490607 | ACSON | ACK40AR AFBB | R22 | 3
CASSETTE SPLIT SYSTEM | 2049461202590 | ACSON | ACK40CR AFBB | R22 | 3
CASSETTE SPLIT SYSTEM | 20495212 02626 | ACSON | ACK40CR AFBB | R22 | 3
CASSETTE SPLIT SYSTEM | 20495212 02628 | ACSON | ACK40CR AFBB | R22 | 3
CASSETTE SPLIT SYSTEM | 20483803 04895 | ACSON | ACK50AR AFBB | R22 | 3
CASSETTE SPLIT SYSTEM | 20483803 04892 | ACSON | ACK50AR AFBB | R22 | 3
CASSETTE SPLIT SYSTEM | 20501312 06046 | ACSON | ACK50AR-AFBB | R22 | 3
CASSETTE SPLIT SYSTEM | 20495212 02630 | ACSON | ACK40AR AFBB | R22 | 3
CASSETTE SPLIT SYSTEM | 20490707 01106 | ACSON | ACK25BR AFCB | R22 | 3
CASSETTE SPLIT SYSTEM | C000103 | DAIKIN | FCQ140KVEA | R410A | 3
CASSETTE SPLIT SYSTEM | C000495 | DAIKIN | FHYCP125DVE | R407C | 3
CASSETTE SPLIT SYSTEM | C000682 | DAIKIN | FHCYCP125DVE | R407C | 3
CASSETTE SPLIT SYSTEM | 2048180300288 | ACSON | ALC40CR FFFD | R22 | 3
CASSETTE SPLIT SYSTEM | 2049180300643 | ACSON | ALC40CR AFFD | R22 | 3
CASSETTE SPLIT SYSTEM | 20494603-00789 | ACSON | ALC40CR AFFD | R22 | 3
CASSETTE SPLIT SYSTEM | CANT READ | ACSON | ALC40CR AFFD | R22 | 3
CASSETTE SPLIT SYSTEM | 20485203 00513 | ACSON | ALC40CR AFFD | R22 | 3
DUCTED SPLIT SYSTEM | 583209 | TEMPERZONE | OSA 45R | R22 | 3
CASSETTE SPLIT SYSTEM | 20500103-00848 | ACSON | ALC40CR AFFD | R22 | 3
CASSETTE SPLIT SYSTEM | 20494603-00786 | ACSON | ALC40CR AFFD | R22 | 3
CASSETTE SPLIT SYSTEM | 20500103-00812 | ACSON | ALC40CR AFFD | R22 | 3
CASSETTE SPLIT SYSTEM | 20484603 00247 | ACSON | ALC40CR FFFD | R22 | 3
CASSETTE SPLIT SYSTEM | 20484603 00245 | ACSON | ALC40CR FFFD | R22 | 3
CASSETTE SPLIT SYSTEM | 20494103 00901 | ACSON | ALC50CR FFFD | R22 | 3
PACKAGED AIR CONDITIONING UNIT | 601765 | TEMPERZONE | OPA150R | R22 | 4
PACKAGED AIR CONDITIONING UNIT | 574547 | TEMPERZONE | OPA101R | R22 | 4
PACKAGED AIR CONDITIONING UNIT | UNKNOWN | TEMPERZONE | OPA150R | R22 | 4
PACKAGED AIR CONDITIONING UNIT | 594988 | TEMPERZONE | OPA150R | R22 | 4
DUCTED SPLIT SYSTEM | NOT ABLE TO READ | TEMPERZONE | ISD 181Q | R22 | 4
CASSETTE SPLIT SYSTEM | 808KAPB00024 | LG | UT42W | R410A | 4
CASSETTE SPLIT SYSTEM | 808KAHG00025 | LG | UT42W | R410A | 4
CASSETTE SPLIT SYSTEM | 809KAUU00046 | LG | UU42WD | R410A | 4
CASSETTE SPLIT SYSTEM | 809KAKN00045 | LG | UU42WD | R410A | 4
PACKAGED AIR CONDITIONING UNIT | 65918 | TEMPERZONE | OPA210R | R22 | 6
DUCTED SPLIT SYSTEM | 578959 | TEMPERZONE | OSA 180R | R22 | 6
VRV DUCTED SPLIT | E007712 | DAIKIN | RZYQ7PY1 | R410A | 9
VRV DUCTED SPLIT | E007462 | DAIKIN | RZYQ7PY1 | R410A | 9
PACKAGED AIR CONDITIONING UNIT | 64887 | TEMPERZONE | OPA210R | R22 | 10
PACKAGED AIR CONDITIONING UNIT | UNKNOWN | TEMPERZONE | OPA390R | R22 | 10
PACKAGED AIR CONDITIONING UNIT | 67260 | TEMPERZONE | OPA210R | R22 | 10
FAN COIL UNIT - DUCTED | 000003B108328 | CARRIER | 40BACC9700-C3 | R22 | 10
DUCTED SPLIT SYSTEM | 66074 | TEMPERZONE | OSA 410 RA-X | R22 | 10
AIR COOLED SPLIT SYSTEM | 3T0698-00383 | TRANE | TTA 075 DDOOBB | R22 | 10
VRV DUCTED SPLIT | E005031 | DAIKIN | RZYQ10PUY1 | R410A | 11
DUCTED SPLIT SYSTEM | 66070 | TEMPERZONE | OSA 600RB-X | R22 | 12
PACKAGED AIR CONDITIONING UNIT | 64352 | TEMPERZONE | OPA500RB | R22 | 15
PACKAGED AIR CONDITIONING UNIT | 65382 | TEMPERZONE | OPA600RB | R22 | 20
DUCTED SPLIT SYSTEM | UNKNOWN | TEMPERZONE | SCR1250R | R22 | 30
AIR COOLED SPLIT SYSTEM | 14360401001 | BUFFALO | COND-FE063 | R134A | 100
AIR CURTAIN | 1670605474 | BITZER | 6G-402Y-40P | R134A | 100
CHILLER - RECIPROCATING | 1680906906 | BITZER | 6G-402Y-40P | R134A | 100
AIR HANDLING UNIT | NA | CUSTOM-BUILT | NA | R134A | 200
EVAPORATIVE COOLER | 1077209 | BONAIRE | CLIMATE 3040017 | NA | 0
CONDENSER WATER PUMP | 42431 | INDENG | VRB56 | NA | 0
PACKAGED AIR CONDITIONING UNIT | 409063 | NULL | PCG233U | NA | 0
EVAPORATIVE COOLER | UNKNOWN | CONVIRON | UNKNOWN | NA | 0
KITCHEN EXHAUST FAN |  | NULL | SMITHS FANS | NA | 0
EVAPORATIVE COOLER | UNKNOWN | COOLBREEZE | UNINOWN | NA | 0
KITCHEN EXHAUST FAN |  | NULL | CYLO FANS V46374 | NA | 0
AIR FAN - EXHAUST | UNKNOWN | NULL | UNKNOWN | NA | 0
AIR FAN - EXHAUST | UNKNOWN | NULL | UNKNOWN | NA | 0
AIR FAN - EXHAUST | UNKNOWN | NULL | WH SMITH SCV1 280 | NA | 0
AIR FAN - EXHAUST | UNKNOWN | NULL | UNKNOWN | NA | 0
AIR FAN - EXHAUST | UNKNOWN | NULL | UNKNOWN | NA | 0
AIR FAN - EXHAUST | 444692 | FANTECH | CHD564HT | NA | 0
AIR FAN - EXHAUST | UNKNOWN | NULL | UNKNOWN | NA | 0
AIR FAN - EXHAUST | 413222 | FANTECH | FAD032 28 DM | NA | 0
EVAPORATIVE COOLER | UNKNOWN | NULL | UNKNOWN | NA | 0
AIR FAN - SUPPLY | 1 | PHOENIX | DWL | NA | 0
TOILET EXHAUST FAN |  | NULL |  | NA | 0
TOILET EXHAUST FAN |  | NULL |  | NA | 0
AIR FAN - EXHAUST |  | NULL |  | NA | 0
AIR HANDLING UNIT |  | PHOENIX | 40 24 A | NA | 0
AIR HANDLING UNIT |  | PHOENIX | 402 4 E | NA | 0
AIR FAN - EXHAUST | 624 | WOODS | UCBDM | NA | 0
KITCHEN EXHAUST FAN | UNKNOWN | NULL | UNKNOWN | NA | 0
AIR HANDLING UNIT | UNKNOWN | AIR DESIGN | UNKNOWN | NA | 0
AIR FAN - EXHAUST | 625 | WOODS | D10 400 | NA | 0
AIR FAN - EXHAUST | UNKNOWN | WOODS | UCBDM 400 | NA | 0
AIR FAN - EXHAUST | UNKNOWN | UNKNOWN | UNKNOWN | NA | 0
AIR HANDLING UNIT |  | PHOENIX | 4024.B | NA | 0
AIR HANDLING UNIT | UNKNOWN | PHOENIX | UNKNOWN | NA | 0
AIR HANDLING UNIT | UNKNOWN | PHOENIX | UNKNOWN | NA | 0
SWITCHBOARD MECHANICAL |  | NULL |  | NA | 0
VARIABLE SPEED DRIVE |  | DANFOSS | VLT | NA | 0
VARIABLE SPEED DRIVE |  | DANFOSS | VLT | NA | 0
VARIABLE SPEED DRIVE |  | DANFOSS | VLT 6000 | NA | 0
VARIABLE SPEED DRIVE |  | DANFOSS | VLT 6000 | NA | 0
BMS |  | TRANE | TRACER | NA | 0
SMOKE EXHAUST FAN |  | WOODS |  | NA | 0
SMOKE EXHAUST FAN |  | WOODS |  | NA | 0
SMOKE EXHAUST FAN |  | WOODS |  | NA | 0
SMOKE EXHAUST FAN |  | WOODS |  | NA | 0
SMOKE EXHAUST FAN |  | WOODS |  | NA | 0
SMOKE EXHAUST FAN |  | WOODS |  | NA | 0
SMOKE EXHAUST FAN |  | WOODS |  | NA | 0
SMOKE EXHAUST FAN |  | WOODS |  | NA | 0
SMOKE EXHAUST FAN |  | WOODS |  | NA | 0
SMOKE EXHAUST FAN | UNKNOWN | WOODS | UNKNOWN | NA | 0
SMOKE EXHAUST FAN | UNKNOWN | WOODS | UNKNOWN | NA | 0
SMOKE EXHAUST FAN | UNKNOWN | WOODS | UNKNOWN | NA | 0
SMOKE EXHAUST FAN | UNKNOWN | WOODS | UNKNOWN | NA | 0
VARIABLE SPEED DRIVE | V00000560051 | NULL | VACON 140212 | NA | 0
VARIABLE SPEED DRIVE | UNKNOWN | DANFOSS | VLT 6000 | NA | 0
BMS | UNKNOWN | TRANE | TRACER | NA | 0
SMOKE EXHAUST FAN | UNKNOWN | WOODS | UNKNOWN | NA | 0
SMOKE EXHAUST FAN | UNKNOWN | WOODS | UNKNOWN | NA | 0
COOLING TOWER | 11495 | EVAPCO | AQXD1000 | NA | 0
CHILLER - SCREW | U98F01161 | TRANE | RTHB255ULF00NW | R22 | 0
CHILLED WATER PUMP | 42428 | INDENG | VRD-2 | NA | 0
CHILLED WATER PUMP | 42430 | INDENG | RD 3-4 | NA | 0
BMS |  | TRANE | TRACER | NA | 0
CONDENSER WATER PUMP | 42429 | INDENG | VRB44 | NA | 0
COOLING TOWER | 11495 | EVAPCO | AQXD1000 | NA | 0
BMS |  | TRANE | TRACER | NA | 0
BMS |  | TRANE | TRACER | NA | 0
AIR COOLED SPLIT SYSTEM |  | MITSUBISHI | SUV A24VR | R410A | 2
AIR COOLED SPLIT SYSTEM | UNKNOWN | DAIKIN | FTX825EVMA | R410A | 4
AIR COOLED SPLIT SYSTEM | UNKNOWN | MITSUBISHI | PUHZ RP3 VHA | R410A | 4
AIR COOLED SPLIT SYSTEM | 760360 | TEMPERZONE | OSA65RKSH | R410A | 5
DUCTED SPLIT SYSTEM |  | DAIKIN | RZQ125KV4A | R410A | 6
DUCTED SPLIT SYSTEM |  | MITSUBISHI | HYPER INVERTER DXC32ZL-S | R410A | 6
DUCTED SPLIT SYSTEM |  | HITACHI | RAS 5AQE5 | R22 | 6
AIR COOLED SPLIT SYSTEM | UNKNOWN | DAIKIN | RZQ125 | R410A | 6
DUCTED SPLIT SYSTEM | 175035 | APAC | S0230VR9AA | R22 | 6
PACKAGED AIR CONDITIONING UNIT |  | APAC | PO23ARAOO5150 | R22 | 6
PACKAGED AIR CONDITIONING UNIT | 504102153L | TRANE | WSC60ADROA | R22 | 6
PACKAGED AIR CONDITIONING UNIT |  | HITACHI | RUA-30ATI | R22 | 15
PACKAGED AIR CONDITIONING UNIT |  | HITACHI | RUA 30 ATI | R22 | 15
CHILLER - SCREW | HH1742 | CARRIER | 30HXC140A | R134A | 96
WALL MOUNTED SPLIT SYSTEM |  | DAIKIN | RY25FV1A7 | R22 | 0
UNDER CEILING SPLIT SYSTEM |  | SANYO | SWPC361 | R22 | 0
DUCTED SPLIT SYSTEM |  | SANYO | SPWU252GH5 | R22 | 0
WALL MOUNTED SPLIT SYSTEM |  | CARRIER | 38QMR012 | R22 | 0
WALL MOUNTED SPLIT SYSTEM |  | FUJITSU | AST24PBA | R410A | 0
WALL MOUNTED SPLIT SYSTEM |  | SANYO | SAPK92AH5 | R22 | 0
CASSETTE SPLIT SYSTEM |  | MITSUBISHI | FDT71VD | R410A | 0
WALL MOUNTED SPLIT SYSTEM |  | MITSUBISHI | SRK288HEN | R22 | 0
CASSETTE SPLIT SYSTEM |  | SANYO | SWPX451AH8 | R22 | 0
CASSETTE SPLIT SYSTEM |  | SANYO | SPWX451AH5 | R22 | 0
DUCTED SPLIT SYSTEM |  | DAIKIN | RT71 | R22 | 0
AIR FAN - OUTSIDE |  | FANTECH | FK200 | NA | 0
DUCTED SPLIT SYSTEM |  | MCQUAY | ????????? | R22 | 0
DUCTED SPLIT SYSTEM |  | SANYO | SWP253 | R22 | 0
WALL MOUNTED SPLIT SYSTEM |  | DAIKIN | FTY25 | R22 | 1
WALL MOUNTED SPLIT SYSTEM |  | DAIKIN | RY25FV1A7 | R22 | 1
WALL MOUNTED SPLIT SYSTEM |  | DAIKIN | RY25FV1A7 | R22 | 1
WALL MOUNTED SPLIT SYSTEM |  | SANYO | SAPC92AH5 | R22 | 1
WALL MOUNTED SPLIT SYSTEM |  | CARRIER | 42QMR012 | R22 | 1
WALL MOUNTED SPLIT SYSTEM |  | MITSUBISHI | SRC288HENF | R22 | 2
PACKAGED AIR CONDITIONING UNIT | NA | CARRIER | 50QQ? | R22 | 2
DUCTED SPLIT SYSTEM |  | CARRIER | 38QCA024-073 | R22 | 2
DUCTED SPLIT SYSTEM | NA | CARRIER | 38QCA024-073 | R22 | 2
CASSETTE SPLIT SYSTEM |  | SANYO | SPWC252GH8 | R22 | 3
CASSETTE SPLIT SYSTEM |  | MITSUBISHI | FDC71 VNX | R410A | 3
CASSETTE SPLIT SYSTEM |  | SANYO | SPWC361AH8 | R22 | 3
UNDER CEILING SPLIT SYSTEM |  | SANYO | SWPC361AHB | R22 | 3
DUCTED SPLIT SYSTEM |  | DAIKIN | RY71DAY1 | R22 | 3
PACKAGED AIR CONDITIONING UNIT |  | CARRIER | 50QQ | R22 | 3
PACKAGED AIR CONDITIONING UNIT | NA | CARRIER | NA | R22 | 3
PACKAGED AIR CONDITIONING UNIT | NA | CARRIER | NA | R22 | 3
CASSETTE SPLIT SYSTEM |  | SANYO | SWPC45AH8 | R22 | 4
DUCTED SPLIT SYSTEM |  | SANYO | SPWC252GH8 | R22 | 4
DUCTED SPLIT SYSTEM |  | SANYO | SWPC253AH8 | R22 | 4
DUCTED SPLIT SYSTEM |  | MCQUAY | MMC050BRFFAB | R22 | 4
WALL MOUNTED SPLIT SYSTEM | 1009319 | MODULEX | MSZ-GE71VA | NA | 0
AIR COOLED SPLIT SYSTEM |  | AQUA | S007OHR7AL | NA | 0
CASSETTE SPLIT SYSTEM |  | TOSHIBA |  | R22 | 3
CASSETTE SPLIT SYSTEM | 3018 | SCHNEIDER | SPW-S251AH5 | NA | 0
WALL MOUNTED SPLIT SYSTEM | C101063840708A07150029 | LENNOX | LNE034C1-1 | R410A | 1
WALL MOUNTED SPLIT SYSTEM |  | SANYO | SH24ZP6B | NA | 0
WALL MOUNTED SPLIT SYSTEM | 2018206 | MODULEX | MSZ-GE71VA | NA | 0
DUCTED SPLIT SYSTEM | 645933 | TECO RAC | S009IHR7AL | NA | 0
DUCTED SPLIT SYSTEM | 0892W39939 | AQUA | H18HPEL-02 | NA | 0
0 - NOT SET |  | ATLANTIC | LNC034C1-1 | NA | 0
0 - NOT SET |  | MODULEX | MUZ-GE71VA | NA | 0
AIR COOLED SPLIT SYSTEM |  | SANYO |  | NA | 0
0 - NOT SET | 547278 | AQUA | S007OHR7A | NA | 0
0 - NOT SET | 410P0177 | TRANE | RAV-SM560AT-E | NA | 0
0 - NOT SET |  | AQUA | S9 | NA | 0
0 - NOT SET |  | AQUA | S14 | NA | 0
AIR COOLED SPLIT SYSTEM |  | AQUA | S16 | NA | 0
AIR COOLED SPLIT SYSTEM |  | AQUA | S18 | NA | 0
AIR COOLED SPLIT SYSTEM |  | SCHNEIDER | SPW-C251AH8 | NA | 0
AIR COOLED SPLIT SYSTEM |  | AQUA | S11 | NA | 0
AIR COOLED SPLIT SYSTEM |  | AQUA | S18 | NA | 0
AIR COOLED SPLIT SYSTEM |  | AQUA |  | NA | 0
GAS DUCT HEATER | UNKNOWN | NULL | UNKNOWN | NA | 0
GAS DUCT HEATER |  | NULL |  | NA | 0
GAS DUCT HEATER |  | NULL |  | NA | 0
GAS DUCT HEATER |  | NULL |  | NA | 0
GAS DUCT HEATER |  | NULL |  | NA | 0
DUCTED SPLIT SYSTEM |  | FRIGOPOL |  | R22 | 5
FRIDGE | 24505 | WOODS | HP2RGDS-OHO | NA | 0
FRIDGE | 24506 | WOODS | HP2RGDSS-OHO | NA | 0
FRIDGE | 24507 | WOODS | HP2RGDSS-OHOO | NA | 0
FREEZER ROOM |  | KLOCHNER MOLLER |  | NA | 0
0 - NOT SET | 507044308 | KLOCHNER MOLLER | KMT027 | NA | 0
FRIDGE | 24504 | WOODS | HP2RGDSS-OHO | NA | 0
COOL ROOM | 508046518 | KLOCHNER MOLLER | KMT051 | NA | 0
FRIDGE | 24503 | WOODS | HP2RGDSS-OHO | NA | 0
AIR COOLED SPLIT SYSTEM | 05071884C | KLOCHNER MOLLER | H100CCHTCR | NA | 0
0 - NOT SET | 05071315C | KLOCHNER MOLLER | 200CCHTCR | NA | 0
0 - NOT SET |  | WOODS |  | NA | 0
0 - NOT SET |  | WOODS |  | NA | 0
0 - NOT SET | 507044517 | KLOCHNER MOLLER | KMT051 | NA | 0
0 - NOT SET | 23962 | WOODS | GC1RSL-00L | NA | 0
FRIDGE |  | WOODS |  | NA | 0
0 - NOT SET | 23967 | WOODS | GC1RSL-00L | NA | 0
AIR HANDLING UNIT |  | AQUA |  | NA | 0
AIR HANDLING UNIT |  | AQUA |  | NA | 0
AIR HANDLING UNIT |  | AQUA |  | NA | 0
AIR HANDLING UNIT |  | AQUA |  | NA | 0
AIR HANDLING UNIT |  | AQUA |  | NA | 0
CRAC AIR COOLED | 524038-0805-01 | LIEBERT | 223FA-100 | R22 | 8
CRAC AIR COOLED |  | LIEBERT |  | R22 | 8
AIR COOLED SPLIT SYSTEM | 658106 | AQUA | S0300VR9AA | NA | 0
AIR COOLED SPLIT SYSTEM | 659556 | AQUA | S009OHR9AL | NA | 0
AIR COOLED SPLIT SYSTEM | 659564 | AQUA | S011OHR9AL | NA | 0
AIR COOLED SPLIT SYSTEM | 657475 | AQUA | S021OHR9AN | NA | 0
0 - NOT SET | 659611 | AQUA | S021OHR9AN | NA | 0
0 - NOT SET | 04071461C | KLOCHNER MOLLER | H75CC | NA | 0
0 - NOT SET | 523937-0805-01 | LOVELOCK LUKE | CONDENSOR LSF40-S-K | NA | 0
0 - NOT SET | 523937-0805-02 | LOVELOCK LUKE | CONDENSOR LSF40-S-K | NA | 0
DUCTED SPLIT SYSTEM | 657442 | AQUA | S015OHR9AN | NA | 0
AIR COMPRESSOR | 05071882C | KLOCHNER MOLLER | 100CCHTCR | NA | 0
COOL/FREEZER ROOM | 050711190C | KLOCHNER MOLLER | 150CCHTCR | NA | 0
0 - NOT SET |  | KLOCHNER MOLLER |  | NA | 0
0 - NOT SET | 05071110C | KLOCHNER MOLLER | 150CC HTCR | NA | 0
FRIDGE | 23969 | WOODS | LD1SDSS-000 | NA | 0
0 - NOT SET |  | WOODS |  | NA | 0
0 - NOT SET | 24508 | WOODS | HO3RGD-OHW | NA | 0
AIR COOLED SPLIT SYSTEM |  | DAIKIN |  | R22 | 3
ROOM AIR CONDITIONING UNIT |  | ATLANTIC |  | NA | 0
ROOM AIR CONDITIONING UNIT |  | GREGORY |  | R22 | 2
ROOM AIR CONDITIONING UNIT |  | GREGORY |  | R22 | 2
ROOM AIR CONDITIONING UNIT |  | FUJITSU |  | R22 | 2
CASSETTE SPLIT SYSTEM |  | DAIKIN |  | R22 | 3
ROOM AIR CONDITIONING UNIT |  | LENNOX |  | R22 | 3
ROOM AIR CONDITIONING UNIT |  | GREGORY |  | R22 | 3
BOILER - OIL FIRED | 22867 | HPM | SR180 | NA | 0
MAKE UP TANK | NO SERIAL ID | NULL | NO MODEL ID | NA | 0
SWITCHBOARD MECHANICAL | NO SERIAL ID | NULL | NO MODEL ID | NA | 0
PACKAGED AIR CONDITIONING UNIT | NA | NULL | NA | NA | 0
PACKAGED AIR CONDITIONING UNIT | VJ 5661-3 | HEAT STRIP | CDXW -63 EC | NA | 0
PACKAGED AIR CONDITIONING UNIT | VJ 5661-2 | HEAT STRIP | CDXW 63 EC | NA | 0
PACKAGED AIR CONDITIONING UNIT | VJ 5661 | HEAT STRIP | CDXW-63 EC | NA | 0
PACKAGED AIR CONDITIONING UNIT | 35352-11 | NULL | EDPAC 1.5 TON DXW | NA | 0
PACKAGED AIR CONDITIONING UNIT | 36926-001A | NULL | EDPAC CDXW -23 | NA | 0
PACKAGED AIR CONDITIONING UNIT | 36926-001C | NULL | EDPAC CDXC -23 | NA | 0
PACKAGED AIR CONDITIONING UNIT | NA | NULL | NA | NA | 0
PACKAGED AIR CONDITIONING UNIT | NA | NULL | NA | NA | 0
CONDENSER WATER PUMP | 0576A57 | JAVAC | HHC 5X4X12 | NA | 0
CONDENSER WATER PUMP | 0576A58 | JAVAC | HHC 5X4X12 | NA | 0
EXPANSION TANK (CLOSED LOOPS) | NO SERIAL ID | DURAFLEX | MAKE: DURAFLEX, NO MODEL ID | NA | 0
MAKE UP PUMP | NO SERIAL ID | NULL | NO MODEL ID | NA | 0
MAKE UP TANK | NONE | NULL | NONE | NA | 0
MAKE UP TANK | NO SERIAL ID | NULL | NO MODEL ID | NA | 0
MAKE UP TANK | NO SERIAL ID | NULL | NO MODEL ID | NA | 0
MAKE UP TANK | NONE | NULL | NONE | NA | 0
AIR FAN - EXHAUST | NO ACESS | FANTECH | NO ACCESS | NA | 0
AIR FAN - EXHAUST | 30576 | S&P | TD1300250 | NA | 0
CRAC UNIT | 2389 | LUKE | CDXC24EC | R22 | 18
SWITCHBOARD MECHANICAL | NA | NULL | NA | NA | 0
AIR HANDLING UNIT | NA | NULL | NA | NA | 0
AIR HANDLING UNIT | NOT READABLE | WHITE MCALISTER | NOT READABLE | NA | 0
AIR HANDLING UNIT | UNABLE TO LOCATE | NULL | LASERCHILL 24 FCU | NA | 0
CHILLED WATER PUMP | 0576A59 | INGERSOLL RAND | 212X112X12 | NA | 0
CHILLED WATER PUMP | 651264 | REGENT PUMPS | LS132M1 | NA | 0
AIR FAN - EXHAUST | M1813 E3 | MIDEN | MAKE: MIDECO, NO MODEL ID | NA | 0
AIR HANDLING UNIT | A10587 | TRITEC ELECT | 25LPMZ | NA | 0
AIR FAN - OUTSIDE | 216721 | FANTECH | AP0404AP5B005 | NA | 0
SWITCHBOARD MECHANICAL | NO SERIAL ID | NULL | NO MODEL ID | NA | 0
BOILER - GAS ATMOSPHERIC | AN02061539 | NULL | RAYPCK B1292NCM | NA | 0
BOILER - GAS FIRED | NONE | NULL | ICI CALDAIE | NA | 0
HEATING HOT WATER PUMP | A10CB3D2 209MM DIA | AJAX | 32 - 26 | NA | 0
AIR HANDLING UNIT | NO SERIAL ID | NULL | NO MODEL ID | NA | 0
FAN COIL UNIT - DUCTED | 8175 | DIRECTAIRE VENT | CC 1000 BD | NA | 0
HEATING HOT WATER PUMP | HHWP-DC-1.1 | BKB GROUP | MAKE: PUMP ENGINEERS AUSTRALIA, MODEL: S | NA | 0
HEATING HOT WATER PUMP | M13641 253MM DIA | BKB GROUP | AUS 50 -250 | NA | 0
AIR FAN - EXHAUST | UNKOWN | NULL | UNKNOWN | NA | 0
FAN COIL UNIT - DUCTED | UNKOWN | NULL | UNKOWN | NA | 0
CHILLER - AIR COOLED | NO SERIAL ID | NULL | MAKE: LASERCHILL, NO MODEL ID | R22 | 55
CHILLER - AIR COOLED | 12S233711 | CARRIER | 30GK-095--0141-HEE-- | R407C | 85
CHILLER - AIR COOLED | EKP3063 | TRANE | RTAD 100 | R134A | 85
DUCTED SPLIT SYSTEM | 176429 | APAC | S023OVR9AA | R22 | 5
CHILLED WATER PUMP | 66200 1B 316MM DIA | AJAX | E50 -32 | NA | 0
CHILLED WATER PUMP | 66200 -1A | AJAX | E50 -32 | NA | 0
AIR HANDLING UNIT | A87B4489 | TRANE | 1.2 LPH | NA | 0
HEAT EXCHANGER - WATER TO WAT | 132961A | MUNTERS | AFC46SWAV | NA | 0
DUCTED SPLIT SYSTEM | 174189 | APAC | S023IHC7AA | R22 | 5
BMS | NA | NULL | SPHERE MINICOM | NA | 0
CHILLED WATER PUMP | UNKNOWN | AJAX | UNKNOWN | NA | 0
COOL ROOM | 202020946 | LUNITE HERMETI | WJ31MHGB1 | R507 | 5
FIRE DAMPER | NA | NULL | NA | NA | 0
FIRE DAMPER | NA | NULL | NA | NA | 0
AIR FAN - EXHAUST | UNREADIBLE | NULL | UNREADIBLE | NA | 0
UNDER CEILING SPLIT SYSTEM | 358 | FUJITSU | AOT54RBB3L | R22 | 4
UNDER CEILING SPLIT SYSTEM | 359 | FUJITSU | AOT54RBB3L | R22 | 4
BOILER - GAS FIRED | NO PLATE | NULL | WEIL -MCLAIN - NO PLATE | NA | 0
HEATING HOT WATER PUMP | 940034 | AJAX | 32 - 26 | NA | 0
EXPANSION TANK (CLOSED LOOPS) | 90249 | DURAFLEX | DURAFLEX 200 | NA | 0
PACKAGED AIR CONDITIONING UNIT | NA | COMPARE | NA | NA | 0
FIRE DAMPER | NA | NULL | NA | NA | 0
FIRE DAMPER | NA | NULL | NA | NA | 0
FIRE DAMPER | NA | NULL | NA | NA | 0
FIRE DAMPER | NA | NULL | NA | NA | 0
FIRE DAMPER | NA | NULL | NA | NA | 0
FIRE DAMPER | NA | NULL | NA | NA | 0
FIRE DAMPER | NA | NULL | NA | NA | 0
FIRE DAMPER | NA | NULL | NA | NA | 0
FIRE DAMPER | NA | NULL | NA | NA | 0
FIRE DAMPER | NA | NULL | NA | NA | 0
FIRE DAMPER | NA | NULL | NA | NA | 0
FIRE DAMPER | NA | NULL | NA | NA | 0
FIRE DAMPER | NA | NULL | NA | NA | 0
FIRE DAMPER | NA | NULL | NA | NA | 0
FIRE DAMPER | NA | NULL | NA | NA | 0
FIRE DAMPER | NA | NULL | NA | NA | 0
FIRE DAMPER | NA | NULL | NA | NA | 0
FIRE DAMPER | NA | NULL | NA | NA | 0
FIRE DAMPER | NA | NULL | NA | NA | 0
FIRE DAMPER | NA | NULL | NA | NA | 0
FIRE DAMPER | NA | NULL | NA | NA | 0
FIRE DAMPER | NA | NULL | NA | NA | 0
FIRE DAMPER | NA | NULL | NA | NA | 0
FIRE DAMPER | NA | NULL | NA | NA | 0
FIRE DAMPER | NA | NULL | NA | NA | 0
FIRE DAMPER | NA | NULL | NA | NA | 0
FIRE DAMPER | NA | NULL | NA | NA | 0
FIRE DAMPER | NA | NULL | NA | NA | 0
FIRE DAMPER | NA | NULL | NA | NA | 0
FIRE DAMPER | NA | NULL | NA | NA | 0
FIRE DAMPER | NA | NULL | NA | NA | 0
FIRE DAMPER | NA | NULL | NA | NA | 0
FIRE DAMPER | NA | NULL | NA | NA | 0
VARIABLE AIR VOLUME UNITS | NA | HURLCON | NA | NA | 0
VARIABLE AIR VOLUME UNITS | NA | HURLCON | NA | NA | 0
VARIABLE AIR VOLUME UNITS | NA | HURLCON | NA | NA | 0
AIR HANDLING UNIT | JL1900 | HIROSS | JLL100 | NA | 0
AIR HANDLING UNIT | JL1900 | HIROSS | JLL100 | NA | 0
PACKAGED AIR CONDITIONING UNIT | NA | THERMAL EQUP CO | HWP77CKSN | NA | 0
CRAC WATER COOLED | 510885-0801-01 | LOVELOCK LUKE | 248FW-100M-AUS | NA | 0
CRAC WATER COOLED | 510885-0801-2 | LOVELOCK LUKE | 248FW-100M-AUS | NA | 0
PACKAGE AC - WATER SOURCED | 595964 | THERMAL EQUP CO | HWP95R | NA | 0
PACKAGE AC - WATER SOURCED | 574709 | THERMAL EQUP CO | HWP78R | NA | 0
PACKAGE AC - WATER SOURCED | 746185 | THERMAL EQUP CO | HWP77RKSN | NA | 0
PACKAGE AC - WATER SOURCED | 747087 | THERMAL EQUP CO | HWP77RKSN | NA | 0
PACKAGE AC - WATER SOURCED | 746189 | THERMAL EQUP CO | HWP77RKSN | NA | 0
PACKAGE AC - WATER SOURCED | 746174 | THERMAL EQUP CO | HWP77RHSN | NA | 0
PACKAGE AC - WATER SOURCED | 729086 | THERMAL EQUP CO | HWP77CKSN | NA | 0
PACKAGE AC - WATER SOURCED | 734439 | THERMAL EQUP CO | HWP58RKSN | NA | 0
PACKAGE AC - WATER SOURCED | 728075 | THERMAL EQUP CO | HWP77CKSN | NA | 0
PACKAGE AC - WATER SOURCED | 734445 | THERMAL EQUP CO | HWP58RKSN | NA | 0
PACKAGE AC - WATER SOURCED | 736879 | THERMAL EQUP CO | HWP77CKSN | NA | 0
PACKAGE AC - WATER SOURCED | 734443 | THERMAL EQUP CO | HWP58RHSN | NA | 0
PACKAGE AC - WATER SOURCED | 737556 | THERMAL EQUP CO | HWP58RKSN | NA | 0
PACKAGE AC - WATER SOURCED | 737562 | THERMAL EQUP CO | HWP58RKSN | NA | 0
PACKAGE AC - WATER SOURCED | 737561 | THERMAL EQUP CO | HWP77CKSN | NA | 0
PACKAGE AC - WATER SOURCED | 737561 | THERMAL EQUP CO | HWP58RKSN | NA | 0
PACKAGE AC - WATER SOURCED | 742358 | THERMAL EQUP CO | HWP58CKSN | NA | 0
PACKAGE AC - WATER SOURCED | 734669 | THERMAL EQUP CO | HWP77CHSN | NA | 0
PACKAGE AC - WATER SOURCED | 734676 | THERMAL EQUP CO | HWP77CKSN | NA | 0
PACKAGE AC - WATER SOURCED | 736868 | THERMAL EQUP CO | HWP77CKSN | NA | 0
PACKAGE AC - WATER SOURCED | 719793 | THERMAL EQUP CO | HWP58CKSN | NA | 0
PACKAGE AC - WATER SOURCED | 734657 | THERMAL EQUP CO | HWP77CKSN | NA | 0
PACKAGE AC - WATER SOURCED | 751666 | THERMAL EQUP CO | HWP58RKSN | NA | 0
PACKAGE AC - WATER SOURCED | 742350 | THERMAL EQUP CO | HWP58 | NA | 0
PACKAGE AC - WATER SOURCED | 745570 | THERMAL EQUP CO | HWP58 | NA | 0
PACKAGE AC - WATER SOURCED | 326716 | THERMAL EQUP CO | HWP95CE | NA | 0
PACKAGE AC - WATER SOURCED | 321056 | THERMAL EQUP CO | HWP95CE | NA | 0
PACKAGE AC - WATER SOURCED | 328415 | THERMAL EQUP CO | HWP95CE | NA | 0
PACKAGE AC - WATER SOURCED | 329586 | THERMAL EQUP CO | HWP95CE | NA | 0
PACKAGE AC - WATER SOURCED | 322068 | THERMAL EQUP CO | HWP78CE | NA | 0
PACKAGE AC - WATER SOURCED | 326712 | THERMAL EQUP CO | HWP95CE | NA | 0
PACKAGE AC - WATER SOURCED | 326715 | THERMAL EQUP CO | HWP95CE | NA | 0
PACKAGE AC - WATER SOURCED | 324827 | THERMAL EQUP CO | HWP175CE | NA | 0
PACKAGE AC - WATER SOURCED | 322060 | THERMAL EQUP CO | HWP78CE | NA | 0
PACKAGE AC - WATER SOURCED | 326174 | THERMAL EQUP CO | HWP95CE | NA | 0
PACKAGE AC - WATER SOURCED | 746233 | THERMAL EQUP CO | HWP58CKSN | NA | 0
PACKAGE AC - WATER SOURCED | 747497 | THERMAL EQUP CO | HWP58CKSN | NA | 0
PACKAGE AC - WATER SOURCED | 734659 | THERMAL EQUP CO | HWP77CKSN | NA | 0
PACKAGE AC - WATER SOURCED | 746238 | THERMAL EQUP CO | HWP58CKSN | NA | 0
PACKAGE AC - WATER SOURCED | 747501 | THERMAL EQUP CO | HWP58CKSN | NA | 0
PACKAGE AC - WATER SOURCED | 734674 | THERMAL EQUP CO | HWP77CKSN | NA | 0
PACKAGE AC - WATER SOURCED | 733791 | THERMAL EQUP CO | HWP58CKSN | NA | 0
PACKAGE AC - WATER SOURCED | 733788 | THERMAL EQUP CO | HWP58CKSN | NA | 0
PACKAGE AC - WATER SOURCED | 775362 | THERMAL EQUP CO | HWP77CKSN | NA | 0
PACKAGE AC - WATER SOURCED | 747491 | THERMAL EQUP CO | HWP58CKSN | NA | 0
PACKAGE AC - WATER SOURCED | NA | THERMAL EQUP CO | HWP55 | NA | 0
PACKAGE AC - WATER SOURCED | 734678 | THERMAL EQUP CO | HWP77CKSN | NA | 0
PACKAGE AC - WATER SOURCED | 746231 | THERMAL EQUP CO | HWP58CKSN | NA | 0
PACKAGE AC - WATER SOURCED | 745567 | THERMAL EQUP CO | HWP58CKSN | NA | 0
PACKAGE AC - WATER SOURCED | 745514 | THERMAL EQUP CO | HWP77RKSN | NA | 0
PACKAGE AC - WATER SOURCED | 746240 | THERMAL EQUP CO | HWP58CKSN | NA | 0
PACKAGE AC - WATER SOURCED | 747507 | THERMAL EQUP CO | HWP58 | NA | 0
PACKAGE AC - WATER SOURCED | 742356 | THERMAL EQUP CO | HWP58CKSN | NA | 0
PACKAGE AC - WATER SOURCED | 742354 | THERMAL EQUP CO | HWP58CKSN | NA | 0
PACKAGE AC - WATER SOURCED | 745579 | THERMAL EQUP CO | HWP77CKSN | NA | 0
PACKAGE AC - WATER SOURCED | 742353 | THERMAL EQUP CO | HWP58 | NA | 0
PACKAGE AC - WATER SOURCED | 737555 | THERMAL EQUP CO | HWP58 | NA | 0
PACKAGE AC - WATER SOURCED | 745566 | THERMAL EQUP CO | HWP58CKSN | NA | 0
PACKAGE AC - WATER SOURCED | 734665 | THERMAL EQUP CO | HWP77 | NA | 0
PACKAGE AC - WATER SOURCED | 745564 | THERMAL EQUP CO | HWP58CKN | NA | 0
PACKAGE AC - WATER SOURCED | 518306 | COOLINE AC | HWCPE07 | NA | 0
PACKAGE AC - WATER SOURCED | 518303 | COOLINE AC | HWCPE07 | NA | 0
PACKAGE AC - WATER SOURCED | 518304 | COOLINE AC | HWCPE07 | NA | 0
PACKAGE AC - WATER SOURCED | 518302 | COOLINE AC | HWCPE07 | NA | 0
PACKAGE AC - WATER SOURCED | 518305 | COOLINE AC | HWCPE07 | NA | 0
PACKAGE AC - WATER SOURCED | 595960 | THERMAL EQUP CO | HWP95R | NA | 0
PACKAGE AC - WATER SOURCED | 370093 (UNCOMFIRMED DUE TO POOR ACCESS) | THERMAL EQUP CO | HWP95C | NA | 0
PACKAGE AC - WATER SOURCED | 752698(UNCOMFIRMED,NO ACESS) | THERMAL EQUP CO | HWP139RKTN | NA | 0
PACKAGE AC - WATER SOURCED | 754409 | THERMAL EQUP CO | HWP139 | NA | 0
VARIABLE AIR VOLUME UNITS |  | FEDERAL | TD1300250 | NA | 0
VARIABLE AIR VOLUME UNITS | NA | FEDERAL | TD1300250 | NA | 0
VARIABLE AIR VOLUME UNITS | NA | FEDERAL | TD1300250 | NA | 0
VARIABLE AIR VOLUME UNITS | NA | FEDERAL | TD1300250 | NA | 0
VARIABLE AIR VOLUME UNITS | NA | FEDERAL | TD1300250 | NA | 0
VARIABLE AIR VOLUME UNITS |  | FEDERAL | TD1300250 | NA | 0
AIR FAN - OUTSIDE | NA | FEDERAL | TD1300250 | NA | 0
AIR FAN - EXHAUST | NA | FEDERAL | TD1300250 | NA | 0
AIR FAN - EXHAUST | NA | FEDERAL | TD1300250 | NA | 0
AIR FAN - OUTSIDE | NA | FEDERAL | TD1300250 | NA | 0
AIR FAN - OUTSIDE | NA | FEDERAL | TD1300250 | NA | 0
AIR FAN - EXHAUST | NA | FEDERAL | TD1300250 | NA | 0
AIR FAN - EXHAUST | NA | FEDERAL | TD1300250 | NA | 0
VARIABLE AIR VOLUME UNITS |  | FEDERAL | TD1300250 | NA | 0
AIR FAN - OUTSIDE | NA | FEDERAL | TD1300250 | NA | 0
AIR FAN - EXHAUST | NA | FEDERAL | TD1300250 | NA | 0
AIR FAN - EXHAUST | NA | FEDERAL | TD1300250 | NA | 0
AIR FAN - OUTSIDE | NA | FEDERAL | TD1300250 | NA | 0
AIR FAN - OUTSIDE | NA | FEDERAL | TD1300250 | NA | 0
VARIABLE AIR VOLUME UNITS |  | FEDERAL | TD1300250 | NA | 0
AIR FAN - EXHAUST | NA | FEDERAL | TD1300250 | NA | 0
AIR FAN - EXHAUST | NA | FEDERAL | TD1300250 | NA | 0
VARIABLE AIR VOLUME UNITS |  | FEDERAL | TD1300250 | NA | 0
AIR FAN - EXHAUST | NA | FEDERAL | TD1300250 | NA | 0
AIR FAN - EXHAUST | NA | FEDERAL | TD1300250 | NA | 0
VARIABLE AIR VOLUME UNITS |  | FEDERAL | TD1300250 | NA | 0
VARIABLE AIR VOLUME UNITS |  | FEDERAL | TD1300250 | NA | 0
AIR FAN - EXHAUST | NA | FEDERAL | TD1300250 | NA | 0
VARIABLE AIR VOLUME UNITS |  | FEDERAL | TD1300250 | NA | 0
AIR FAN - EXHAUST | NA | FEDERAL | TD1300250 | NA | 0
AIR FAN - EXHAUST | NA | FEDERAL | TD1300250 | NA | 0
VARIABLE AIR VOLUME UNITS |  | FEDERAL | TD1300250 | NA | 0
VARIABLE AIR VOLUME UNITS |  | FEDERAL | TD1300250 | NA | 0
AIR FAN - EXHAUST | NA | FEDERAL | TD1300250 | NA | 0
VARIABLE AIR VOLUME UNITS |  | FEDERAL | TD1300250 | NA | 0
VARIABLE AIR VOLUME UNITS |  | FEDERAL | TD1300250 | NA | 0
AIR FAN - EXHAUST | NA | FEDERAL | TD1300250 | NA | 0
VARIABLE AIR VOLUME UNITS |  | FEDERAL | TD1300250 | NA | 0
VARIABLE AIR VOLUME UNITS |  | FEDERAL | TD1300250 | NA | 0
AIR FAN - EXHAUST | NA | FEDERAL | TD1300250 | NA | 0
VARIABLE AIR VOLUME UNITS |  | FEDERAL | TD1300250 | NA | 0
VARIABLE AIR VOLUME UNITS |  | FEDERAL | TD1300250 | NA | 0
AIR FAN - EXHAUST | NA | FEDERAL | TD1300250 | NA | 0
VARIABLE AIR VOLUME UNITS |  | FEDERAL | TD1300250 | NA | 0
VARIABLE AIR VOLUME UNITS |  | FEDERAL | TD1300250 | NA | 0
AIR FAN - EXHAUST | NA | FEDERAL | TD1300250 | NA | 0
AIR FAN - EXHAUST | NA | FEDERAL | TD1300250 | NA | 0
AIR FAN - EXHAUST | NA | FEDERAL | TD1300250 | NA | 0
VARIABLE AIR VOLUME UNITS | NA | FEDERAL | TD1300250 | NA | 0
AIR FAN - EXHAUST | NA | FEDERAL | TD1300250 | NA | 0
AIR FAN - EXHAUST | NA | FEDERAL | TD1300250 | NA | 0
AIR FAN - SUPPLY |  | FEDERAL | TD1300250 | NA | 0
PACKAGE AC - WATER SOURCED | 6212 | BONAIRE | SWC-6 | R22 | 1
PACKAGE AC - WATER SOURCED | 734670 | THERMAL EQUP CO | HWP77CKSN | R410A | 1
PACKAGE AC - WATER SOURCED | 737568 | THERMAL EQUP CO | HWP58 | R410A | 1
PACKAGE AC - WATER SOURCED | 742359 | THERMAL EQUP CO | HWP58CKSN | R410A | 1
PACKAGE AC - WATER SOURCED | 307551 | THERMAL EQUP CO | HWP78CE | R22 | 1
PACKAGE AC - WATER SOURCED | 326713 | THERMAL EQUP CO | HWP95CE | R22 | 1
PACKAGE AC - WATER SOURCED | 3662 | DIRECTAIRE VENT | WCP5 | R22 | 1
PACKAGE AC - WATER SOURCED | 734667 | THERMAL EQUP CO | HWP77CKSN | R410A | 1
PACKAGE AC - WATER SOURCED | 765169 | THERMAL EQUP CO | HWP139 | R410A | 1
PACKAGE AC - WATER SOURCED | 758519 | THERMAL EQUP CO | HWP290RKTN | R410A | 1
NON DUCTED SPLIT SYSTEM | 711400079 | MODULEX | SRK-40HCA-S | NA | 0
DUCTED SPLIT SYSTEM | UNABLE TO OBTAIN | TECO RAC | UNABLE TO OBTAIN | NA | 0
DUCTED SPLIT SYSTEM | 854285 | TECO RAC | SO15IHR7AN | NA | 0
DUCTED SPLIT SYSTEM | 856452 | ASEA | SOO8IHRN7AN | NA | 0
DUCTED SPLIT SYSTEM | UNABLE TO OBTAIN | TECO RAC | UNABLE TO OBTAIN | NA | 0
AIR COOLED SPLIT SYSTEM | UNABLE TO OBTAIN | TECO RAC | UNABLE TO OBTAIN | NA | 0
AIR COOLED SPLIT SYSTEM | UNABLE TO OBTAIN | TECO RAC | UNABLE TO OBTAIN | NA | 0
AIR COOLED SPLIT SYSTEM | 854900 | TECO RAC | SOO8HR7AN | NA | 0
AIR FAN - EXHAUST | UNABLE TO OBTAIN | FEDERAL | UNABLE TO OBTAIN | NA | 0
DUCTED SPLIT SYSTEM | T010171 | GREGORY | AOT49AK | R410A | 0
DUCTED SPLIT SYSTEM | T009992 | GREGORY | AOT45LJBYL | R410A | 3.4
ROOM AIR CONDITIONING UNIT | 4897 | KIRBY | 1582 | NA | 0
ROOM AIR CONDITIONING UNIT | 4862 | KIRBY | 1582 | NA | 0
ROOM AIR CONDITIONING UNIT | 700-253-0285-3414 | KIRBY | R150A | NA | 0
ROOM AIR CONDITIONING UNIT | C101150660709B17120103 | TEMPERZONE | LA2304HS | NA | 0
CIRCULATING PUMP | NA | OTTO ELECTRICAL | HM150110011 | NA | 0
AIR FAN - EXHAUST | NA | PURE HEAT | NA | NA | 0
CHILLER - WATER COOLED | NA | NULL | NA | NA | 0
VARIABLE AIR VOLUME UNITS | NO SERIAL NUMBER | FEDERAL | TD80020N | NA | 0
PACKAGE AC - WATER SOURCED | UNABLE TO OBTAIN | ATLAS | UNABLE TO OBTAIN | NA | 0
DUCTED SPLIT SYSTEM | 92W05782 | MODULEX | PEFYP140 | NA | 0
FAN COIL UNIT - DUCTED | 13851 | PUMP ENGINEERS | DBCC900 | NA | 0
AIR FAN - OUTSIDE | 437687 | FEDERAL | M0186618 | NA | 0
KITCHEN EXHAUST FAN | NA | FEDERAL | NA | NA | 0
CRAC WATER COOLED | 214180001 | HYDOR | 017W00210A000 | NA | 0
DUCTED SPLIT SYSTEM | 99W05599 | MODULEX | PEFY-P125VMH-E | NA | 0
DUCTED SPLIT SYSTEM | 93W02797 | MODULEX | PEFY-P50 VHM-3 | NA | 0
DUCTED SPLIT SYSTEM | 698964 | THERMAL EQUP CO | HWP58CKSN | NA | 0
DUCTED SPLIT SYSTEM | 682877 | THERMAL EQUP CO | HWP77RKSN | NA | 0
DUCTED SPLIT SYSTEM | 07W00627 | MODULEX | PEFY-P125VMA-E | NA | 0
DUCTED SPLIT SYSTEM | 06W00227 | MODULEX | P25VMA-E | NA | 0
DUCTED SPLIT SYSTEM | 9YW00065 | MODULEX | P125VMA-E | NA | 0
DUCTED SPLIT SYSTEM | 06W0028 | MODULEX | P25VMA-E | NA | 0
DUCTED SPLIT SYSTEM | 06W00541 | MODULEX | P100VMA-E | NA | 0
DUCTED SPLIT SYSTEM | 06W00728 | MODULEX | P80VMA-E | NA | 0
DUCTED SPLIT SYSTEM | 07W00626 | MODULEX | P125VMA-E | NA | 0
DUCTED SPLIT SYSTEM | 9YW00061 | MODULEX | P140VMA-E | NA | 0
DUCTED SPLIT SYSTEM | 06W00562 | MODULEX | P32VMA-E | NA | 0
WALL MOUNTED SPLIT SYSTEM | 0006735T | MODULEX | MSZ-GE80V8 | NA | 0
DUCTED SPLIT SYSTEM | 06W00262 | MODULEX | P71VMA-E | NA | 0
DUCTED SPLIT SYSTEM | 06W00546 | MODULEX | P100VMA-E | NA | 0
DUCTED SPLIT SYSTEM | 06W00545 | MODULEX | P100VMA-E | NA | 0
DUCTED SPLIT SYSTEM | 9YW00064 | MODULEX | P125VMA-E | NA | 0
PACKAGE AC - WATER SOURCED | H5413297 | ECO AIR | WH100LPR CIC | NA | 0
VARIABLE AIR VOLUME UNITS | NA | FEDERAL | TD200035 | NA | 0
ROOM AIR CONDITIONING UNIT | 697062 | THERMAL EQUP CO | HWP47CKSN | NA | 0
PACKAGE AC - WATER SOURCED | 729975 | THERMAL EQUP CO | HWP47RKSN | NA | 0
AIR FAN - EXHAUST |  | FEDERAL | TD1300250 | NA | 0
AIR FAN - EXHAUST |  | FEDERAL | TD1300250 | NA | 0
AIR FAN - EXHAUST |  | FEDERAL | TD1000 | NA | 0
AIR FAN - EXHAUST |  | FEDERAL | TD1300250 | NA | 0
KITCHEN EXHAUST FAN |  | FEDERAL | TD800200N | NA | 0
VARIABLE AIR VOLUME UNITS |  | FEDERAL | TD1300250 | NA | 0
KITCHEN EXHAUST FAN |  | FEDERAL | TD800200N | NA | 0
PACKAGE AC - WATER SOURCED | 751665 | THERMAL EQUP CO | HWP58RKSN | NA | 0
AIR FAN - EXHAUST |  | FEDERAL | EKHR 355-6R | NA | 0
AIR FAN - EXHAUST |  | FEDERAL | 1300250 | NA | 0
CRAC WATER COOLED | 533603-0308-03 | STIEBEL | 108RW-100-M-AUS | NA | 0
FAN COIL UNIT - DUCTED | NO SERIAL NUMBER | PUMP ENGINEERS | DBCC500 | NA | 0
FAN COIL UNIT - DUCTED | 13849 | S&P | DBCC-750 | NA | 0
FAN COIL UNIT - DUCTED |  | PUMP ENGINEERS | DBCC 750 | NA | 0
FAN COIL UNIT - DUCTED |  | PUMP ENGINEERS | DBCC 750 | NA | 0
FAN COIL UNIT - DUCTED |  | PUMP ENGINEERS | DBCC 750 | NA | 0
FAN COIL UNIT - DUCTED | 13898 | PUMP ENGINEERS | DBCC500 | NA | 0
FAN COIL UNIT - DUCTED | 13852 | PUMP ENGINEERS | DBCC500 | NA | 0
FAN COIL UNIT - DUCTED | 13850 | PUMP ENGINEERS | DBCC750 | NA | 0
PACKAGE AC - WATER SOURCED | UK1018211510 | ATLAS | ACRD-201 | NA | 0
DUCTED SPLIT SYSTEM | 83179 | THERMAL EQUP CO | HW-151CE | NA | 0
DUCTED SPLIT SYSTEM | NA | DAKO | NA | NA | 0
AIR FAN - EXHAUST |  | FEDERAL | TD800200N | NA | 0
AIR FAN - EXHAUST |  | FEDERAL | TD800200N | NA | 0
AIR FAN - EXHAUST |  | SINKO | TD800200N | NA | 0
AIR FAN - EXHAUST |  | SINKO | TD800200N | NA | 0
AIR FAN - EXHAUST |  | SINKO | TD800200N | NA | 0
KITCHEN EXHAUST FAN |  | FEDERAL | TD 800 | NA | 0
AIR FAN - EXHAUST |  | FEDERAL | TD 2000 | NA | 0
AIR FAN - EXHAUST |  | FEDERAL | TD 1300 | NA | 0
AIR FAN - EXHAUST |  | FEDERAL | TD1300 | NA | 0
AIR FAN - EXHAUST |  | FEDERAL | TD1300 | NA | 0
PACKAGE AC - WATER SOURCED | 715644 | THERMAL EQUP CO | HWP77RKSN | NA | 0
PACKAGE AC - WATER SOURCED |  | THERMAL EQUP CO | HWP77RKSN | NA | 0
PACKAGE AC - WATER SOURCED |  | THERMAL EQUP CO | HWP77RKSM | NA | 0
PACKAGE AC - WATER SOURCED |  | THERMAL EQUP CO | HWP139CEKTN | NA | 0
KITCHEN EXHAUST FAN |  | FEDERAL | TD800 | NA | 0
MULTI HEAD DUCTED SPLIT SYSTEM | 91W00881 | MODULEX | PURY-EP300YHM-A | NA | 0
DUCTED SPLIT SYSTEM |  | THERMAL EQUP CO | OPA1000RKT | NA | 0
DUCTED SPLIT SYSTEM |  | THERMAL EQUP CO | HWP77CKSN | NA | 0
PACKAGE AC - WATER SOURCED | J7764149 | ECO AIR | WH20VRC1C | NA | 0
AIR FAN - EXHAUST |  | FEDERAL | TD800200 | NA | 0
AIR FAN - EXHAUST | NA | FEDERAL | TD1300250 | NA | 0
AIR FAN - EXHAUST | NO SERIAL | FEDERAL | TD800200N | NA | 0
KITCHEN EXHAUST FAN | NO SERIAL NUMBER | FEDERAL | TD800200N | NA | 0
AIR FAN - EXHAUST |  | FEDERAL | TD1300250 | NA | 0
AIR FAN - EXHAUST | NA | FEDERAL | TD800200N | NA | 0
AIR FAN - EXHAUST | NA | FEDERAL | TD1300250 | NA | 0
KITCHEN EXHAUST FAN | NA | FEDERAL | TD800200N | NA | 0
AIR FAN - EXHAUST | NA | FEDERAL | TD1300250 | NA | 0
KITCHEN EXHAUST FAN | NA | FEDERAL | TD800200N | NA | 0
AIR FAN - EXHAUST | NA | FEDERAL | TD1300250 | NA | 0
KITCHEN EXHAUST FAN | NA | FEDERAL | TD800200N | NA | 0
AIR FAN - EXHAUST | NA | FEDERAL | TD1300250 | NA | 0
KITCHEN EXHAUST FAN | NA | FEDERAL | TD800200N | NA | 0
AIR FAN - EXHAUST | NA | FEDERAL | RD1300250 | NA | 0
KITCHEN EXHAUST FAN | NA | FEDERAL | TD800200N | NA | 0
AIR FAN - EXHAUST | NA | FEDERAL | TD1300250 | NA | 0
AIR FAN - EXHAUST | NA | FEDERAL | TD800200N | NA | 0
AIR FAN - EXHAUST | NA | FEDERAL | TD1300250 | NA | 0
AIR FAN - EXHAUST | NA | FEDERAL | TD1300250 | NA | 0
KITCHEN EXHAUST FAN | NA | FEDERAL | TD800200N | NA | 0
AIR FAN - EXHAUST | NA | FEDERAL | TD1300250 | NA | 0
KITCHEN EXHAUST FAN | NA | FEDERAL | TD800200N | NA | 0
AIR FAN - EXHAUST | NA | FEDERAL | TD1300250 | NA | 0
PACKAGE AC - WATER SOURCED | 697066 | THERMAL EQUP CO | HWP47CKSN | NA | 0
AIR FAN - EXHAUST |  | FEDERAL | TD800200N | NA | 0
AIR FAN - EXHAUST |  | FEDERAL | TD800200N | NA | 0
AIR FAN - EXHAUST |  | FEDERAL | TD800200N | NA | 0
VARIABLE AIR VOLUME UNITS |  | FEDERAL | TD800200N | NA | 0
AIR FAN - EXHAUST |  | FEDERAL | TD800200N | NA | 0
AIR FAN - EXHAUST |  | FEDERAL | TD1000250 | NA | 0
AIR FAN - EXHAUST |  | FEDERAL | TD1300250 | NA | 0
VARIABLE AIR VOLUME UNITS | NA | FEDERAL | TD800200N | NA | 0
AIR FAN - EXHAUST |  | FEDERAL | TD-2000 | NA | 0
AIR FAN - EXHAUST | NO SERIAL NUMBER | FEDERAL | TD1300250 | NA | 0
CIRCULATING PUMP | 3 | HARDLAND | A96528689P11003 | NA | 0
CRAC WATER COOLED | UK1031111975 | ATLAS | ACRD201 | NA | 0
PACKAGE AC - WATER SOURCED | UK1018211505 | ATLAS | ACRD201 | NA | 0
CRAC CHILLED WATER | 177018SN0002 | LOVELOCK LUKE | CR034RC199A001 | NA | 0
AIR FAN - EXHAUST | NA | FEDERAL | TD 2000 | NA | 0
AIR FAN - EXHAUST | NA | FEDERAL | TD800 | NA | 0
AIR FAN - EXHAUST |  | FEDERAL | TD-800 | NA | 0
AIR FAN - EXHAUST |  | FEDERAL | TD-800 | NA | 0
AIR FAN - EXHAUST |  | FEDERAL | TD-800 | NA | 0
KITCHEN EXHAUST FAN | NA | FEDERAL | TD 800200 | NA | 0
KITCHEN EXHAUST FAN | NA | FEDERAL | TD 800200 | NA | 0
AIR FAN - EXHAUST | NA | FEDERAL | TD 1300 | NA | 0
AIR FAN - EXHAUST |  | FEDERAL | TD-1300 | NA | 0
PACKAGE AC - WATER SOURCED | 751509 | THERMAL EQUP CO | HWP139CEKET | NA | 0
PACKAGE AC - WATER SOURCED | 736825 | THERMAL EQUP CO | HWP225RKTN | NA | 0
PACKAGE AC - WATER SOURCED | 746921 | THERMAL EQUP CO | HWP139RKTN | NA | 0
AIR FAN - EXHAUST |  | FEDERAL | TD-800 | NA | 0
AIR FAN - EXHAUST | NA | FEDERAL | TD-1300 | NA | 0
AIR FAN - EXHAUST | NA | FEDERAL | TD-800 | NA | 0
AIR FAN - EXHAUST |  | FEDERAL | TD-1300 | NA | 0
KITCHEN EXHAUST FAN | NA | FEDERAL | TD-800 | NA | 0
AIR FAN - EXHAUST |  | FEDERAL | TD-1300 | NA | 0
AIR FAN - EXHAUST |  | FEDERAL | TD-1300 | NA | 0
KITCHEN EXHAUST FAN | NA | FEDERAL | TD-800 | NA | 0
KITCHEN EXHAUST FAN | NA | FEDERAL | TD-800 | NA | 0
KITCHEN EXHAUST FAN | NA | FEDERAL | TD-800 | NA | 0
AIR FAN - EXHAUST |  | FEDERAL | TD-1300 | NA | 0
KITCHEN EXHAUST FAN | NA | FEDERAL | TD-800 | NA | 0
AIR FAN - EXHAUST |  | FEDERAL | TD-1300 | NA | 0
AIR FAN - EXHAUST |  | FEDERAL | TD-1300 | NA | 0
KITCHEN EXHAUST FAN | NA | FEDERAL | TD-800 | NA | 0
CRAC UNIT | 533603-0308-01 | LOVELOCK LUKE | 108RW-100-M-AUS | NA | 0
CRAC WATER COOLED | 533602-0308-01 | LOVELOCK LUKE | 108RW-100-M-AUS | NA | 0
KITCHEN EXHAUST FAN | NA | FEDERAL | TD-800 | NA | 0
KITCHEN EXHAUST FAN |  | FEDERAL | TD1300 | NA | 0
KITCHEN EXHAUST FAN | NA | FEDERAL | TD-800 | NA | 0
AIR FAN - EXHAUST |  | FEDERAL | TD-1300 | NA | 0
KITCHEN EXHAUST FAN | NA | FEDERAL | TD-800 | NA | 0
AIR FAN - EXHAUST |  | FEDERAL | TD-1300 | NA | 0
AIR FAN - EXHAUST | NA | FEDERAL | TD-800 | NA | 0
AIR FAN - EXHAUST |  | FEDERAL | TD-1300 | NA | 0
CHILLER - AIR COOLED | M2012355275 | CIEMANTS | 30RBSY100-0014-PE | NA | 0
SWITCHBOARD MECHANICAL | NA | TRIDIUM | NA | NA | 0
PACKAGED AIR CONDITIONING UNIT | 738419 | THERMAL EQUP CO | OPA100RKT | NA | 0
NON DUCTED SPLIT SYSTEM | 0005027T | MODULEX | MUZ-GE80VA | R410A | 2
PACKAGE AC - WATER SOURCED | COULDN'T ACCESS | THERMAL EQUP CO | COULDN'T ACCESS | R410A | 4
PACKAGE AC - WATER SOURCED | COULDN'T ACCESS | THERMAL EQUP CO | COULDN'T ACCESS | R410A | 4
DUCTED SPLIT SYSTEM | 07W05521 | MODULEX | PURY-P300YMA-A | R410A | 11
VARIABLE AIR VOLUME UNITS | 07W07236 | FEDERAL | PURY-P250YHM-A | R410A | 11
VARIABLE AIR VOLUME UNITS | 06W05340 | MODULEX | PURY-P300YHM-A | R410A | 11
DUCTED SPLIT SYSTEM | 07W07231 | MODULEX | PURY-P250YHM-A | R410A | 11
DUCTED SPLIT SYSTEM | 14WO7101 | MODULEX | PEFY-P140VMH-E | R410A | 13
DUCTED SPLIT SYSTEM | 0ZW07427 | MODULEX | PEFY-P100VMH-E | R410A | 13
DUCTED SPLIT SYSTEM | 0ZW07426 | MODULEX | PEFY-P100VMH-E | R410A | 13
DUCTED SPLIT SYSTEM | 05W03133 | MODULEX | PURY350YJMA | R410A | 13
UNDER CEILING SPLIT SYSTEM | 78A01203 | MODULEX | PCA-RP140GA | NA | 0
FAN COIL UNIT - DUCTED | 11568 | PUMP ENGINEERS | DBCC 1100 | NA | 0
CRAC UNIT | 533599-0308-01 | EMERSON | 125RA-100 | NA | 0
WALL MOUNTED SPLIT SYSTEM | 76A00710 | MODULEX | PKARP-71FAL | NA | 0
UNDER CEILING SPLIT SYSTEM | 71UO1091 | MODULEX | PUHZ-RP140VHA2 | NA | 0
AIR COOLED SPLIT SYSTEM | 533510-0308-01 | LIEBERT | LSF40-S-K | NA | 0
UNDER CEILING SPLIT SYSTEM | 6XUOO608 | MODULEX | PUHZ-RP71VHA | NA | 0
TOILET EXHAUST FAN | 345618 | FANTECH | CE354V | NA | 0
BMS | NA | CFM FANS | NA | NA | 0
CHILLER - AIR COOLED | NA | CARRIER | 30RA240A | R407C | 56
AIR HANDLING UNIT | FM 0983 LC 08577 | ZEIL | M47-H1-F63-7-CW-HW | NA | 0
AIR HANDLING UNIT | FM 0983 LC 08577 | ZEIL | M48-H1-F63-10-CW-HW | NA | 0
FAN COIL UNIT - DUCTED | 11569 | PUMP ENGINEERS | DACC1500 | NA | 0
FAN COIL UNIT - DUCTED | 11571 | PUMP ENGINEERS | DBCC1100 | NA | 0
AIR HANDLING UNIT | 11570 | PARAGON | DBAH 300 | NA | 0
SMOKE EXHAUST FAN | NA | FEDERAL | SSF80657F370 | NA | 0
VARIABLE AIR VOLUME UNITS | NA | FEDERAL | CE35XV | NA | 0
BOILER - GAS FIRED | NA | S&P | DB1100 | NA | 0
PACKAGED AIR CONDITIONING UNIT | A1211178 | ELSTEEL | PH45BB2-R | NA | 0
PACKAGED AIR CONDITIONING UNIT | 338186 | AIRHANDLER | PCA330S | NA | 0
ELECTRIC DUCT HEATER | UNKNOWN | ASEA | UNKNOWN | NA | 0
AIR FAN - EXHAUST | UNKNOWN | FEDERAL | UNKNOWN | NA | 0
DUCTED SPLIT SYSTEM | XP00045 | AIRTEMP | 11450 | NA | 0
WALL MOUNTED SPLIT SYSTEM | 335642494 | PARKER | SD024BKP | NA | 0
WALL MOUNTED SPLIT SYSTEM | 335642492 | PARKER | CSA25BKP | NA | 0
MULTI HEAD NON DUCTED SPLIT | 743901767 | MITSUBISHI | SKM283HENFW | NA | 0
WALL MOUNTED SPLIT SYSTEM | 743901768 | MITSUBISHI | SCM283HENFW | NA | 0
WALL MOUNTED SPLIT SYSTEM | E001054 | DAKO | FTX595LVMA | NA | 0
WALL MOUNTED SPLIT SYSTEM | 814005781 | MITSUBISHI | SRK35ZGA-S | NA | 0
WALL MOUNTED SPLIT SYSTEM | E001617 | DAKO | FTX571LVMA | NA | 0
WALL MOUNTED SPLIT SYSTEM | E001621 | DAKO | FTX571LVMA | NA | 0
ROOM AIR CONDITIONING UNIT | 43007 | GREGORY | AKT9RCF-W | NA | 0
DUCTED SPLIT SYSTEM | 7001700100 | AIRTEMP | 493139 | NA | 0
PACKAGED AIR CONDITIONING UNIT | 6294 | AIR DESIGN | P30 | NA | 0
WALL MOUNTED SPLIT SYSTEM | 734140704 | PARKER | CVA24BKP5 | NA | 0
WALL MOUNTED SPLIT SYSTEM | 734140044 | PARKER | CVA24BKP5 | NA | 0
MULTI HEAD NON DUCTED SPLIT | 774200958 | MITSUBISHI | SCM563HENF | NA | 0
WALL MOUNTED SPLIT SYSTEM | E000672 | DAKO | RX595LVMA | NA | 0
WALL MOUNTED SPLIT SYSTEM | 833327587 | MITSUBISHI | SRC35ZG-S | NA | 0
WALL MOUNTED SPLIT SYSTEM | E003344 | DAKO | RX571LVMA | NA | 0
WALL MOUNTED SPLIT SYSTEM | E003362 | DAKO | RX571LVMA | NA | 0
AIR FAN - EXHAUST | NA | NULL | NA | NA | 0
AIR FAN - EXHAUST | NA | EXPIER | NA | NA | 0
AIR FAN - EXHAUST | NA | EXPIER | NA | NA | 0
AIR FAN - EXHAUST | NA | ASEA | G&E | NA | 0
PACKAGED AIR CONDITIONING UNIT | EG6779 | ENGLISH ELECT | RM303H | NA | 0
AIR FAN - EXHAUST | NA | EXPIER | NA | NA | 0
EVAPORATIVE COOLER | SEE PHOTO | NULL |  | NA | 0
PACKAGED AIR CONDITIONING UNIT | AF8019 | ENGLISH ELECT | 3.325 | NA | 0
PACKAGED AIR CONDITIONING UNIT |  | ENGLISH ELECT | RM30H | NA | 0
PACKAGED AIR CONDITIONING UNIT | SEE PHOTO | CIEMANTS |  | NA | 0
NON DUCTED SPLIT SYSTEM | 734140704 | PARKER | CLL-A24BKP5 | NA | 0
NON DUCTED SPLIT SYSTEM | 734140044 | PARKER | CLL-A24BKP5 | NA | 0
NON DUCTED SPLIT SYSTEM | 774200958RE | MODULEX | SCM563HENF | NA | 0
NON DUCTED SPLIT SYSTEM | 833327587 | MODULEX | SRC35ZG-S | NA | 0
NON DUCTED SPLIT SYSTEM | E003344 | DAKO | RXS71LVMA | NA | 0
NON DUCTED SPLIT SYSTEM | E003362 | DAKO | RXS71LVMA | NA | 0
NON DUCTED SPLIT SYSTEM | SEE PHOTO | ENGLISH ELECT |  | NA | 0
NON DUCTED SPLIT SYSTEM | SEE PHOTO | NULL | RAC500RC | NA | 0
PACKAGED AIR CONDITIONING UNIT | 03K60000 | CIEMANTS | 50DV002700-03 | NA | 0
PACKAGED AIR CONDITIONING UNIT | 03K760011 | CIEMANTS | 50DV002700-04 | NA | 0
PACKAGED AIR CONDITIONING UNIT | WI14099 | ENGLISH ELECT | FM62HE | NA | 0
PACKAGED AIR CONDITIONING UNIT | XL18314 | ENGLISH ELECT | FM62HE | NA | 0
WALL MOUNTED SPLIT SYSTEM | NA | SANYO | AQV24NSGW (INDOOR) | NA | 0
WALL MOUNTED SPLIT SYSTEM | NA | SANYO | AQV24NSGW (INDOOR) | NA | 0
WALL MOUNTED SPLIT SYSTEM | NA | SANYO | AQV24NSGW (INDOOR) | NA | 0
WALL MOUNTED SPLIT SYSTEM | NA | SANYO | AQV24NSGW (INDOOR) | NA | 0
WALL MOUNTED SPLIT SYSTEM | NA | SANYO | AQV24NSGW (INDOOR) | NA | 0
WALL MOUNTED SPLIT SYSTEM | NA | SANYO | AQV24NSGW (INDOOR) | NA | 0
WALL MOUNTED SPLIT SYSTEM | NA | SANYO | AQV24NSGW (INDOOR) | NA | 0
WALL MOUNTED SPLIT SYSTEM | NA | SANYO | AQV24NSGW (INDOOR) | NA | 0
ROOM AIR CONDITIONING UNIT | NA | KIRBY | KWH35HRA | NA | 0
ROOM AIR CONDITIONING UNIT | NA | KIRBY | KWH35HRA | NA | 0
ROOM AIR CONDITIONING UNIT | NA | KIRBY | KWH35HRA | NA | 0
ROOM AIR CONDITIONING UNIT | NA | KIRBY | KWH35HRA | NA | 0
ROOM AIR CONDITIONING UNIT | NA | KIRBY | KWH35HRA | NA | 0
WALL MOUNTED SPLIT SYSTEM | NA | SANYO | AQV24NSGX (OUTDOOR) | NA | 0
WALL MOUNTED SPLIT SYSTEM | NA | SANYO | AQV24NSGX (OUTDOOR) | NA | 0
WALL MOUNTED SPLIT SYSTEM | NA | SANYO | AQV24NSGX (OUTDOOR) | NA | 0
WALL MOUNTED SPLIT SYSTEM | NA | SANYO | AQV24NSGX (OUTDOOR) | NA | 0
WALL MOUNTED SPLIT SYSTEM | NA | SANYO | AQV24NSGX (OUTDOOR) | NA | 0
WALL MOUNTED SPLIT SYSTEM | NA | SANYO | AQV24NSGX (OUTDOOR) | NA | 0
WALL MOUNTED SPLIT SYSTEM | NA | SANYO | AQV24NSGX (OUTDOOR) | NA | 0
WALL MOUNTED SPLIT SYSTEM | NA | SANYO | AQV24NSGX (OUTDOOR) | NA | 0
DUCTED SPLIT SYSTEM | T-000146 | GREGORY | ART36RLC3 | NA | 0
DUCTED SPLIT SYSTEM | T-000628 | GREGORY | AOT36RPA | NA | 0
AIR COOLED SPLIT SYSTEM | 629 | GREGORY | AOT3610500 | R22 | 3
AIR COOLED SPLIT SYSTEM | 630 | GREGORY | AOT36RPA3L | R22 | 3
CASSETTE SPLIT SYSTEM | 914300318EK | MODULEX | FDT140VD | R22 | 5
AIR COOLED SPLIT SYSTEM | 214300065SF | MODULEX | FDC140VNX | R410A | 5
DUCTED SPLIT SYSTEM | 365445 | THERMAL EQUP CO | ISD 390Q | NA | 0
DUCTED SPLIT SYSTEM | 404215 | THERMAL EQUP CO | OSA 390R | NA | 0
DUCTED SPLIT SYSTEM | NA | AQUA | NA | NA | 0
DUCTED SPLIT SYSTEM | 285717 | AQUA | S0360VR9AD | NA | 0
PACKAGE AC - WATER SOURCED | 755586 | THERMAL EQUP CO | HWP 58RKSN | NA | 0
AIR FAN - EXHAUST | .34A 47W 240V | MANEUROP | D78023 EN20 | NA | 0
AIR FAN - EXHAUST | .34A 47W 240V | MANEUROP | D78023 EN20 | NA | 0
AIR FAN - EXHAUST | 240V | HYUNDAI | NA | NA | 0
AIR FAN - EXHAUST | .34A 47W 240V | MANEUROP | D78023 EN20 | NA | 0
PACKAGE AC - WATER SOURCED | 768264 | THERMAL EQUP CO | HWP 96CKSN | R410A | 0
AIR FAN - EXHAUST | .34A 47W 240V | MANEUROP | D78023 EN20 | NA | 0
CRAC WATER COOLED | 827291 | BKB GROUP | PEC 253 FW | NA | 0
CRAC WATER COOLED | 0324-0795-7562 | BKB GROUP | PEC 253 FW | NA | 0
KITCHEN EXHAUST FAN | NO DETAILS | SINKO | S AND P INLINE FAN | NA | 0
AIR FAN - EXHAUST | NA | ASEA | TIGER 150 | NA | 0
PACKAGE AC - WATER SOURCED | 705207 | THERMAL EQUP CO | HWP 77RKSN | NA | 0
PACKAGE AC - WATER SOURCED | 705214 | THERMAL EQUP CO | HWP 77RKSN | NA | 0
PACKAGE AC - WATER SOURCED | 690296 | THERMAL EQUP CO | HWP 139RKTN | NA | 0
PACKAGE AC - WATER SOURCED | 699718 | THERMAL EQUP CO | HWP 139RKTN | NA | 0
PACKAGE AC - WATER SOURCED | 705212 | THERMAL EQUP CO | HWP 77RKSN | NA | 0
PACKAGE AC - WATER SOURCED | 705213 | THERMAL EQUP CO | HWP 77RKSN | NA | 0
PACKAGE AC - WATER SOURCED | 705202 | THERMAL EQUP CO | HWP 77RKSN | NA | 0
PACKAGE AC - WATER SOURCED | 705209 | THERMAL EQUP CO | HWP 77RKSN | NA | 0
AIR FAN - EXHAUST | NO SERIAL NUMBER | ASEA | TIGER FAN - 150 | NA | 0
AIR FAN - EXHAUST | NO SERIAL NUMBER | ASEA | TIGER -150 | NA | 0
BMS | 1027865 | ASEA | LAN-HV-U-P-USB | NA | 0
PACKAGE AC - WATER SOURCED | 705208 | THERMAL EQUP CO | HWP-77RKSN | NA | 0
PACKAGE AC - WATER SOURCED | 705200 | THERMAL EQUP CO | HWP-77RKSN | NA | 0
PACKAGE AC - WATER SOURCED | 705210 | THERMAL EQUP CO | HWP- 77RKSN | NA | 0
AIR FAN - EXHAUST | NO SERIAL NUMBER | ASEA | TIGER FAN 150 | NA | 0
AIR FAN - EXHAUST | NO SERIAL NUMBER | ASEA | TIGER FAN 150 | NA | 0
AIR FAN - EXHAUST | 2610 | FIASCO MOTOR | SBD 150-A-SC | NA | 0
AIR FAN - EXHAUST | NO SERIAL NUMBER | ASEA | TIGER FAN -150 | NA | 0
DUCTED SPLIT SYSTEM | NOT FOUND | ENGLISH ELECT | NOT FOUND | NA | 0
FAN COIL UNIT - DUCTED | A906-6760 | TRITEC ELECT | CLCH-86JMPDT | NA | 0
FAN COIL UNIT - NON DUCTED | A906-6750 | TRITEC ELECT | CCHB-21HI | NA | 0
FAN COIL UNIT - DUCTED | A90F-0178 | TRITEC ELECT | CWCH0900 | NA | 0
FAN COIL UNIT - DUCTED | A90F0180 | TRITEC ELECT | CWCH0900 | NA | 0
FAN COIL UNIT - DUCTED | NO SERIAL NUMBER | FORDAIRE | 304086 | NA | 0
CIRCULATING PUMP | 69584- 2A | ALCAIR | 210438 | NA | 0
CIRCULATING PUMP | 0399-S168 | REHAU | 50-260-B30 | NA | 0
CIRCULATING PUMP | NO SERIAL NUMBER | HARDLAND | NO MODEL AVAILIABLE | NA | 0
CIRCULATING PUMP | 0706-6965 | REHAU | 50-260 | NA | 0
AIR FAN - EXHAUST | NO SERIAL NUMBER | FEDERAL | AP050-52 | NA | 0
VARIABLE AIR VOLUME UNITS | NO SERIAL NUMBER | ABB | APO31-5 | NA | 0
VARIABLE AIR VOLUME UNITS | NO SERIAL NUMBER | FEDERAL | APO31-5 | NA | 0
AIR FAN - EXHAUST | NO SERIAL NUMBER | FEDERAL | MT-304 | NA | 0
CHILLED WATER PUMP | 69584-2B | ALCAIR | 210438 | NA | 0
VARIABLE AIR VOLUME UNITS | NO SERIAL NUMBER | SINKO | S800 | NA | 0
VARIABLE AIR VOLUME UNITS | NO SERIAL NUMBER | SINKO | S1200 | NA | 0
VARIABLE AIR VOLUME UNITS | NO SERIAL NUMBER | SINKO | S1200 | NA | 0
VARIABLE AIR VOLUME UNITS | NO SERIAL NUMBER | ASEA | HSW800 | NA | 0
VARIABLE AIR VOLUME UNITS | NO SERIAL NUMBER | ASEA | HSW1600 | NA | 0
VARIABLE AIR VOLUME UNITS | NO SERIAL NUMBER | SINKO | S1200 | NA | 0
VARIABLE AIR VOLUME UNITS | NO SERIAL NUMBER | SINKO | S1200 | NA | 0
VARIABLE AIR VOLUME UNITS | NO SERIAL NUMBER | ASEA | HSW1209 | NA | 0
VARIABLE AIR VOLUME UNITS | NO SERIAL NUMBER | SINKO | S1200 | NA | 0
VARIABLE AIR VOLUME UNITS | NO SERIAL NUMBER | ASEA | HSW4000 | NA | 0
VARIABLE AIR VOLUME UNITS | NO SERIAL NUMBER | ASEA | HSW4000 | NA | 0
SWITCHBOARD MECHANICAL | NO SERIAL NUMBER | REGENT | MSSB 1 AM8 | NA | 0
SWITCHBOARD MECHANICAL | NO SERIAL NUMBER | ASEA | R00272 | NA | 0
BMS | NO SERIAL NUMBER | SIGREST DESIGN | NO MODEL NUMBER | NA | 0
VARIABLE AIR VOLUME UNITS | NO SERIAL NUMBER | SINKO | S1200 | NA | 0
VARIABLE AIR VOLUME UNITS | NO SERIAL NUMBER | SINKO | S1200 | NA | 0
VARIABLE AIR VOLUME UNITS | NO SERIAL NUMBER | SINKO | S1200 | NA | 0
VARIABLE AIR VOLUME UNITS | NO SERIAL NUMBER | ASEA | HSW3000 | NA | 0
VARIABLE AIR VOLUME UNITS | NO SERIAL NUMBER | ASEA | HSW1200 | NA | 0
VARIABLE AIR VOLUME UNITS | NO SERIAL NUMBER | ASEA | HSW1200 | NA | 0
FAN COIL UNIT - DUCTED | NOT ACCESSABLE | ASEA | NOT ACCESSABLE | NA | 0
VARIABLE AIR VOLUME UNITS | NO SERIAL NUMBER | SINKO | S1600 | NA | 0
DUCTED SPLIT SYSTEM | 1900W-143538 | AQUA | S0190V-R9AD | NA | 0
VARIABLE AIR VOLUME UNITS | NO SERIAL NUMBER | ASEA | HSW4000 | NA | 0
VARIABLE AIR VOLUME UNITS | NO SERIAL NUMBER | ASEA | HSW300 | NA | 0
CHILLER - AIR COOLED | 12P80Z300 | CIEMANTS | 30XA0752 | NA | 0
DUCTED SPLIT SYSTEM | E027948 | DAKO | RXS50FAVMA | NA | 0
DUCTED SPLIT SYSTEM | E0004432 | DAKO | RZQ125KV4A | NA | 0
NON DUCTED SPLIT SYSTEM | T001812 | GREGORY | AOTG30LFT | NA | 0
NON DUCTED SPLIT SYSTEM | XA10920 | ENGLISH ELECT | DN62H | NA | 0
NON DUCTED SPLIT SYSTEM | 1003452 | MODULEX | MUZ-GE35VA | NA | 0
NON DUCTED SPLIT SYSTEM | E000390 | DAKO | RKS50KAVMA | NA | 0
NON DUCTED SPLIT SYSTEM | NOT AVALIABLE | DAKO | RZQ71FV4A | NA | 0
NON DUCTED SPLIT SYSTEM | E030152 | DAKO | RXS50FVMA | NA | 0
DUCTED SPLIT SYSTEM | E000804 | DAKO | RZYQ10PY1 | NA | 0
SMOKE EXHAUST FAN | NO SERIAL AVAILIABLE | WORMALD | NO MODEL AVAILIABLE | NA | 0
AIR FAN - EXHAUST | NO SERIAL NUMBER | WORMALD | AEF-1 22010 | NA | 0
AIR FAN - EXHAUST | NO SERIAL | FEDERAL | NO MODEL | NA | 0
DUCTED SPLIT SYSTEM | 1900W143538 | AQUA | S0190V R9AD | NA | 0
AIR FAN - EXHAUST | NOT AVAILIABLE | ASEA | NOT AVAILIABLE | NA | 0
BOILER - GAS FIRED | AN90062228 | S&P | 2634BEM | NA | 0
VARIABLE AIR VOLUME UNITS | NO SERIAL NUMBER | ASEA | HSW1600 | NA | 0
VARIABLE AIR VOLUME UNITS |  | MALL AIR |  | NA | 0
UNDER CEILING SPLIT SYSTEM | 06A03162 | MODULEX | PCA-RP140KA | NA | 0
UNDER CEILING SPLIT SYSTEM | 07A03345 | MODULEX | PCA-RP140KA | NA | 0
NON DUCTED SPLIT SYSTEM | 06A03161 | MODULEX | PCA-RP140KA | NA | 0
NON DUCTED SPLIT SYSTEM | 1900312 | DAKO | FT35JV1A | NA | 0
CASSETTE SPLIT SYSTEM | C000804 | DAKO | FCQ71DAV3B | NA | 0
CASSETTE SPLIT SYSTEM | C011852 | DAKO | FLQ71KVEA | NA | 0
NON DUCTED SPLIT SYSTEM | E000169 | DAKO | FTXS71LVMA | NA | 0
NON DUCTED SPLIT SYSTEM | E000804 | DAKO | FTXS35LVMA | NA | 0
NON DUCTED SPLIT SYSTEM | E000165 | DAKO | FTXS71LVMA | NA | 0
PACKAGE AC - WATER SOURCED | 298746 | THERMAL EQUP CO | HWC78C | NA | 0
PACKAGE AC - WATER SOURCED | 299950 | THERMAL EQUP CO | HWC78C | NA | 0
PACKAGE AC - WATER SOURCED | 299946 | THERMAL EQUP CO | HWC78C | NA | 0
PACKAGE AC - WATER SOURCED | 295910 | THERMAL EQUP CO | HWP78R | NA | 0
PACKAGE AC - WATER SOURCED | 306706 | THERMAL EQUP CO | HWP78R | NA | 0
PACKAGE AC - WATER SOURCED | 306701 | THERMAL EQUP CO | HWP78R | NA | 0
PACKAGE AC - WATER SOURCED | 287051 | THERMAL EQUP CO | HW223R | NA | 0
PACKAGE AC - WATER SOURCED | 287052 | THERMAL EQUP CO | HW223R | NA | 0
PACKAGE AC - WATER SOURCED | 304373 | THERMAL EQUP CO | HWP78R | NA | 0
NON DUCTED SPLIT SYSTEM | 8900240 | DAKO | FT356V1A7 | NA | 0
VRF DUCTED SPLIT | NO ACCESS | DAKO | FXMQ100MAVE | NA | 0
VRF DUCTED SPLIT | NO ACCESS | DAKO | FXMQ125MAVE | NA | 0
NON DUCTED SPLIT SYSTEM | 1900859 | DAKO | FT25JV1A | NA | 0
VRF DUCTED SPLIT | A005981 | DAKO | FXMQ125MAVE | NA | 0
CIRCULATING PUMP | 85800103 | HARDLAND | 71B2-14F85-B | NA | 0
CIRCULATING PUMP | 80805102 | HARDLAND | MG71A2-14FT85-C | NA | 0
CIRCULATING PUMP | 85805102 | HARDLAND | 71A2-17FT85-C | NA | 0
CASSETTE SPLIT SYSTEM | 760679 | DAKO | OSA114RKTH | R410A | 3
FAN COIL UNIT - DUCTED | 2896W90836 | ASEA | S11HPCBH | R22 | 3
FAN COIL UNIT - DUCTED | 2997W103262 | BRADWAY TEMPER | S9HPCHP | R22 | 4
VRF DUCTED SPLIT | A004421 | DAKO | FXMQ100MAVE | R410A | 25
VRF DUCTED SPLIT | A005982 | DAKO | FXMQ125MAVE | R410A | 25
CASSETTE SPLIT SYSTEM | 79A00818 | MODULEX | PLA-RP71BA | NA | 0
DUCTED SPLIT SYSTEM | 108 | SCHNEIDER | SPW-5451AH5 | R22 | 0
AIR FAN - EXHAUST | NA | COMFORT ZONE | NA | NA | 0
DUCTED SPLIT SYSTEM | 208 | SCHNEIDER | SPWS361AH5 | R22 | 0
AIR FAN - OUTSIDE | NA | FEDERAL | NA | NA | 0
AIR FAN - EXHAUST | NA | FEDERAL | NA | NA | 0
AIR COOLED SPLIT SYSTEM | 2908 | SCHNEIDER | SPW-C451AH8 | R22 | 0
AIR COOLED SPLIT SYSTEM | 8208 | SCHNEIDER | SPW-C361AH8 | R22 | 0
DUCTED SPLIT SYSTEM | 108 | SCHNEIDER | SPW-S251AH5 | R22 | 0
DUCTED SPLIT SYSTEM |  | ENGLISH ELECT |  | NA | 0
NON DUCTED SPLIT SYSTEM |  | NULL |  | NA | 0
NON DUCTED SPLIT SYSTEM |  | NULL |  | NA | 0
NON DUCTED SPLIT SYSTEM |  | NULL |  | NA | 0
NON DUCTED SPLIT SYSTEM |  | MODULEX |  | NA | 0
CASSETTE SPLIT SYSTEM | A900003150K | MODULEX | FDT90KXE6 | NA | 0
CASSETTE SPLIT SYSTEM | A900003140K | MODULEX | FDT90KXE6 | NA | 0
CASSETTE SPLIT SYSTEM | A900003170K | MODULEX | FDT90KXE6 | NA | 0
UNDER CEILING SPLIT SYSTEM | NA | MODULEX | NA | NA | 0
AIR FAN - OUTSIDE | LAB-MINIVENT | FEDERAL | MV254S | NA | 0
AIR FAN - EXHAUST | LAB-MINIVENT | FEDERAL | MV306E | NA | 0
AIR COOLED SPLIT SYSTEM | 13P00122 | MODULEX | SUZ-KA60VA2 | NA | 0
MULTI HEAD NON DUCTED SPLIT | 228001012 | MODULEX | FDCA280HKXE4BR | NA | 0
NON DUCTED SPLIT SYSTEM | 3905625 | DAKO | FTY50GAV1A | R22 | 0
NON DUCTED SPLIT SYSTEM | E027104 | DAKO | FTXS50FVMA | NA | 0
CASSETTE SPLIT SYSTEM | NA | APC | K45RCFA-EM | NA | 0
CASSETTE SPLIT SYSTEM | NA | APC | K45RCFA-EM | NA | 0
EVAPORATIVE COOLER | UNKNOWN | BRAEMAR | UNKNOWN | NA | 0
NON DUCTED SPLIT SYSTEM | 3005271 | DAKO | RY50GAV1A | R22 | 2
NON DUCTED SPLIT SYSTEM | E032418 | DAKO | RXS50FAVMA | R410A | 2
DUCTED SPLIT SYSTEM | 5080312 | DAKO | FDY250LV1 | R22 | 6
DUCTED SPLIT SYSTEM | 4900552 | DAKO | RY250KUY1 | R22 | 6
CASSETTE SPLIT SYSTEM | E000685 | DAKO | FFQ50BV1B | NA | 0
CASSETTE SPLIT SYSTEM | E011466 | DAKO | FXS50JVMA | NA | 0
NON DUCTED SPLIT SYSTEM | 303B0074 | TRANE | RAV-SM1603AT-A | NA | 0
FAN COIL UNIT - NON DUCTED | 9YM01249 | MODULEX | SLZ-KA50VA | NA | 0
FAN COIL UNIT - NON DUCTED | 32900051 | TRANE | RAV.SM1604UTP.E | NA | 0
NON DUCTED SPLIT SYSTEM | 9YP00913 | MODULEX | SUZ-KA50VA | NA | 0
ROOM AIR CONDITIONING UNIT | NA | HURLCON | NA | NA | 0
AIR FAN - EXHAUST | NA | AIRFLOW | NA | NA | 0
FAN COIL UNIT - DUCTED | NA | ASEA | NA | NA | 0
CASSETTE SPLIT SYSTEM | 72A00233 | MODULEX | PLA-RP71BA | NA | 0
CASSETTE SPLIT SYSTEM | 910303987EK | MODULEX | FDT100VD | NA | 0
CASSETTE SPLIT SYSTEM | 910303985EK | MODULEX | FDT100VD | NA | 0
CASSETTE SPLIT SYSTEM | 6YU00801 | MODULEX | PUHZ-RP71VHA | NA | 0
CASSETTE SPLIT SYSTEM | V103041136AF | MODULEX | FDC100VN | NA | 0
CASSETTE SPLIT SYSTEM | V103041159AF | MODULEX | FDC100VN | NA | 0
ELECTRIC DUCT HEATER |  | ASEA | NA | NA | 0
FAN COIL UNIT - DUCTED | NA | THERMAL EQUP CO | IMD210-41 | NA | 0
VRF DUCTED SPLIT | A000598 | DAKO | FXMQ250MVE | NA | 0
VRF DUCTED SPLIT | 6060932 | DAKO | FXDYQ200MV1 | NA | 0
VRF DUCTED SPLIT | 6060933 | DAKO | FXDYQ200MV1 | NA | 0
VRF DUCTED SPLIT | A000599 | DAKO | FXMQ250MVE | NA | 0
VRF DUCTED SPLIT |  | DAKO | FXDYQ200MV1 | NA | 0
VRF DUCTED SPLIT |  | DAKO | FXDYQ200MV1 | NA | 0
VRF DUCTED SPLIT | 6060929 | DAKO | FXDYQ200MV1 | NA | 0
VRF DUCTED SPLIT | 6060927 | DAKO | FXDYQ200MV1 | NA | 0
DUCTED SPLIT SYSTEM |  | THERMAL EQUP CO | ISD250Q | NA | 0
FIRE DAMPER | NA | ASEA | NA | NA | 0
FIRE DAMPER | NA | ASEA | NA | NA | 0
FIRE DAMPER | NA | ASEA | NA | NA | 0
FIRE DAMPER | NA | ASEA | NA | NA | 0
FIRE DAMPER | NA | ASEA | NA | NA | 0
AIR HANDLING UNIT | V-1051 1908 | WEATHERWALL | ASH-156 | NA | 0
VARIABLE SPEED DRIVE | 91488317 | ASEA | NXL00465C5H1SSS0000 | NA | 0
AIR HANDLING UNIT | V-1051 1908 | WEATHERWALL | ASH-156 | NA | 0
FIRE DAMPER | NA | ASEA | NA | NA | 0
FIRE DAMPER | NA | ASEA | NA | NA | 0
AIR HANDLING UNIT | 10 | WEATHERWALL | ALSH-10 | NA | 0
FAN COIL UNIT - DUCTED |  | WEATHERWALL | ALHS-10 | NA | 0
FAN COIL UNIT - DUCTED | V-1051 | WEATHERWALL | ASLH-10 | NA | 0
WALL MOUNTED SPLIT SYSTEM | 0XA04309 | MODULEX | PKFY-P50VHM-E | NA | 0
WALL MOUNTED SPLIT SYSTEM | OXA04300 | MODULEX | PKFY-P50VHM-E | NA | 0
FAN COIL UNIT - DUCTED | 86057 | THERMAL EQUP CO | IMD135-41 | NA | 0
FAN COIL UNIT - DUCTED | NA | THERMAL EQUP CO | IMD135-41 | NA | 0
VRF DUCTED SPLIT |  | DAKO | FXDYQ200MV1 | NA | 0
VRF DUCTED SPLIT | 6060931 | DAKO | FXDYQ200MV1 | NA | 0
VRF DUCTED SPLIT |  | DAKO | FXDYQ200MV1 | NA | 0
AIR FAN - EXHAUST | NA | FEDERAL | MT302 | NA | 0
AIR FAN - EXHAUST | NA | FEDERAL | VM-315L | NA | 0
DUCTED SPLIT SYSTEM | 64549 | THERMAL EQUP CO | ISD 920Q | NA | 0
BMS |  | SIGREST DESIGN | NA | NA | 0
DUCTED SPLIT SYSTEM | 652689 | AQUA | S017IHC7AD | R22 | 0
FIRE DAMPER | NA | ASEA | NA | NA | 0
FIRE DAMPER | NA | ASEA | NA | NA | 0
CHILLER - WATER COOLED | 12U610472 | CIEMANTS | 30RA-240-B0740-PEE | NA | 0
VRF DUCTED SPLIT | A000238 | DAKO | REYQ14MYIB | NA | 0
VRF DUCTED SPLIT | A000240 | DAKO | REYQ14MY1B | NA | 0
DUCTED SPLIT SYSTEM | 3PO85602-2A | DAKO | RZP100DV1 | NA | 0
DUCTED SPLIT SYSTEM | JS 1874 | ENGLISH ELECT | ORA024 | NA | 0
DUCTED SPLIT SYSTEM | 63677 | THERMAL EQUP CO | OSA920RB-X | NA | 0
MULTI HEAD NON DUCTED SPLIT | OXU00043 | MODULEX | PUMY-P125YHMB | NA | 0
AIR COOLED SPLIT SYSTEM | 63942 | THERMAL EQUP CO | OSA250R | NA | 0
VRF DUCTED SPLIT | A000377 | DAKO | REYQ16MY1B | NA | 0
VRF DUCTED SPLIT | A000395 | DAKO | REYQ16MY1B | NA | 0
VRF DUCTED SPLIT | A000371 | DAKO | REYQ16MY1B | NA | 0
CRAC CHILLED WATER | 525828-0206-04 | LOVELOCK LUKE | 283FC-100 | NA | 0
CRAC CHILLED WATER | 525828-0206-05 | LOVELOCK LUKE | 283FC-100 | NA | 0
CRAC CHILLED WATER | 525828-0206-01 | LOVELOCK LUKE | 283FC-100 | NA | 0
CRAC CHILLED WATER | 525828-0206-03 | LOVELOCK LUKE | 283FC-100 | NA | 0
CRAC CHILLED WATER | 525828-0206-02 | LOVELOCK LUKE | 283FC-100 | NA | 0
CRAC CHILLED WATER | 525826-0206-04 | LOVELOCK LUKE | 128FC-100 | NA | 0
CRAC CHILLED WATER | 525826-0206-01 | LOVELOCK LUKE | 128FC-100 | NA | 0
CRAC CHILLED WATER | 525826-0206-02 | LOVELOCK LUKE | 128FC-100 | NA | 0
CRAC CHILLED WATER | 525826-0206-03 | LOVELOCK LUKE | 128FC-100 | NA | 0
CHILLER - AIR COOLED | SNXH014408 | ZEIL | YCIV0600PA50VABBXTXXXXXLXXXX50SXXXXXHXXX | NA | 0
CHILLER - AIR COOLED | 2BXM009981 | ZEIL | YLAA0300HE50XCASXTXHTXBLXCXX50SXXXXXHXXX | NA | 0
CHILLER - AIR COOLED | 2BXM009980 | ZEIL | YLAA0300HE50XCASXTXHTXBLXCXX50SXXXXXHXXX | NA | 0
CHILLER - WATER COOLED | 2NXM014409 | ZEIL | YCIV0600PA50VABBXTXXXXXLXXXX50SXXXXXHXXX | NA | 0
CHILLER - WATER COOLED | RAH1003 | CIEMANTS | 30RA200A | NA | 0
CHILLER - AIR COOLED | RBL3633 | CIEMANTS | 30RB262 | NA | 0
CHILLER - AIR COOLED | RA240E3212 | CIEMANTS | 30RA-240A | NA | 0
CHILLER - WATER COOLED | 12U239225 | CIEMANTS | 30RA-140-A0100-PEE | NA | 0
AIR HANDLING UNIT | CECM-000858A2-001 | CARRIER APAC | CW150-S | NA | 0
FAN COIL UNIT - DUCTED | CECM-000858A1-001 | CARRIER APAC | CW150-S | NA | 0
FAN COIL UNIT - DUCTED | FCU | WEATHERWALL | ALSH-10 | NA | 0
FAN COIL UNIT - DUCTED | FCU | WEATHERWALL | ALHS-10 | NA | 0
FAN COIL UNIT - DUCTED |  | WEATHERWALL | ALSH | NA | 0
VARIABLE SPEED DRIVE | 91425102 | ASEA | NXL00125C5H1SSS0000 | NA | 0
VARIABLE SPEED DRIVE |  | ASEA | NA | NA | 0
VARIABLE SPEED DRIVE | 91434731 | ASEA | NXL00165C5H1SSS0000 | NA | 0
VARIABLE SPEED DRIVE |  | ASEA | NA | NA | 0
AIR FAN - RETURN | NA | FEDERAL | APO0804GP6B055 | NA | 0
AIR FAN - RETURN |  | FEDERAL | AP0804GP6B055 | NA | 0
AIR FAN - RETURN | NA | FEDERAL | AP0804GP6B055 | NA | 0
AIR FAN - RETURN |  | FEDERAL | AP0804GP6B055 | NA | 0
VARIABLE SPEED DRIVE | 91488318 | ASEA | NXL00465C5H1SSS0000 | NA | 0
VARIABLE SPEED DRIVE |  | ASEA | NA | NA | 0
VARIABLE SPEED DRIVE | 91425101 | ASEA | NXL00125C5H1SSS0000 | NA | 0
VARIABLE SPEED DRIVE | 91425104 | ASEA | NXL00125C5H1SSS0000 | NA | 0
AIR HANDLING UNIT | V-10511908 | WEATHERWALL | ASH-156 | NA | 0
AIR FAN - RETURN |  | FEDERAL | AP0804GP6B055 | NA | 0
AIR FAN - RETURN |  | FEDERAL | AP0804GP6B055 | NA | 0
VARIABLE SPEED DRIVE |  | ASEA | NA | NA | 0
VARIABLE SPEED DRIVE |  | NULL |  | NA | 0
SWITCHBOARD MECHANICAL | NA | ASEA | NA | NA | 0
AIR FAN - EXHAUST | 428211 | FEDERAL | AP1004CA9B150 | NA | 0
AIR HANDLING UNIT | V-1051-156 | WEATHERWALL | ASH-156 | NA | 0
VARIABLE SPEED DRIVE | 91434736 | ASEA | NXL00315C5H1SSS0000 | NA | 0
AIR FAN - EXHAUST | 428211 | FEDERAL | AP1004CA9B150 | NA | 0
VARIABLE SPEED DRIVE | 91352734 | ASEA | NXL00315C5H1SSS0000 | NA | 0
VARIABLE SPEED DRIVE | 91428646 | ASEA | NXL00165C5H1SSS0000 | NA | 0
AIR HANDLING UNIT | V-1051-1908 | WEATHERWALL | ASH-156 | NA | 0
VARIABLE SPEED DRIVE | 91428645 | ASEA | NXL00165C5H1SSS0000 | NA | 0
AIR FAN - RETURN | NA | FEDERAL | AP0B04CP9B075 | NA | 0
AIR FAN - RETURN |  | FEDERAL | AP0B04CP9B075 | NA | 0
FAN COIL UNIT - DUCTED |  | THERMAL EQUP CO | IMD280-41 | NA | 0
AIR FAN - EXHAUST |  | FEDERAL | AP0404AP10B003 | NA | 0
FAN COIL UNIT - DUCTED |  | THERMAL EQUP CO | IMD550-41 | NA | 0
AIR FAN - OUTSIDE | 428706 | FEDERAL | AP0314AP10OB003 | NA | 0
FAN COIL UNIT - DUCTED |  | THERMAL EQUP CO | IMD135-41 | NA | 0
FAN COIL UNIT - DUCTED | 86388 | THERMAL EQUP CO | IMD95-41 | NA | 0
ELECTRIC DUCT HEATER |  | ASEA | NA | NA | 0
DX COMPRESSOR | 1073000503 | BITZER | CSH7581-80Y-45 | R134A | 80
DX COMPRESSOR | 1072100361 | BITZER | CSH72581-80Y-45 | R134A | 80
DX COMPRESSOR | 107051207 | BITZER | CSH7581-80Y-45 | R134A | 80
DX COMPRESSOR | 1073000504 | BITZER | CSH7581-80Y-45 | R134A | 80
AIR FAN - SUPPLY | 10263 HLJ | MONARCH | D51RA365-100 DWDI | NA | 0
AIR FAN - SUPPLY | 10277 HJL | MONARCH | D51RA365-100 DWDI | NA | 0
BOILER - GAS ATMOSPHERIC | N/A | AIRA | FTA 280 | NA | 0
CONDENSER UNIT | 16058701001 | BUFFALO | LDV302B | R134A | 0
CONDENSER UNIT | 16058701004 | BUFFALO | LDV302B | R134A | 0
CONDENSER UNIT | 1605871002 | BUFFALO | LDV302B | R134A | 0
CONDENSER UNIT | 16058701003 | BUFFALO | LDV302B | R134A | 0
AIR FAN - EXHAUST | N/A | FANTECH | RVE1256CP928 | NA | 0
AIR FAN - EXHAUST | N/A | FANTECH | RVE1256CP928 | NA | 0
FIRE DAMPER |  | UNKNOWN |  | NULL | NULL
FIRE DAMPER | N/A | UNKNOWN | N/A | NA | 0
HEATING HOT WATER PUMP | N/A | GRUNDFOS | TP50-1802 | NA | 0
SMOKE SPILL FAN | 346771 | FANTECH | APS0714A5H022 | NA | 0
SMOKE SPILL FAN | 346771 | FANTECH | APS0714A5H022 | NA | 0
SWITCHBOARD MECHANICAL | N/A | UNKNOWN | N/A | NA | 0
AIR HANDLING UNIT | N/A | UNKNOWN | 24 X FILTER BANKS | NA | 0
AIR HANDLING UNIT | N/A | UNKNOWN | 24 X FILTER BANKS | NA | 0
PACKAGED AIR CONDITIONING UNIT |  | DAKO | UATY05JY1 | NA | 0
AIR FAN - EXHAUST |  | WORMALD | DSC 400 | NA | 0
AIR FAN - EXHAUST |  | FEDERAL | CD 716V | NA | 0
AIR FAN - EXHAUST |  | WORMALD | DSC 500 | NA | 0
AIR HANDLING UNIT |  | NULL | ASH 12500 FM | NA | 0
AIR HANDLING UNIT |  | NULL | ASH 12500 FM | NA | 0
BOILER - GAS ATMOSPHERIC |  | NULL | BLUE FLAME 1560 | NA | 0
AIR FAN - RETURN | P 11290001 | NULL | NKG65 40 315 | NA | 0
CHILLER - AIR COOLED | LF 6894 | NULL | POWER PAX E061 2B H6 2 H 36 | NA | 0
FIELD CONTROLLER |  | NULL | TRIDIUM | NA | 0
SMOKE EXHAUST FAN |  | NULL | NOT AVAILABE | NA | 0
SMOKE EXHAUST FAN |  | NULL | NOT AVAILABLE | NA | 0
SWITCHBOARD MECHANICAL |  | NULL | SONMEC ELECTRICSL | NA | 0
AIR FAN - EXHAUST | NA | WORMALD | DSC 400 | NA | 0
AIR FAN - EXHAUST |  | WORMALD | DSC 400 | NA | 0
AIR COOLED SPLIT SYSTEM | 6626506993 | PANASONIC | CU E12MKR | R410A | 2
WALL MOUNTED SPLIT SYSTEM | E016370 | DAIKIN | FTXS50JVMA | R410A | 2
CASSETTE SPLIT SYSTEM | 901083 | DAIKIN | RY60GV1A 7 | R22 | 2
AIR COOLED SPLIT SYSTEM | UNKNOWN | DAIKIN | R760EV1A | R22 | 3
PACKAGED AIR CONDITIONING UNIT | UNKNOWN | APAC | S9 | R22 | 3
CASSETTE SPLIT SYSTEM | 400199 | DAIKIN | FHYCP71DVE | R407C | 3
CASSETTE SPLIT SYSTEM | C000112 | DAIKIN | FCQ140KVEA | R407C | 3
CASSETTE SPLIT SYSTEM | C000190 | DAIKIN | FCQ140KVEA | R407C | 3
CASSETTE SPLIT SYSTEM | C001822 | DAIKIN | FCQ71KVEA | R410A | 3
CASSETTE SPLIT SYSTEM | UAB88607 | HITACHI | RCI-5-OFSN3 | R410A | 3
WALL MOUNTED SPLIT SYSTEM | 5230B0AC0C0087 | ACSON | AWM30ER-UFAA | R22 | 3
CASSETTE SPLIT SYSTEM | 2243653060 | AIRWELL | KN30 RCC | R22 | 3
CASSETTE SPLIT SYSTEM | C002847 | DAIKIN | FCQ71KVEA | R410A | 3
NON DUCTED SPLIT SYSTEM | UNKNOWN | ACSON | ALC30CR | R22 | 4
AIR COOLED SPLIT SYSTEM | UNKNOWN | AIRWELL | GL-30RCC | R22 | 4
AIR COOLED SPLIT SYSTEM | UNKNOWN | MITSUBISHI | MR SLIM | R22 | 4
AIR COOLED SPLIT SYSTEM | UNKNOWN | PANASONIC | CU L28DBE5 | R410A | 4
AIR COOLED SPLIT SYSTEM | UNKNOWN | DAIKIN | RZQ71FV4A | R410A | 4
PACKAGED AIR CONDITIONING UNIT | 650376 | TEMPERZONE | OPA155RKT | R410A | 4
PACKAGED AIR CONDITIONING UNIT | UNKNOWN | APAC | PO16AHR9AD | R22 | 4
PACKAGED AIR CONDITIONING UNIT | 650376 | TEMPERZONE | OPA155RKT | R410A | 4
CASSETTE SPLIT SYSTEM | UNKNOWN | DAIKIN | RZQ160KV4A | R410A | 4
AIR COOLED SPLIT SYSTEM | 509551 | HITACHI | RAS 09CHAT | R22 | 5
CASSETTE SPLIT SYSTEM | UA892580 | HITACHI | RAS-5HVRNM2 | R410A | 5
AIR COOLED SPLIT SYSTEM | UNKNOWN | DAIKIN | RZQ160KV4A | R410A | 6
AIR COOLED SPLIT SYSTEM | UNKNOWN | DAIKIN | RZQ160KV4A | R410A | 6
PACKAGED AIR CONDITIONING UNIT | 734321 | TEMPERZONE | OPA205RKTH | R410A | 6
PACKAGED AIR CONDITIONING UNIT | UNKNOWN | AIRWELL | 110RC CAC CTRL | R22 | 6
CASSETTE SPLIT SYSTEM | UNKNOWN | DAIKIN | RZP125DV1 | R407C | 6
CASSETTE SPLIT SYSTEM | UNKNOWN | DAIKIN | RZP125DV1 | R407C | 6
AIR COOLED SPLIT SYSTEM | UNKNOWN | DAIKIN | RZP145DV1 | R407C | 6
AIR COOLED SPLIT SYSTEM | UNKNOWN | DAIKIN | RZP145D1 | R407C | 6
PACKAGED AIR CONDITIONING UNIT | 11360400 | KELVIN AIR | KA205CP | R22 | 6
PACKAGED AIR CONDITIONING UNIT | UNKNOWN | APAC | PO14AHR9AD | R22 | 6
PACKAGED AIR CONDITIONING UNIT | UNKNOWN | TEMPERZONE | OPA 150R | R22 | 6
PACKAGED AIR CONDITIONING UNIT | 738414 | TEMPERZONE | OPA 100RKT | R410A | 6
PACKAGED AIR CONDITIONING UNIT | UNKOWN | AIRWELL | HA75RCTC CCACTR | R22 | 6
PACKAGED AIR CONDITIONING UNIT | UNKNOWN | KELVIN AIR | KA 205 CP | R22 | 10
PACKAGED AIR CONDITIONING UNIT | 182414 | APAC | PO14AHR9AD | R22 | 10
PACKAGED AIR CONDITIONING UNIT | UNKNOWN | AIRWELL | HA110RCCACCTRL | R22 | 10
PACKAGED AIR CONDITIONING UNIT | 666317 | TEMPERZONE | OPA270RKTH | R410A | 10
PACKAGED AIR CONDITIONING UNIT | UNKNOWN | APAC | UNKNOWN | R22 | 10
PACKAGED AIR CONDITIONING UNIT | UNKNOWN | APAC | UNKNOWN | R22 | 10
PACKAGED AIR CONDITIONING UNIT | UNKNOWN | APAC |  | R22 | 15
SWITCHBOARD MECHANICAL |  | NULL |  | NA | 0
SMOKE EXHAUST FAN |  | DUCTLINE | - | NA | 0
SMOKE EXHAUST FAN |  | DUCTLINE | - | NA | 0
AIR HANDLING UNIT | - | NULL | - | NA | 0
AIR HANDLING UNIT |  | NULL |  | NA | 0
AIR HANDLING UNIT |  | NULL |  | NA | 0
AIR HANDLING UNIT |  | NULL |  | NA | 0
MULTI HEAD NON DUCTED SPLIT | E049697 | DAIKIN | FTXS35KVMA | NA | 0
MULTI HEAD NON DUCTED SPLIT | E049694 | DAIKIN | FTXS35KVMA | NA | 0
WALL MOUNTED SPLIT SYSTEM | E033182 | DAIKIN | FTXS71LVMA | NA | 0
WALL MOUNTED SPLIT SYSTEM | E033194 | DAIKIN | FTXS71LVMA | NA | 0
SWITCHBOARD MECHANICAL |  | NULL |  | NA | 0
AIR HANDLING UNIT |  | NULL |  | NA | 0
AIR HANDLING UNIT |  | NULL |  | NA | 0
SWITCHBOARD MECHANICAL |  | NULL |  | NA | 0
SMOKE EXHAUST FAN | 5656121 | DUCTLINE | SDA5604-28 | NA | 0
TOILET EXHAUST FAN |  | NULL | SWARTWOUT IIOFC | NA | 0
TOILET EXHAUST FAN |  | NULL | SWARTWOUT 3I0FWBDM | NA | 0
TOILET EXHAUST FAN |  | NULL | - | NA | 0
AIR FAN - SUPPLY |  | NULL | - | NA | 0
CASSETTE SPLIT SYSTEM | 8900389 | DAIKIN | R35GV1A | R22 | 2
WALL MOUNTED SPLIT SYSTEM | E033280 | DAIKIN | RXS71LVMA | R410A | 3
CASSETTE SPLIT SYSTEM |  | DAIKIN | RZQ71FV4A | R410A | 3
MULTI HEAD NON DUCTED SPLIT | E001103 | DAIKIN | 3MXS68LVMA | R410A | 3
WALL MOUNTED SPLIT SYSTEM | E033284 | DAIKIN | RXS71LVMA | R410A | 3
CASSETTE SPLIT SYSTEM | E005754 | DAIKIN | RZQ100KV4A | R410A | 4
CASSETTE SPLIT SYSTEM | E005734 | DAIKIN | RZQ125KV4A | R410A | 4
CASSETTE SPLIT SYSTEM | E005740 | DAIKIN | RZQ100KV4 A | R410A | 4
CASSETTE SPLIT SYSTEM | E005753 | DAIKIN | RZQ125KV4A | R410A | 4
CASSETTE SPLIT SYSTEM | E00466 | DAIKIN | RZQ125KV4A | R410A | 4
CASSETTE SPLIT SYSTEM | - | DAIKIN | BYFQ60B8W1 | R410A | 5
CASSETTE SPLIT SYSTEM | 6001470 | DAIKIN | FHC45FVE | R22 | 5
CASSETTE SPLIT SYSTEM | A003249 | DAIKIN | RZQ71FV4A | R410A | 5
CASSETTE SPLIT SYSTEM | E005837 | DAIKIN | RZQ125KV4A | R410A | 5
CASSETTE SPLIT SYSTEM | C001189 | DAIKIN | FCQ71KVEA | R410A | 6
CASSETTE SPLIT SYSTEM | C000496 | DAIKIN | FCQ71KVEA | R410A | 6
CASSETTE SPLIT SYSTEM | C001203 | DAIKIN | FCQ71KVEA | R410A | 6
CASSETTE SPLIT SYSTEM | C000483 | DAIKIN | FCQ71KVEA | R410A | 6
CASSETTE SPLIT SYSTEM | C000499 | DAIKIN | FCQ71KVEA | R410A | 6
CASSETTE SPLIT SYSTEM | C001001 | DAIKIN | FCQ125KVEA | R410A | 6
CASSETTE SPLIT SYSTEM | C000411 | DAIKIN | FCQ125KVEA | R410A | 6
CASSETTE SPLIT SYSTEM | C001235 | DAIKIN | FCQ100KVEA | R410A | 6
CASSETTE SPLIT SYSTEM | C000493 | DAIKIN | FCQ71KVEA | R410A | 6
CASSETTE SPLIT SYSTEM | MISSING | DAIKIN | MISSING | R22 | 6
CASSETTE SPLIT SYSTEM | C001002 | DAIKIN | FCQ125KVEA | R410A | 6
CASSETTE SPLIT SYSTEM | C001290 | DAIKIN | FCQ100KVEA | R410A | 8
REFRIGERATION COMPRESSORS |  | NULL |  | R22 | 15
REFRIGERATION COMPRESSORS |  | NULL |  | R22 | 15
REFRIGERATION COMPRESSORS |  | NULL |  | R22 | 15
REFRIGERATION COMPRESSORS |  | NULL |  | R22 | 15
REFRIGERATION COMPRESSORS |  | NULL |  | R22 | 15
REFRIGERATION COMPRESSORS |  | NULL |  | R22 | 15
AIR COOLED SPLIT SYSTEM | 411046892 | KIRBY | KRC187K | NA | 0
AIR COOLED SPLIT SYSTEM | 4100045888 | KIRBY | KRC170K | NA | 0
TOILET EXHAUST FAN | UNKNOWN | NULL | UNKNOWN | NA | 0
TOILET EXHAUST FAN | UNKNOWN | NULL | UNKNOWN | NA | 0
KITCHEN EXHAUST FAN | O | NULL |  | NA | 0
CONDENSER WATER PUMP | 807089350 | NULL | DIGICHEM-XP2 | NA | 0
KITCHEN EXHAUST FAN |  | NULL |  | NA | 0
KITCHEN EXHAUST FAN | O | NULL | O | NA | 0
SMOKE EXHAUST FAN | CZ99 | NULL | SO2350 | NA | 0
AIR FAN - EXHAUST | 25575 | FANTECH | CES-4V | NA | 0
AIR FAN - EXHAUST | 1627 | WOODS | 400 | NA | 0
AIR FAN - EXHAUST | UNKNOWN | FANTECH | UNKNOWN | NA | 0
AIR FAN - EXHAUST | UNKNOWN | FANTECH | UNKNOWN | NA | 0
AIR FAN - EXHAUST | UNKNOWN | FANTECH | UNKNOWN | NA | 0
AIR FAN - EXHAUST | UNKNOWN | FANTECH | UNKNOWN | NA | 0
AIR FAN - EXHAUST | UNKNOWN | FANTECH | UNKNOWN | NA | 0
AIR FAN - EXHAUST | UNKNOWN | FANTECH | UNKNOWN | NA | 0
KITCHEN EXHAUST FAN | UNKNOWN | FANTECH | UNKNOWN | NA | 0
AIR FAN - EXHAUST | UNKNOWN | FANTECH | UNKNOWN | NA | 0
AIR FAN - EXHAUST | UNKNOWN | FANTECH | UNKNOWN | NA | 0
KITCHEN EXHAUST FAN | UNKNOWN | NULL | UNKNOWN | NA | 0
AIR FAN - SUPPLY | 253307 | FANTECH | AP05646AA10B005 | NA | 0
KITCHEN EXHAUST FAN | UNKNOWN | DIRECTAIRE VENT | 5873 | NA | 0
AIR FAN - EXHAUST | UNKNOWN | FANTECH | UNKNOWN | NA | 0
AIR FAN - EXHAUST | UNKNOWN | FANTECH | UNKNOWN | NA | 0
SMOKE EXHAUST FAN | 3I56 | NULL | 60 SPA | NA | 0
SMOKE EXHAUST FAN | 3X00 | NULL | SOI250 | NA | 0
SMOKE EXHAUST FAN | 2900 4 | NULL | 1900 SSE | NA | 0
SMOKE EXHAUST FAN | 29003 | NULL | 1900 SSE | NA | 0
AIR FAN - EXHAUST | 1 | WOODS | W | NA | 0
CONDENSER WATER PUMP | 2096015019 | TECO | AEMB-UCC2N | NA | 0
0 - NOT SET | P20BC01501D | TECO | AEMBUCC26 | NA | 0
VARIABLE SPEED DRIVE | 020410G240 | DANFOSS | FC100 | NA | 0
AIR HANDLING UNIT | 980CBD | ROBERT SHAW | FAN: Y7106, MOTOR: XAC1343251978 | NA | 0
FILTERS |  | NULL |  | NA | 0
AIR HANDLING UNIT | FAN: 980CBD, MOTOR: H610132O004 | ROBERT SHAW | FAN : Y7106, MOTOR: ASHBUC040025FMC2G | NA | 0
SMOKE EXHAUST FAN | 3I56 | NULL | 60 SPA | NA | 0
SMOKE EXHAUST FAN | 2900 1 | NULL | 1900 SSE | NA | 0
SMOKE EXHAUST FAN | 29002 | NULL | 1900 SSE | NA | 0
AIR FAN - EXHAUST | 5737F2166 | FANTECH | CHD456 | NA | 0
AIR FAN - EXHAUST | 2 | FANTECH | S | NA | 0
KITCHEN EXHAUST FAN | 485013 | FANTECH | CHD354HT | NA | 0
KITCHEN EXHAUST FAN | O | FANTECH | RV | NA | 0
AIR FAN - EXHAUST | O | FANTECH | S | NA | 0
KITCHEN EXHAUST FAN | 42288 | NULL | V30-184-SP4 | NA | 0
KITCHEN EXHAUST FAN | 19736-4893 | NULL | JVY 3-E808 | NA | 0
AIR FAN - SUPPLY | O | NULL | O | NA | 0
KITCHEN EXHAUST FAN | O | NULL | O | NA | 0
AIR FAN - EXHAUST | 427540 | FANTECH | CE456V | NA | 0
AIR FAN - EXHAUST | O | FANTECH | O | NA | 0
SMOKE EXHAUST FAN | 2900 4 | NULL | 1900 SSE | NA | 0
BMS | NA | TRANE | TRACER SUMMIT | NA | 0
DUCTED SPLIT SYSTEM |  | DAIKIN |  | NA | 0
CASSETTE SPLIT SYSTEM | C004999 | DAIKIN | FCQ140KVEA | NA | 0
CASSETTE SPLIT SYSTEM |  | DAIKIN |  | NA | 0
CASSETTE SPLIT SYSTEM |  | DAIKIN |  | NA | 0
WALL MOUNTED SPLIT SYSTEM | 4905936 | DAIKIN | FTXD508VMA | NA | 0
WALL MOUNTED SPLIT SYSTEM | 4911345 | DAIKIN | FTXE35SVMA | NA | 0
WALL MOUNTED SPLIT SYSTEM |  | DAIKIN |  | NA | 0
DUCTED SPLIT SYSTEM |  | DAIKIN |  | NA | 0
DUCTED SPLIT SYSTEM |  | DAIKIN |  | NA | 0
CASSETTE SPLIT SYSTEM |  | SANYO |  | NA | 0
CASSETTE SPLIT SYSTEM |  | SANYO |  | NA | 0
CASSETTE SPLIT SYSTEM |  | FUJITSU |  | NA | 0
CASSETTE SPLIT SYSTEM |  | FUJITSU |  | NA | 0
DUCTED SPLIT SYSTEM |  | TEMPERZONE |  | NA | 0
DUCTED SPLIT SYSTEM |  | TEMPERZONE |  | NA | 0
DUCTED SPLIT SYSTEM |  | TEMPERZONE |  | NA | 0
DUCTED SPLIT SYSTEM |  | TEMPERZONE |  | NA | 0
DUCTED SPLIT SYSTEM |  | TEMPERZONE |  | NA | 0
DUCTED SPLIT SYSTEM |  | TEMPERZONE |  | NA | 0
DUCTED SPLIT SYSTEM |  | TEMPERZONE |  | NA | 0
DUCTED SPLIT SYSTEM |  | TEMPERZONE |  | NA | 0
DUCTED SPLIT SYSTEM |  | TEMPERZONE |  | NA | 0
WALL MOUNTED SPLIT SYSTEM |  | DAIKIN |  | NA | 0
CASSETTE SPLIT SYSTEM |  | DAIKIN |  | NA | 0
CASSETTE SPLIT SYSTEM |  | DAIKIN |  | NA | 0
CASSETTE SPLIT SYSTEM |  | DAIKIN |  | NA | 0
CASSETTE SPLIT SYSTEM |  | DAIKIN |  | NA | 0
PACKAGED AIR CONDITIONING UNIT |  | EMAIL |  | NA | 0
EVAPORATIVE COOLER |  | EMAIL |  | NA | 0
AIR FAN - EXHAUST | O | FANTECH | O | NA | 0
AIR FAN - EXHAUST | O | FANTECH | E | NA | 0
EVAPORATIVE COOLER | UNKNOWN | CELAIRE | UNKNOWN | NA | 0
VARIABLE SPEED DRIVE | 021410G24O | DANFOSS | FC100 | NA | 0
MICROWAVE | 807089349 | NULL | DIGICHEM-XP2 | NA | 0
CIRCULATING PUMP | 12-02-00889 | ONGA | 413405906 | NA | 0
CIRCULATING PUMP | 11-12-03978 | ONGA | 413405906 | NA | 0
SWITCHBOARD MECHANICAL |  | NULL |  | NA | 0
FILTERS |  | NULL |  | NA | 0
SMOKE EXHAUST FAN | 3X70 | NULL | 5OI250 | NA | 0
AIR FAN - SUPPLY | 253315 | FANTECH | AP063456BA7B007 | NA | 0
KITCHEN EXHAUST FAN | 19735-5046 | NULL | FJKSA -750 | NA | 0
TOILET EXHAUST FAN | 218873B | NULL | TVDC 400-4F | NA | 0
AIR FAN - EXHAUST | O | NULL | O | NA | 0
NON DUCTED SPLIT SYSTEM | E007304 | DAIKIN | RXS25EVMA | R410A | 1
CASSETTE SPLIT SYSTEM | R003R607 | FUJITSU | AUTA30LVLU | R410A | 1
CASSETTE SPLIT SYSTEM | R003615 | FUJITSU | AUTA30LBLU | R410A | 1
CASSETTE SPLIT SYSTEM |  | DAIKIN |  | R410A | 1
WALL MOUNTED SPLIT SYSTEM | 408NQ131 | TOSHIBA | RAV SM 560AT E | R410A | 2
AIR CURTAIN | 516 | DAIKIN | FTKS35EVMA | R22 | 2
CASSETTE SPLIT SYSTEM | 11543 | FUJITSU | AOT36RMAL | R22 | 2
DUCTED SPLIT SYSTEM | NA | DAIKIN | 4MXD80BVMA | R410A | 2
0 - NOT SET |  | APAC |  | NA | 0
PACKAGED AIR CONDITIONING UNIT | OO | APAC | S11 HP PH | R22 | 3
NON DUCTED SPLIT SYSTEM | 4900866 | DAIKIN | RY71LUY1 | R22 | 3
DUCTED SPLIT SYSTEM |  | TEMPERZONE | OSA85R | R22 | 3
CASSETTE SPLIT SYSTEM | 66519 | SANYO | SPW-C363GH8 | R22 | 4
CASSETTE SPLIT SYSTEM | T004479 | FUJITSU | AOTA30LGTL | R410A | 4
MULTI HEAD NON DUCTED SPLIT | O | DAIKIN | FKY35 | R410A | 4
PACKAGED AIR CONDITIONING UNIT | 644312 | THERMAL EQUP CO | OPA155RKT | R410A | 4
PACKAGED AIR CONDITIONING UNIT | U4457982 | HITACHI | RUA1012AT | R22 | 4
DUCTED SPLIT SYSTEM | NA | DAIKIN | RY125KUY1 | R22 | 4
DUCTED SPLIT SYSTEM | 2001 | DAIKIN | RY125KUY1 | R22 | 4
DUCTED SPLIT SYSTEM | E005601 | DAIKIN | RZQ150KV4A | R410A | 4
CASSETTE SPLIT SYSTEM | E001474 | DAIKIN | RQZ100HAY4A | R410A | 4
DUCTED SPLIT SYSTEM | UNKNOWN | DAIKIN | R14OFY1 | R22 | 5
PACKAGED AIR CONDITIONING UNIT | 620502 | APAC | PO19AHR9AD | R407C | 5
DUCTED SPLIT SYSTEM | 3P206959-2C | DAIKIN | RZQ125KV4A | R410A | 5
CASSETTE SPLIT SYSTEM | 117019 | SCHNEIDER | SPW-C483GH3 | R22 | 5
CASSETTE SPLIT SYSTEM |  | FUJITSU |  | R410A | 5
DUCTED SPLIT SYSTEM |  | TEMPERZONE | OSA220R | R22 | 5
DUCTED SPLIT SYSTEM |  | TEMPERZONE | OSA220R | R22 | 5
DUCTED SPLIT SYSTEM |  | TEMPERZONE |  | R22 | 5
DUCTED SPLIT SYSTEM |  | TEMPERZONE |  | R22 | 5
DUCTED SPLIT SYSTEM |  | TEMPERZONE |  | R22 | 5
DUCTED SPLIT SYSTEM |  | TEMPERZONE |  | R22 | 5
DUCTED SPLIT SYSTEM |  | TEMPERZONE | OSA220R | R22 | 5
DUCTED SPLIT SYSTEM | UNKNOWN | DAIKIN | RZQ125KV4A | R410A | 6
CASSETTE SPLIT SYSTEM | T004478 | FUJITSU | AOTA30LGTL | R410A | 6
DUCTED SPLIT SYSTEM | 3P085602-2A | DAIKIN | RZP100DV | R407C | 6
PACKAGED AIR CONDITIONING UNIT | 20561310 | DAIKIN | UAYQ90CY1A | R410A | 6
PACKAGED AIR CONDITIONING UNIT | K000172 | DAIKIN | UAYQ90CY1A | R410A | 6
PACKAGED AIR CONDITIONING UNIT | 2056210 | DAIKIN | UAYQ60CY1A | R410A | 6
DUCTED SPLIT SYSTEM | E012697 | DAIKIN | RZQ125KV4A | R410A | 6
CASSETTE SPLIT SYSTEM |  | FUJITSU |  | R22 | 7
DUCTED SPLIT SYSTEM | E012847 | DAIKIN | RZQ125KV4A | R410A | 8
PACKAGED AIR CONDITIONING UNIT | 4 | APAC | S | R22 | 8
PACKAGED AIR CONDITIONING UNIT | 7 | APAC | S | R22 | 8
PACKAGED AIR CONDITIONING UNIT | 620515 | APAC | PO35AHR09AD | R407C | 8
DUCTED SPLIT SYSTEM | E012707 | DAIKIN | RQZ125KV4A | R410A | 9
COOLING TOWER | 10J0704 | BARREL FAN | VXCS97 | R22 | 10
0 - NOT SET | 10J705 | BARREL FAN | VXCS97 | NA | 0
PACKAGED AIR CONDITIONING UNIT | O | APAC | S | R22 | 16
PACKAGED AIR CONDITIONING UNIT | 1 | APAC | S | R22 | 22
PACKAGED AIR CONDITIONING UNIT | 3 | APAC | S | R22 | 22
PACKAGED AIR CONDITIONING UNIT | 645699 | APAC | PO46AHR9AD | R22 | 100
REFRIGERATION COMPRESSORS | 15724401 | BITZER | 2X 8G60.2 | R22 | 140
REFRIGERATION COMPRESSORS | 7XCM701 | MITSUBISHI | CZ-127 | R22 | 140
DUCTED SPLIT SYSTEM | 91996 | TEMPERZONE | ISD 840KBV | NA | 0
DUCTED SPLIT SYSTEM |  | TEMPERZONE | ISD 310KBY | NA | 0
DUCTED SPLIT SYSTEM |  | TEMPERZONE | ISD 159KY | NA | 0
FAN COIL UNIT - DUCTED |  | NULL |  | NA | 0
FAN COIL UNIT - DUCTED |  | NULL |  | NA | 0
FAN COIL UNIT - DUCTED |  | NULL |  | NA | 0
FAN COIL UNIT - DUCTED |  | NULL |  | NA | 0
FAN COIL UNIT - NON DUCTED |  | NULL |  | NA | 0
FAN COIL UNIT - NON DUCTED |  | NULL |  | NA | 0
FAN COIL UNIT - DUCTED |  | NULL |  | NA | 0
FAN COIL UNIT - DUCTED |  | NULL |  | NA | 0
WALL MOUNTED SPLIT SYSTEM | E037367 | DAIKIN | FTXS35EVMA | NA | 0
FAN COIL UNIT - DUCTED |  | CARRIER |  | NA | 0
SWITCHBOARD MECHANICAL |  | NHP |  | NA | 0
SWITCHBOARD MECHANICAL |  | NULL |  | NA | 0
SWITCHBOARD MECHANICAL |  | NULL |  | NA | 0
CHILLED WATER PUMP | 9901668 | AJAX | 210415D | NA | 0
STAIRWELL PRESSURISATION FAN |  | NULL |  | NA | 0
AIR HANDLING UNIT |  | NULL |  | NA | 0
AIR HANDLING UNIT |  | NULL |  | NA | 0
AIR HANDLING UNIT |  | NULL |  | NA | 0
FAN COIL UNIT - NON DUCTED |  | NULL |  | NA | 0
FAN COIL UNIT - NON DUCTED |  | NULL |  | NA | 0
AIR FAN - SUPPLY |  | NULL |  | NA | 0
WALL MOUNTED SPLIT SYSTEM | E001158 | DAIKIN | RXS35BVMA | R410A | 2
DUCTED SPLIT SYSTEM | 807576 | TEMPERZONE | - | R410A | 5
DUCTED SPLIT SYSTEM | 775264 | TEMPERZONE | OSA310RKTBV | R410A | 8
DUCTED SPLIT SYSTEM | 98695 | TEMPERZONE | OSA840RKTBV | R410A | 12
CHILLER - WATER COOLED | 12T810750 | CARRIER | 30RW-160--0145-PEE-- | R407C | 30
AIR FAN - EXHAUST |  | NULL |  | NA | 0
AIR FAN - EXHAUST |  | NULL |  | NA | 0
WALL MOUNTED SPLIT SYSTEM |  | HITACHI |  | NA | 0
WALL MOUNTED SPLIT SYSTEM | E016067 | DAIKIN | FTXS71GVMA | NA | 0
WALL MOUNTED SPLIT SYSTEM | E015661 | DAIKIN | FTXS71GVMA | NA | 0
AIR FAN - RETURN |  | WOODS |  | NA | 0
BOILER - OIL FIRED |  | AIR NOISE | PR 007 | NA | 0
HEATING HOT WATER PUMP | JJ3501A66519E | NULL |  | NA | 0
CONDENSER WATER PUMP | 4557 | GRUNDFOS | 85901231-V01 | NA | 0
CONDENSER WATER PUMP |  | GRUNDFOS | 85901231-V01 | NA | 0
VARIABLE SPEED DRIVE | 057417G344 | DANFOSS | 131B3319 | NA | 0
CHILLED WATER PUMP |  | NULL |  | NA | 0
CHILLED WATER PUMP |  | NULL |  | NA | 0
VARIABLE SPEED DRIVE | 039117G344 | DANFOSS | 131B4249 | NA | 0
CONDENSER WATER PUMP |  | NULL |  | NA | 0
CONDENSER WATER PUMP |  | NULL |  | NA | 0
SWITCHBOARD MECHANICAL |  | NULL |  | NA | 0
0 - NOT SET |  | NULL |  | NA | 0
AIR FAN - EXHAUST |  | NULL |  | NA | 0
AIR FAN - EXHAUST |  | NULL |  | NA | 0
AIR HANDLING UNIT |  | NULL |  | NA | 0
FIRE PANEL |  | NULL |  | NA | 0
VARIABLE SPEED DRIVE |  | DANFOSS | 131B3319 | NA | 0
SWITCHBOARD MECHANICAL |  | NULL |  | NA | 0
VARIABLE SPEED DRIVE |  | DANFOSS |  | NA | 0
VARIABLE SPEED DRIVE |  | DANFOSS |  | NA | 0
CONDENSER WATER PUMP |  | NULL |  | NA | 0
CONDENSER WATER PUMP |  | NULL |  | NA | 0
CONDENSER WATER PUMP |  | NULL |  | NA | 0
COOLING TOWER |  | NULL |  | NA | 0
COOLING TOWER |  | NULL |  | NA | 0
COOLING TOWER |  | NULL |  | NA | 0
DOSING POT (CLOSED LOOPS) |  | NULL |  | NA | 0
AIR HANDLING UNIT |  | NULL |  | NA | 0
AIR HANDLING UNIT |  | NULL |  | NA | 0
TOILET EXHAUST FAN |  | NULL |  | NA | 0
TOILET EXHAUST FAN |  | NULL |  | NA | 0
AIR FAN - RETURN |  | NULL |  | NA | 0
PACKAGE AC - WATER SOURCED | 95969 | TEMPERZONE | CWP0290RKT | NA | 0
TOILET EXHAUST FAN |  | FANTECH |  | NA | 0
WALL MOUNTED SPLIT SYSTEM |  | HITACHI | RAS-3AT3 | R22 | 2
WALL MOUNTED SPLIT SYSTEM | E016393 | DAIKIN | RXS71FBVMA | R410A | 3
WALL MOUNTED SPLIT SYSTEM | E011174 | DAIKIN | RXS71FBVMA | R410A | 3
CHILLER - WATER COOLED | U96E04264 | TRANE | RTHB300ULD00NWP000UNN3LF2LFV0000 | R22 | 230
CHILLER - WATER COOLED | OJ 7872 | POWER PAX | WA096.2HH08.F3ASJA.F2ARJA.ONS | R134A | 291
AIR FAN - EXHAUST | 330069 | FANTECH | MMD5664 | NA | 0
AIR FAN - EXHAUST | 330071 | FANTECH | AP0564AP10B007 | NA | 0
DUCTED SPLIT SYSTEM | 1495W80453 | APAC | 57 HPEL-02 | R22 | 0
DUCTED SPLIT SYSTEM |  | APAC |  | R22 | 0
DUCTED SPLIT SYSTEM | 1695W80445 | APAC | S14 HPEL-02 | R22 | 0
DUCTED SPLIT SYSTEM | 1695W80449 | APAC | S25 HPEL | R22 | 0
DUCTED SPLIT SYSTEM | 1695W0443 | APAC | S25 HPEL | R22 | 0
DUCTED SPLIT SYSTEM |  | APAC |  | R22 | 0
DUCTED SPLIT SYSTEM |  | APAC |  | R22 | 0
DUCTED SPLIT SYSTEM |  | APAC |  | R22 | 0
DUCTED SPLIT SYSTEM |  | APAC |  | R22 | 0
DUCTED SPLIT SYSTEM |  | APAC |  | R22 | 0
DUCTED SPLIT SYSTEM |  | APAC |  | R22 | 0
DUCTED SPLIT SYSTEM |  | APAC |  | R22 | 0
DUCTED SPLIT SYSTEM |  | DAIKIN |  | NA | 0
DUCTED SPLIT SYSTEM |  | DAIKIN |  | R22 | 0
CASSETTE SPLIT SYSTEM | C000469 | DAIKIN | FCQ140PV4A | NA | 0
CASSETTE SPLIT SYSTEM | C000466 | DAIKIN | FCQ140PV4A | NA | 0
CASSETTE SPLIT SYSTEM |  | DAIKIN | FFQ50B8V1B | NA | 0
DUCTED SPLIT SYSTEM |  | APAC |  | R22 | 0
FAN COIL UNIT - DUCTED |  | DAIKIN |  | R22 | 0
DUCTED SPLIT SYSTEM |  | APAC |  | R22 | 0
DUCTED SPLIT SYSTEM | 1495W80384 | APAC | S24 WEL | NA | 0
DUCTED SPLIT SYSTEM |  | APAC |  | R22 | 0
DUCTED SPLIT SYSTEM |  | APAC | S24 WEL | NA | 0
DUCTED SPLIT SYSTEM |  | APAC |  | NA | 0
DUCTED SPLIT SYSTEM |  | APAC |  | NA | 0
FAN COIL UNIT - DUCTED | 013739SC | MULLER | MLH09R60P | NA | 0
DUCTED SPLIT SYSTEM | 1495W80394 | APAC | S24 WEL | NA | 0
DUCTED SPLIT SYSTEM |  | APAC | S24 WEL | NA | 0
DUCTED SPLIT SYSTEM | 1495W80388 | APAC | S24 WEL | NA | 0
DUCTED SPLIT SYSTEM | 1495W80387 | APAC | S24 WEL | NA | 0
DUCTED SPLIT SYSTEM |  | APAC |  | NA | 0
DUCTED SPLIT SYSTEM |  | APAC |  | NA | 0
DUCTED SPLIT SYSTEM |  | APAC |  | NA | 0
DUCTED SPLIT SYSTEM |  | APAC |  | NA | 0
DUCTED SPLIT SYSTEM | 1495W80400 | APAC | S9 WEL | NA | 0
DUCTED SPLIT SYSTEM |  | APAC |  | NA | 0
CASSETTE SPLIT SYSTEM |  | DAIKIN |  | NA | 0
DUCTED SPLIT SYSTEM |  | APAC |  | R22 | 0
DUCTED SPLIT SYSTEM | 80407 | APAC | S16 WEL | R22 | 0
DUCTED SPLIT SYSTEM |  | APAC |  | R22 | 0
DUCTED SPLIT SYSTEM |  | APAC |  | R22 | 0
DUCTED SPLIT SYSTEM |  | APAC |  | NA | 0
DUCTED SPLIT SYSTEM |  | APAC |  | NA | 0
DUCTED SPLIT SYSTEM |  | APAC |  | NA | 0
DUCTED SPLIT SYSTEM |  | APAC |  | NA | 0
DUCTED SPLIT SYSTEM | 1195W80125 | APAC | S24 WEL | NA | 0
DUCTED SPLIT SYSTEM |  | APAC |  | NA | 0
DUCTED SPLIT SYSTEM |  | APAC |  | NA | 0
DUCTED SPLIT SYSTEM |  | APAC |  | NA | 0
DUCTED SPLIT SYSTEM |  | APAC |  | NA | 0
DUCTED SPLIT SYSTEM |  | APAC |  | NA | 0
DUCTED SPLIT SYSTEM |  | APAC |  | NA | 0
FAN COIL UNIT - DUCTED |  | TRANE |  | NA | 0
FAN COIL UNIT - DUCTED |  | TRANE |  | NA | 0
FAN COIL UNIT - DUCTED |  | TRANE |  | NA | 0
FAN COIL UNIT - DUCTED |  | TRANE |  | NA | 0
FAN COIL UNIT - DUCTED |  | TRANE |  | NA | 0
FAN COIL UNIT - DUCTED |  | TRANE |  | NA | 0
FAN COIL UNIT - DUCTED |  | TRANE |  | NA | 0
FAN COIL UNIT - DUCTED |  | TRANE |  | NA | 0
FAN COIL UNIT - DUCTED |  | TRANE |  | NA | 0
FAN COIL UNIT - DUCTED |  | TRANE |  | NA | 0
FAN COIL UNIT - DUCTED |  | TRANE |  | NA | 0
FAN COIL UNIT - DUCTED |  | TRANE |  | NA | 0
FAN COIL UNIT - DUCTED |  | TRANE |  | NA | 0
FAN COIL UNIT - DUCTED |  | TRANE |  | NA | 0
FAN COIL UNIT - DUCTED |  | TRANE |  | NA | 0
DUCTED SPLIT SYSTEM |  | APAC |  | NA | 0
FAN COIL UNIT - DUCTED |  | TRANE |  | NA | 0
FAN COIL UNIT - DUCTED |  | APAC |  | NA | 0
DUCTED SPLIT SYSTEM | 1195W80147 | APAC | S16 WEL | NA | 0
DUCTED SPLIT SYSTEM |  | APAC |  | NA | 0
DUCTED SPLIT SYSTEM |  | APAC |  | NA | 0
DUCTED SPLIT SYSTEM |  | APAC |  | NA | 0
DUCTED SPLIT SYSTEM |  | APAC |  | NA | 0
SWITCHBOARD MECHANICAL |  | NULL |  | NA | 0
CHILLED WATER PUMP |  | NULL |  | NA | 0
VARIABLE SPEED DRIVE |  | TRANE | TR2000 | NA | 0
WATER FILTRATION SYSTEM |  | NULL |  | NA | 0
CHILLED WATER PUMP |  | NULL |  | NA | 0
VARIABLE SPEED DRIVE |  | TRANE | TR2000 | NA | 0
BOILER - GAS ATMOSPHERIC | 2347 | NULL | WATSONS HH500 | NA | 0
TOILET EXHAUST FAN | 93412 | FANTECH | P050-5-10 | NA | 0
TOILET EXHAUST FAN |  | FANTECH |  | NA | 0
TOILET EXHAUST FAN |  | FANTECH |  | NA | 0
TOILET EXHAUST FAN |  | FANTECH |  | NA | 0
SMOKE EXHAUST FAN |  | NULL |  | NA | 0
SMOKE EXHAUST FAN |  | NULL |  | NA | 0
AIR HANDLING UNIT |  | TRANE |  | NA | 0
AIR HANDLING UNIT |  | TRANE |  | NA | 0
HEATING HOT WATER PUMP |  | NULL |  | NA | 0
SWITCHBOARD MECHANICAL |  | NULL |  | NA | 0
CHILLED WATER PUMP |  | NULL |  | NA | 0
DUCTED SPLIT SYSTEM | E014816 | DAIKIN | RSX60FVMA | R410A | 2
DUCTED SPLIT SYSTEM | E004445 | DAIKIN | RZQ160PV4A | R410A | 2
DUCTED SPLIT SYSTEM | E003950 | DAIKIN | RZQ160PV4A | R410A | 2
DUCTED SPLIT SYSTEM | E003913 | DAIKIN | RZQ160PV4A | R410A | 2
DUCTED SPLIT SYSTEM | E003915 | DAIKIN | RZQ160PV4A | R410A | 2
NON DUCTED SPLIT SYSTEM | E008866 | DAIKIN | FTXS50GVMA | R410A | 3
DUCTED SPLIT SYSTEM | E0044447 | DAIKIN | RZQ160PV4A | R410A | 4
FLOOR STANDING CONSOLE SPLIT | 244101118RE | MITSUBISHI | SRC50ZJX-S | NA | 0
WALL MOUNTED SPLIT SYSTEM | 014403789-RE | MITSUBISHI | SRK80ZEA-S2 | NA | 0
WALL MOUNTED SPLIT SYSTEM | E002291 | GREGORY | ASTA34JCC | NA | 0
WALL MOUNTED SPLIT SYSTEM | 220512798RE | MITSUBISHI | SRK25ZJ-S1 | NA | 0
CASSETTE SPLIT SYSTEM | 3000175 | DAKO | FHY71DAV1 | NA | 0
WALL MOUNTED SPLIT SYSTEM | K80304758HK | MITSUBISHI | FDKN308H | NA | 0
CASSETTE SPLIT SYSTEM | 34F00134 | MODULEX | PLH-4AKS | NA | 0
CASSETTE SPLIT SYSTEM | 31M00105 | MODULEX | SLH1.6AR | NA | 0
CASSETTE SPLIT SYSTEM | 34F00132 | MODULEX | PLH-4AKS | NA | 0
CASSETTE SPLIT SYSTEM | 3ZF00178 | MODULEX | PLH-3AK | NA | 0
WALL MOUNTED SPLIT SYSTEM | 814005542-RE | MITSUBISHI | SRK35ZGA-S | NA | 0
WALL MOUNTED SPLIT SYSTEM | 814005444 RE | MITSUBISHI | SRK35ZGA-S | NA | 0
WALL MOUNTED SPLIT SYSTEM | 014206969 RE | MITSUBISHI | SRK71ZEA-S1 | NA | 0
WALL MOUNTED SPLIT SYSTEM | 390032324 | DAKO | FLX50JVEA | NA | 0
WALL MOUNTED SPLIT SYSTEM | 3900325 | DAKO | FLX50JVEA | NA | 0
WALL MOUNTED SPLIT SYSTEM | 3900349 | DAKO | FLX50JVEA | NA | 0
WALL MOUNTED SPLIT SYSTEM | K80400139HK | MODULEX | FDKN30H | NA | 0
WALL MOUNTED SPLIT SYSTEM | 3900680 | DAKO | FLX50AVMA | NA | 0
WALL MOUNTED SPLIT SYSTEM | 3900260 | DAKO | FLX50AVMA | NA | 0
WALL MOUNTED SPLIT SYSTEM | 3900260 | DAKO | FLX50AVMA | NA | 0
WALL MOUNTED SPLIT SYSTEM | 034003936 RE | MITSUBISHI | SCR80ZE-S2 | NA | 0
WALL MOUNTED SPLIT SYSTEM | H803 03652NF | MITSUBISHI | FDC306HEN3 | NA | 0
WALL MOUNTED SPLIT SYSTEM | T002662 | GREGORY | AOTR34JCT | NA | 0
WALL MOUNTED SPLIT SYSTEM | 35130250RE | MITSUBISHI | SRC25ZJ-S1 | NA | 0
CASSETTE SPLIT SYSTEM | 319 | MODULEX | PUH-4YKSA | NA | 0
CASSETTE SPLIT SYSTEM | 329 | MODULEX | PUH-4YKSA | NA | 0
CASSETTE SPLIT SYSTEM | NA | MODULEX | PUH-3YKA | NA | 0
WALL MOUNTED SPLIT SYSTEM | H803 03649 NF | MITSUBISHI | FDC306HEN3 | NA | 0
WALL MOUNTED SPLIT SYSTEM | 833325020 | MITSUBISHI | SRC35ZG-S | NA | 0
WALL MOUNTED SPLIT SYSTEM | 33808014 | MITSUBISHI | SRC71ZE-S1 | NA | 0