## Sheet1
AssetType | SerialNo | Manufacturer | ModelNbr | Refrigerant | RefrigerantQty
CHILLED BEAMS - PASSIVE | NA | NULL | NA | NULL | NULL
CHILLED BEAMS - PASSIVE | NA | NULL | NA | NULL | NULL
CHILLED BEAMS - PASSIVE | NA | NULL | NA | NULL | NULL
CHILLED BEAMS - PASSIVE | 0 | NULL | O | NULL | NULL
CHILLED BEAMS - PASSIVE | NA | NULL | FRENGER | NULL | NULL
CHILLED BEAMS - PASSIVE | NA | UNKNOWN | Other | NULL | NULL
CHILLED BEAMS - PASSIVE | NA | NULL | NA | NULL | NULL
CHILLED BEAMS - PASSIVE | NA | NULL | NA | NULL | NULL
CHILLED BEAMS - PASSIVE | NA | NULL | CARAT H-84 B | NULL | NULL
CHILLED BEAMS - PASSIVE | NA | NULL | CARAT H-84 B | NULL | NULL
CHILLED BEAMS - PASSIVE | NA | NULL | CARAT H-84 B | NA | 0
CHILLED BEAMS - PASSIVE | NA | NULL | CARAT H-84 B | NA | 0
CHILLED BEAMS - PASSIVE | NA | NULL | CARAT H-84 B | NA | 0
CHILLED BEAMS - PASSIVE | NA | NULL | CARAT H-84 B | NA | 0
CHILLED BEAMS - PASSIVE | NA | NULL | CARAT H-84 B | NA | 0
CHILLED BEAMS - PASSIVE | NA | NULL | CARAT H-84 B | NA | 0
AIR COOLED SPLIT SYSTEM | E000531 | DAIKIN | FTXM71PVMA | R410A | 3
AIR COOLED SPLIT SYSTEM | E035595 | DAIKIN | FTXS50FVMA | R410A | 3
CASSETTE SPLIT SYSTEM | E004039 | DAIKIN | FTXM35PVMA | R410A | 3
AIR COOLED SPLIT SYSTEM | E015362 | DAIKIN | FTXM35PVMA | R410A | 1.3
AIR COOLED SPLIT SYSTEM | E014304 | DAIKIN | FTXM35PVMA | R410A | 2
ROOM AIR CONDITIONING UNIT | NONE | KELVINATOR | NONE | NULL | NULL
ROOM AIR CONDITIONING UNIT | 2.1105e+65 | TECO | LA201Y | NULL | NULL
AIR FAN - EXHAUST | NONE | LENCO | NONE | NA | 0
ROOM AIR CONDITIONING UNIT | NA | KELVINATOR | R150M | R22 | 1
ROOM AIR CONDITIONING UNIT | NA | KELVINATOR | R150M | R22 | 1
WALL MOUNTED SPLIT SYSTEM | 7576801589 | PANASONIC | CU-RE24JKR | R410A | 2
ICE MACHINE | NC 6121 13F | UNKNOWN | SCN 75 AS 230/50/1 | R134A | 0.45
EVAPORATIVE COOLER | 244 | BONAIRE | GS17000244 | NA | 0
NON DUCTED SPLIT SYSTEM | NA | LG | F24AHJ | R410A | 2
ROOM AIR CONDITIONING UNIT | NA | CARRIER | NA | R22 | 2
WALL MOUNTED SPLIT SYSTEM | T001109 | FUJITSU | AOT45UMAXT | R410A | 4
WALL MOUNTED SPLIT SYSTEM | 6631302324 | PANASONIC | CS-RE12MKR | R410A | 1
WALL MOUNTED SPLIT SYSTEM | 7516114311 | PANASONIC | CU-W24EKR | R410A | 2
WALL MOUNTED SPLIT SYSTEM | 4002548 | FUJITSU | AOT24RAWF | R22 | 2
WALL MOUNTED SPLIT SYSTEM | NA | PANASONIC | CS-RE12NKR | R410A | 1
WALL MOUNTED SPLIT SYSTEM | 3831 | SANYO | SAP-C302AH | R22 | 3
PACKAGED AIR CONDITIONING UNIT | 1999W129004 | APAC | SO170HR9AH | R22 | 5
WALL MOUNTED SPLIT SYSTEM | NA | SANYO | SPW-1H483GH58 | R22 | 5
AIR FAN - EXHAUST | 495703 | FANTECH | CE404V | NULL | NULL
AIR FAN - EXHAUST | 495703 | FANTECH | CE404V | NULL | NULL
AIR FAN - EXHAUST | 496173 | FANTECH | CE404V | NULL | NULL
AIR FAN - EXHAUST | 505343 | FANTECH | AE504V | NULL | NULL
AIR FAN - EXHAUST | 505343 | FANTECH | AE504V | NULL | NULL
AIR FAN - EXHAUST | 505343 | FANTECH | AE504V | NULL | NULL
WALL MOUNTED SPLIT SYSTEM | 6644200597 | PANASONIC | CU-RE12NKR | R410A | 1
ROOM AIR CONDITIONING UNIT | na | LENNOX | NA | R410A | 1
WALL MOUNTED SPLIT SYSTEM | 807P0454 | TOSHIBA | RAS-22SKV-E | R410A | 2
WALL MOUNTED SPLIT SYSTEM | 807P0503 | TOSHIBA | RAS-22SKV-E | R410A | 2
WALL MOUNTED SPLIT SYSTEM | 780402538 | PANASONIC | CU-W7DKR | R410A | 1
WALL MOUNTED SPLIT SYSTEM | na | HITACHI | RAC-60YHA2 | R410A | 2
WALL MOUNTED SPLIT SYSTEM | 1042751275 | HITACHI | RAC-60YHA2 | R410A | 2
WALL MOUNTED SPLIT SYSTEM | E009809 | DAIKIN | RXS35KVMA | R410A | 2
WALL MOUNTED SPLIT SYSTEM | E019308 | DAIKIN | RXS25KVMA | R410A | 1
WALL MOUNTED SPLIT SYSTEM | NA | LENOX | LNIV2610 | R410A | 1
WALL MOUNTED SPLIT SYSTEM | 807P0598 | TOSHIBA | RAS-22SKV-E | R410A | 2
WALL MOUNTED SPLIT SYSTEM | 3441 | HITACHI | RAC-25YHA1 | R410A | 1
CASSETTE SPLIT SYSTEM | 6401803 | DAIKIN | RY71DAY1 | R22 | 4
WALL MOUNTED SPLIT SYSTEM | NA | DERBY | KFR-26W/J11 | R22 | 1
WALL MOUNTED SPLIT SYSTEM | 3523 | HITACHI | RAC-25YHA1 | R410A | 1
WALL MOUNTED SPLIT SYSTEM | 4011330 | MITSUBISHI | MUH-A26WV | R410A | 2
WALL MOUNTED SPLIT SYSTEM | 4006075 | MITSUBISHI | MUH-A30WV | R410A | 3
HEATER - ELECTRIC (ROOM) | UNABLE TO LOCATE | UNKNOWN | TEE | NULL | NULL
EVAPORATIVE COOLER | C14010133 | BRAEMAR | RPB6007C | NULL | NULL
FUME EXTRACTION SYSTEM | UNABLE TO OBTAIN | UNKNOWN | UNABLE TO OBTAIN | NULL | NULL
FUME EXTRACTION SYSTEM | NO ACCESS | UNKNOWN | NO ACCESS | NULL | NULL
FUME EXTRACTION SYSTEM | UNKOWN | UNKNOWN | UNKOWN | NULL | NULL
ROOM AIR CONDITIONING UNIT | NO ID | NULL | NO ID | R410A | 2
ROOM AIR CONDITIONING UNIT | DATA PLATE FADED | UNKNOWN | DATA PLATE FADED | R22 | 2
WALL MOUNTED SPLIT SYSTEM | 675301483BE6.3KW | MITSUBISHI | SRC63ZMA-S | R410A | 2
WALL MOUNTED SPLIT SYSTEM | KF25023101100083 | UNKNOWN | OLSEN OAF34 | R410A | 2
WALL MOUNTED SPLIT SYSTEM | na | UNKNOWN | DELONGHI | R410A | 3
WALL MOUNTED SPLIT SYSTEM | 9945 | HITACHI | RAS25YHA3 | R410A | 3
WALL MOUNTED SPLIT SYSTEM | 5709 | HITACHI | RAS25YHA3 | R410A | 3
WALL MOUNTED SPLIT SYSTEM | E185251708000062 | UNKNOWN | ONSEN H18-ET | R22 | 2
WALL MOUNTED SPLIT SYSTEM | UNABLE TO LOCATE | MISTRAL | MSS10 | R22 | 2
WALL MOUNTED SPLIT SYSTEM | 674605401BE | MITSUBISHI | SRC50ZMA-S | R410A | 1
WALL MOUNTED SPLIT SYSTEM | 675301487BE | MITSUBISHI | SRC63ZMA-S | R410A | 2
WALL MOUNTED SPLIT SYSTEM | 3005190T | MITSUBISHI | MUZ-GE42VA | R410A | 2
DUCTED SPLIT SYSTEM | 363220 | ACTRON | SRG201E | R410A | 5
AIR FAN - EXHAUST | 1987 | RICHARDSON | Q41286 | NULL | NULL
WALL MOUNTED SPLIT SYSTEM | NA | JULIUS | NA | NA | 0
ELECTRIC DUCT HEATER | NA | JULIUS | NA | NULL | NULL
TOILET EXHAUST FAN | 105103 | FANTECH | TILD-400-4 | NULL | NULL
SWITCHBOARD MECHANICAL |  | HADEN |  | NULL | NULL
AIR FAN - EXHAUST | NA | FANTECH | 250-2 | NULL | NULL
AIR HANDLING UNIT | NOT AVAILABLE | JULIUS | TMKSII030LA-Z | NA | 0
CHILLER - AIR COOLED | C703105580111A26400001 | UNKNOWN | LSQWRF25M/DN1-C | R410A | 7
CHILLER - AIR COOLED | C703105580111A26400002 | UNKNOWN | LSQWRF25M/DN1-C | R410A | 7
CHILLER - AIR COOLED | C703105580111A26400003 | UNKNOWN | LSQWRF25M/DN1-C | R410A | 7
AIR HANDLING UNIT | NA | JULIUS | MKS 11 060WA-Y | NA | 0
AIR HANDLING UNIT | NA | UNKNOWN | T-MKS II 020DA-Z | NA | 0
AIR HANDLING UNIT | UNKNOWN | JULIUS | UNKNOWN | NA | 0
ELECTRIC DUCT HEATER | NA | JULIUS | NA | NA | 0
ELECTRIC DUCT HEATER | NA | JULIUS | NA | NA | 0
ELECTRIC DUCT HEATER | NA | UNKNOWN | NA | NA | 0
ELECTRIC DUCT HEATER | NA | JULIUS | NA | NA | 0
ELECTRIC DUCT HEATER | NA | JULIUS | NA | NA | 0
ELECTRIC DUCT HEATER | NA | JULIUS | NA | NA | 0
AIR FAN - EXHAUST | NA | RICHARDSON | NA | NULL | NULL
AIR FAN - EXHAUST | NA | RICHARDSON | NA | NA | 0
AIR FAN - EXHAUST | NA | RICHARDSON | NA | NA | 0
AIR FAN - EXHAUST | NA | RICHARDSON | NA | NA | 0
AIR FAN - EXHAUST | NA | WOODS | NA | NA | 0
AIR FAN - EXHAUST | 14480 | SIGREST DESIGN | TA 380-4/6 | NA | 0
AIR FAN - EXHAUST | NA | FANTECH | SIL 200 | NA | 0
WALL MOUNTED SPLIT SYSTEM | 2937005211 | PANASONIC | CS-E15LKR | NA | 0
WALL MOUNTED SPLIT SYSTEM | 2937005208 | PANASONIC | CS-E15LKR | R410A | 2
CHILLED WATER PUMP | DE6305 | GRUNDFOS | IE2IE3 | NA | 0
CHILLED WATER PUMP | DE6305 | GRUNDFOS | IE2IE3 | NA | 0
CHILLED WATER PUMP | DE6304 | GRUNDFOS | IE2-IE3 | NA | 0
SWITCHBOARD MECHANICAL | NA | HADEN | NA | NA | 0
WALL MOUNTED SPLIT SYSTEM | NA | LG | NA | NA | 0
WALL MOUNTED SPLIT SYSTEM | NA | LG | NA | NA | 0
AIR HANDLING UNIT | C703105360211A28400002 | JULIUS | TMKS II 020DAZ | NA | 0
WALL MOUNTED SPLIT SYSTEM | NA | PANASONIC | NA | R410A | 2
WALL MOUNTED SPLIT SYSTEM | na | JULIUS | na | NA | 0
WALL MOUNTED SPLIT SYSTEM | 2937203985 | PANASONIC | CSE21LKR | R410A | 2
WALL MOUNTED SPLIT SYSTEM | 2974503789 | PANASONIC | CSE21MKR | R410A | 2
WALL MOUNTED SPLIT SYSTEM | 293700538 | PANASONIC | CSE15LKR | R410A | 2
PACKAGED AIR CONDITIONING UNIT | S01932 | TEMPERZONE | OPA186RKTYH | R410A | 0
WALL MOUNTED SPLIT SYSTEM | E000428 | DAIKIN | RKS71KVMA | R410A | 2
PACKAGED AIR CONDITIONING UNIT | NA | TEMPERZONE | OPA410RA | R22 | 0
WALL MOUNTED SPLIT SYSTEM | E006098 | DAIKIN | RXD50BVMA | R22 | 1
WALL MOUNTED SPLIT SYSTEM | E006792 | FUJITSU | AOTR18JCC | R410A | 1
WALL MOUNTED SPLIT SYSTEM | E002092 | FUJITSU | AOTR24JFCB | R410A | 2
WALL MOUNTED SPLIT SYSTEM | E004035 | UNKNOWN | AOTRO9JCC | R410A | 1
WALL MOUNTED SPLIT SYSTEM | NA | FUJITSU | AOTGO9CMCA | R32 | 2
WALL MOUNTED SPLIT SYSTEM | E000431 | DAIKIN | RKS71KVMA | R410A | 2
WALL MOUNTED SPLIT SYSTEM | E001064 | FUJITSU | AOTRO7JCC | NA | 0
WALL MOUNTED SPLIT SYSTEM | E000459 | DAIKIN | RKD71BVMA | R22 | 2
WALL MOUNTED SPLIT SYSTEM | E001063 | FUJITSU | AOTRO7JCC | R410A | 1
ROOM AIR CONDITIONING UNIT | T007971 | FUJITSU | AXT24ADS-W | R22 | 2
WALL MOUNTED SPLIT SYSTEM | NA | FUJITSU | AOTR24JCC | R410A | 1
WALL MOUNTED SPLIT SYSTEM | E026332 | FUJITSU | AOTR24LCC | R410A | 2
DUCTED SPLIT SYSTEM | 786623 | TEMPERZONE | OSA280RKTV | R410A | 11
AIR FAN - EXHAUST | NA | PACIFIC HVAC | MFP 150-V | NA | 0
AIR FAN - EXHAUST | NA | PACIFIC HVAC | MFP 150-V | NA | 0
WALL MOUNTED SPLIT SYSTEM | E004922 | FUJITSU | AOTG12KMCA | R32 | 1
WALL MOUNTED SPLIT SYSTEM | NA | FUJITSU | AOTG12CMCA | R32 | 1
AIR COOLED SPLIT SYSTEM | 1903745 | DAIKIN | RY100KUY1 | R22 | 4
CASSETTE SPLIT SYSTEM | 1903754 | DAIKIN | RY100KUY1 | R22 | 4
WALL MOUNTED SPLIT SYSTEM | 1905916 | DAIKIN | RV60GAV1A | R22 | 2
WALL MOUNTED SPLIT SYSTEM | E000276 | DAIKIN | RXS60BVMA | R410A | 2
WALL MOUNTED SPLIT SYSTEM | E006789 | DAIKIN | RXS60KVMA | R410A | 2
WALL MOUNTED SPLIT SYSTEM | E014828 | DAIKIN | RXS50FBVMA | R410A | 2
WALL MOUNTED SPLIT SYSTEM | NA | CARRIER | NA | R22 | 2
WALL MOUNTED SPLIT SYSTEM | E001432 | DAIKIN | RXS25EBVMA | R410A | 1
WALL MOUNTED SPLIT SYSTEM | E000919 | DAIKIN | RXS25EBVMA | R410A | 1
DUCTED SPLIT SYSTEM | NA | CARRIER | NA | R22 | 5
PACKAGED AIR CONDITIONING UNIT | 608564 | ACPAC | H3530 | NA | 0
PACKAGED AIR CONDITIONING UNIT | 2233 | NULL | SPECIALIZED APH012HA3B | R410A | 3
PACKAGED AIR CONDITIONING UNIT | 0498W112358 | APAC | S4531S45CBV-C-02 | R22 | 8
PACKAGED AIR CONDITIONING UNIT | ACP7011 | APAC | S2240S22CCHB | R22 | 0
WALL MOUNTED SPLIT SYSTEM | E004121 | DAIKIN | RKD50BVMA | R22 | 3
WALL MOUNTED SPLIT SYSTEM | E004203 | DAIKIN | FLXS60BVMA | R410A | 3
PACKAGED AIR CONDITIONING UNIT | ACP7012 | APAC | SO1843S18CCHB-05 | R22 | 0
PACKAGED AIR CONDITIONING UNIT | ACP7013 | APAC | SO1843-S18CCHB-05 | R22 | 0
CASSETTE SPLIT SYSTEM | ACP7014 | DAIKIN | R71FY1 | R22 | 2
WALL MOUNTED SPLIT SYSTEM | E006974 | FUJITSU | ASTA12JCC | R410A | 3
WALL MOUNTED SPLIT SYSTEM | E003635 | DAIKIN | RKD60BVMA | R22 | 3
WALL MOUNTED SPLIT SYSTEM | E003963 | DAIKIN | FTKS35LVMA | R410A | 2
PACKAGED AIR CONDITIONING UNIT | L000105 | APAC | UAY90BY1M9 | R22 | 0
PACKAGED AIR CONDITIONING UNIT | 3594W67917 | APAC | S20CBV-C | R22 | 8
CASSETTE SPLIT SYSTEM | E004075 | DAIKIN | RQ100LVIA | R410A | 4
WALL MOUNTED SPLIT SYSTEM | E 007900 | DAIKIN | RKS 25 LVMA | R410A | 2
WALL MOUNTED SPLIT SYSTEM | E 004812 | DAIKIN | RKS 35 KVMA | R410A | 2
WALL MOUNTED SPLIT SYSTEM | E 001156 | FUJITSU | AST12LMCA | R410A | 2
WALL MOUNTED SPLIT SYSTEM | T 004011 | FUJITSU | AST24FBBT | R410A | 2
WALL MOUNTED SPLIT SYSTEM | NA | FUJITSU | NA | R410A | 2
WALL MOUNTED SPLIT SYSTEM | T 003614 | FUJITSU | AST24FBBJ | R410A | 2
WALL MOUNTED SPLIT SYSTEM | NA | FUJITSU | NA | R410A | 2
WALL MOUNTED SPLIT SYSTEM | E009245 | DAIKIN | RXS 45LVMA | R410A | 2
WALL MOUNTED SPLIT SYSTEM | 82603078 | KELVINATOR | KSE 53HRA | R22 | 2
WALL MOUNTED SPLIT SYSTEM | E016210 | DAIKIN | RXS50LVMA | R410A | 2
WALL MOUNTED SPLIT SYSTEM | E 015705 | DAIKIN | RXS 50LVMA | R410A | 2
WALL MOUNTED SPLIT SYSTEM | E024414 | DAIKIN | RXS 25 LVMA | R410A | 2
ROOM AIR CONDITIONING UNIT | NA | LG | LWC 122RC-4 | R22 | 3
WALL MOUNTED SPLIT SYSTEM | E000257 | DAIKIN | RKS50KAVMA | R410A | 2
ROOM AIR CONDITIONING UNIT | 9 DEX 5430- 012TAPE00038 | LG | W18TCM-NB60 | R22 | 1
CASSETTE SPLIT SYSTEM | E001372 | DAIKIN | RZQ 160 KV4A | R410A | 4
CASSETTE SPLIT SYSTEM | E 004720 | DAIKIN | RZQ 150 KV4A | R410A | 4
MULTI HEAD NON DUCTED SPLIT | E 000204 | DAIKIN | 5MKS 100 LVMA | R410A | 5
WALL MOUNTED SPLIT SYSTEM | E0244XXX | DAIKIN | RXA25LVMA | R410A | 2
WALL MOUNTED SPLIT SYSTEM | E016211 | DAIKIN | RXS50LVMA | R410A | 2
WALL MOUNTED SPLIT SYSTEM | E025664 | DAIKIN | RXS25LVMA | R410A | 2
WALL MOUNTED SPLIT SYSTEM | T 004072 | FUJITSU | AST24FBBJ | R410A | 2
WALL MOUNTED SPLIT SYSTEM | E002634 | FUJITSU | ATO9LFBC | R410A | 1
WALL MOUNTED SPLIT SYSTEM | 17760 | FUJITSU | AOT24LMADL | R410A | 1
WALL MOUNTED SPLIT SYSTEM | na | FUJITSU | AOT24LMAOL | R410A | 1
WALL MOUNTED SPLIT SYSTEM | E011334 | DAIKIN | RXS25EBVMA | R410A | 1
WALL MOUNTED SPLIT SYSTEM | E031038 | DAIKIN | RXS35LVMA | R410A | 1
WALL MOUNTED SPLIT SYSTEM | na | DAIKIN | RXS35LVMA | R410A | 1
WALL MOUNTED SPLIT SYSTEM | E029666 | DAIKIN | RXS60LVMA | R410A | 1
WALL MOUNTED SPLIT SYSTEM | E015603 | DAIKIN | RXS71FBVMA | R410A | 1
WALL MOUNTED SPLIT SYSTEM | na | FUJITSU | AOT24LMADL | R410A | 1
FUME EXTRACTION SYSTEM | NA | FANTECH | CHD566 | NA | 0
FUME EXTRACTION SYSTEM | NA | FANTECH | CHD566 | NA | 0
FUME EXTRACTION SYSTEM | NA | FANTECH | CHD566 | NA | 0
AIR FAN - EXHAUST | NA | JULIUS | NA | NA | 0
FUME EXTRACTION SYSTEM | NA | FANTECH | NA | NA | 0
FUME EXTRACTION SYSTEM | NA | FANTECH | NA | NA | 0
WALL MOUNTED SPLIT SYSTEM | NA | DAIKIN | RXS60LVMA | R410A | 3
DUCTED SPLIT SYSTEM | E009633 | DAIKIN | RXS50JVMA | R410A | 2
WALL MOUNTED SPLIT SYSTEM | 4097 | HITACHI | RAC - 25YHA3 | R410A | 1
DUCTED SPLIT SYSTEM | E005801 | DAIKIN | RXS 50JVMA | R410A | 2
WALL MOUNTED SPLIT SYSTEM | 146701397RE | MHI | DXC18Z3-S | R410A | 2
CASSETTE SPLIT SYSTEM | 42P00427 | MITSUBISHI | SUZ-KA71VA3 | R410A | 2
WALL MOUNTED SPLIT SYSTEM | E007407 | DAIKIN | RXS35 LVMA | R410A | 2
WALL MOUNTED SPLIT SYSTEM | E004750 | DAIKIN | RXS 35LVMA | R410A | 2
WALL MOUNTED SPLIT SYSTEM | UNKNOWN | AIRWELL | GCXLM12RCA | R22 | 2
WALL MOUNTED SPLIT SYSTEM | E013576 | DAIKIN | RXS 95LVMA | R410A | 4
WALL MOUNTED SPLIT SYSTEM | E009601 | DAIKIN | RXS 50JVMA | R410A | 2
WALL MOUNTED SPLIT SYSTEM | 72800030 | CARRIER | 38NYV035H-A | R410A | 2
WALL MOUNTED SPLIT SYSTEM | 628 00327 | TOSHIBA | RAS13NKV-A2 | R410A | 1
WALL MOUNTED SPLIT SYSTEM | 72900011 | CARRIER | 38NYV035M-A | R410A | 1
WALL MOUNTED SPLIT SYSTEM | 8.09e+149 | CARRIER | 38VYX080N | R410A | 2
WALL MOUNTED SPLIT SYSTEM | T002314 | FUJITSU | AOT18UNBKL | R410A | 2
WALL MOUNTED SPLIT SYSTEM | E 031148 | DAIKIN | RXS71LVMA | R410A | 3
WALL MOUNTED SPLIT SYSTEM | 82800288 | TOSHIBA | RAS-10SAVA | R410A | 1
WALL MOUNTED SPLIT SYSTEM | E | DAIKIN | RXS 71 LVMA | R410A | 3
WALL MOUNTED SPLIT SYSTEM | 33000169 | TOSHIBA | RAS-18N3AV2-A | R410A | 2
WALL MOUNTED SPLIT SYSTEM | 3008894T | MITSUBISHI | MUZ=GE25VA | R410A | 1
WALL MOUNTED SPLIT SYSTEM | E 031115 | DAIKIN | RXS 71 LVMA | R410A | 3
MULTI HEAD NON DUCTED SPLIT | 911N0288 | TOSHIBA | RAS4M27GAV-E1 | R410A | 3
WALL MOUNTED SPLIT SYSTEM | NA | MITSUBISHI | MUHGA35VB | R410A | 1
AIR FAN - OUTSIDE | UNABLE TO LOCATE | FANTECH | MV132S | NA | 0
AIR FAN - OUTSIDE | UNABLE TO LOCATE | FANTECH | MV132S | NA | 0
AIR FAN - OUTSIDE | UNABLE TO READ | FANTECH | MV2025 | NA | 0
AIR FAN - OUTSIDE | 5145512 | FANTECH | VM-3154 | NA | 0
TOILET EXHAUST FAN | 511583 | FANTECH | MRV1 | NA | 0
SWITCHBOARD MECHANICAL | UNKOWN | NHP | UNKOWN | NA | 0
EVAPORATIVE COOLER | 1201874 | BONAIRE | 2550020 | NA | 0
EVAPORATIVE COOLER | 1201876 | BONAIR | 2550020 | NA | 0
HEATER - GAS (ROOM) | ACCESS ISSUES | UNKNOWN | ACCESS ISSUES | NA | 0
HEATER - GAS (ROOM) | ACCESS ISSUES | UNKNOWN | ACCESS ISSUES | NA | 0
EXTRACTION SYSTEM - SMOKE | UNKOWN | UNKNOWN | FILEAR | NA | 0
FUME EXTRACTION SYSTEM | UNABLE TO LOCATE | UNKNOWN | WESTAFLEX | NA | 0
AIR FAN - EXHAUST | NO DATA PLATE | EXPELAIR | NO DATA PLATE | NA | 0
SWITCHBOARD MECHANICAL | NA | UNKNOWN | NA | NA | 0
ELECTRIC DUCT HEATER | 29847 | UNKNOWN | UNABLE TO LOCATE | NA | 0
ELECTRIC DUCT HEATER | 235897 | UNKNOWN | UNABLE TO LOCATE | NA | 0
WALL MOUNTED SPLIT SYSTEM | NA | UNKNOWN | NA | NA | 0
AIR FAN - EXHAUST | 514551290 | FANTECH | VM-3154 | NA | 0
AIR FAN - EXHAUST | UNABLE TO READ | FANTECH | RV3 | NA | 0
AIR FAN - EXHAUST | UNABLE TO LOCATE | FANTECH | VCQ0 | NA | 0
AIR FAN - EXHAUST | 746097 | FANTECH | MV354E | NULL | NULL
AIR FAN - EXHAUST | UNABLE TO LOCATE | FANTECH | MV354E | NULL | NULL
AIR FAN - EXHAUST | UNABLE TO LOCATE | FANTECH | UNABLE TO LOCATE | NA | 0
EXTRACTION SYSTEM - SMOKE | NO DATA PLATE | FANTECH | NO DATA PLATE | NA | 0
EXTRACTION SYSTEM - SMOKE | NO DATA PLATE | FANTECH | NO DATA PLATE | NA | 0
EXTRACTION SYSTEM - SMOKE | NO DATA PLATE | FANTECH | NO DATA PLATE | NA | 0
EXTRACTION SYSTEM - SMOKE | NO DATA PLATE | FANTECH | NO DATA PLATE | NA | 0
EXTRACTION SYSTEM - SMOKE | 509987 | FANTECH | BFA0404AA10HT00S | NA | 0
EXTRACTION SYSTEM - SMOKE | 9887 | FANTECH | BFA0404AA10HT00S | NA | 0
AIR FAN - EXHAUST | 510448 | FANTECH | RV1 | NA | 0
AIR FAN - OUTSIDE | UNABLE TO LOCATE | FANTECH | MV1325 | NA | 0
TOILET EXHAUST FAN | 509984 | FANTECH | CE406D | NA | 0
AIR FAN - OUTSIDE | 5300773 | FANTECH | MV2025 | NA | 0
KITCHEN EXHAUST FAN | 5300772 | FANTECH | MV2025 | NA | 0
KITCHEN EXHAUST FAN | UNABLE TO READ | FANTECH | MV2025 | NA | 0
TOILET EXHAUST FAN | na | FANTECH | na | NA | 0
CASSETTE SPLIT SYSTEM | 3YA03928 | MITSUBISHI | PLA -RP140BA | NA | 0
WALL MOUNTED SPLIT SYSTEM | na | MITSUBISHI | MSZCE25VA | R410A | 3
WALL MOUNTED SPLIT SYSTEM | na | MITSUBISHI | MSZGE50VAD | R410A | 5
WALL MOUNTED SPLIT SYSTEM | na | MITSUBISHI | MSZGE25VA | R410A | 3
WALL MOUNTED SPLIT SYSTEM | E011004 | DAIKIN | FTX546LVMA | R410A | 3
CASSETTE SPLIT SYSTEM | 3ZA03346 | MITSUBISHI | PLA RP100RA | R410A | 5
CASSETTE SPLIT SYSTEM | 33AO3487 | MITSUBISHI | PLA-RP100BA | R410A | 5
WALL MOUNTED SPLIT SYSTEM | PO28189 | DAIKIN | FTXS25LVMA | R410A | 3
CASSETTE SPLIT SYSTEM | 1259 | MITSUBISHI | LZKA50VAQ | R410A | 4
WALL MOUNTED SPLIT SYSTEM | EO16264 | MITSUBISHI | FTXS35LVMA | R410A | 3
WALL MOUNTED SPLIT SYSTEM | EO11688 | DAIKIN | FTXS35EVMA | R410A | 3
CASSETTE SPLIT SYSTEM | 39AO2329 | MITSUBISHI | PLARP125BA | R410A | 5
CASSETTE SPLIT SYSTEM | 39A02333 | MITSUBISHI | PLARP125BA | R410A | 5
WALL MOUNTED SPLIT SYSTEM | 4002069T | MITSUBISHI | MSZGE42VAD | R410A | 3
WALL MOUNTED SPLIT SYSTEM | OFFICE LOCKED AT TIME OF VISIT | DAIKIN | OFFICE LOCKED AT TIME OF VISIT | R410A | 3
WALL MOUNTED SPLIT SYSTEM | 4003642 | MITSUBISHI | MSZGE35VAD | R410A | 3
WALL MOUNTED SPLIT SYSTEM | 45M032-26 | MITSUBISHI | PKA RPA100KAL | R410A | 4
WALL MOUNTED SPLIT SYSTEM | 45M 03228 | MITSUBISHI | PKA RP100KAL | R410A | 5
WALL MOUNTED SPLIT SYSTEM | 45M 03280 | MITSUBISHI | PKARP100KAL | R410A | 5
WALL MOUNTED SPLIT SYSTEM | 45M 0322 | MITSUBISHI | PKA RP 100KAL | R410A | 5
WALL MOUNTED SPLIT SYSTEM | 4007628 T | MITSUBISHI | MSZGE 71VAD | R410A | 5
WALL MOUNTED SPLIT SYSTEM | 4007623T | MITSUBISHI | MSZGE71VAD | R410A | 5
WALL MOUNTED SPLIT SYSTEM | 1453831570 | HITACHI | RAS 80YHA3 | R410A | 4
WALL MOUNTED SPLIT SYSTEM | 1453831567 | HITACHI | RAS 80YHA3 | R410A | 4
AIR FAN - OUTSIDE | 530773 | FANTECH | MV202S | NA | 0
AIR FAN - OUTSIDE | 530773 | FANTECH | MV202S | NA | 0
UNDER CEILING SPLIT SYSTEM | NO ACCESS | DAIKIN | NO ACCESS | R410A | 6
UNDER CEILING SPLIT SYSTEM | E023778 | DAIKIN | FHQ125B1B | R410A | 6
WALL MOUNTED SPLIT SYSTEM | SAME | HITACHI | SAME | R410A | 4
CASSETTE SPLIT SYSTEM | 39A02331 | MITSUBISHI | PLA RP125BA | R410A | 5
FAN COIL UNIT - DUCTED | T000072 | FUJITSU | ARXC60LATH | R410A | 0
MULTI HEAD DUCTED SPLIT SYSTEM | R000354 | FUJITSU | AJY144LALH | R410A | 12
MULTI HEAD DUCTED SPLIT SYSTEM | R000303 | FUJITSU | AJYA72LALH | R410A | 12
MULTI HEAD DUCTED SPLIT SYSTEM | R000437 | FUJITSU | AJY108LALH | R410A | 12
DUCTED SPLIT SYSTEM | T000415 | FUJITSU | AOTD54LATT | R410A | 4
DUCTED SPLIT SYSTEM | T054513 | FUJITSU | AOTR30LCT | R410A | 2
CASSETTE SPLIT SYSTEM | E001746 | DAIKIN | RQ140KV4A | R410A | 4
CASSETTE SPLIT SYSTEM | R001076 | FUJITSU | AOTA18LALL | R410A | 2
CASSETTE SPLIT SYSTEM | R000887 | FUJITSU | AOTA18LALL | R410A | 2
TOILET EXHAUST FAN | 394912 | FANTECH | CE404V | NULL | NULL
AIR FAN - EXHAUST | 393720 | FANTECH | CE354V | NULL | NULL
AIR FAN - EXHAUST | 395729 | FANTECH | CD506S | NULL | NULL
AIR FAN - EXHAUST | 395730 | FANTECH | CD354S | NULL | NULL
AIR FAN - EXHAUST | 395731 | FANTECH | AE354S | NULL | NULL
AIR FAN - EXHAUST | 394103 | FANTECH | CE284D | NULL | NULL
AIR FAN - EXHAUST | 394660 | FANTECH | CE224D | NULL | NULL
TOILET EXHAUST FAN | 394660 | FANTECH | CE224D | NULL | NULL
AIR FAN - EXHAUST | 395733 | FANTECH | CD716VGL | NULL | NULL
AIR FAN - EXHAUST | NA | FANTECH | CE404V | NULL | NULL
AIR FAN - EXHAUST | 395732 | FANTECH | CE354D | NULL | NULL
WALL MOUNTED SPLIT SYSTEM | 3001532 | MITSUBISHI | MUZ-GE71VA | R410A | 2
WALL MOUNTED SPLIT SYSTEM | 39A05395 | MITSUBISHI | PKFY-P25VBM-E | R410A | 2
PACKAGED AIR CONDITIONING UNIT | 12753-01-01 | AIR CHANGE | ACDHUM2-D-ECP-SC | R410A | 15
MULTI HEAD NON DUCTED SPLIT | 3XW06064 | MITSUBISHI | PUHY-P300YJM-A <G> | R410A | 8
CASSETTE SPLIT SYSTEM | 36U02704 | MITSUBISHI | PUHZ-RP100VKA2 | R410A | 6
CASSETTE SPLIT SYSTEM | 36U02886 | MITSUBISHI | PUHZ-RP100VKA2 | R410A | 6
WALL MOUNTED SPLIT SYSTEM | 3001670 | MITSUBISHI | MZU-GE60VA | R410A | 2
WALL MOUNTED SPLIT SYSTEM | 3001643 | MITSUBISHI | MUZ-GE60VA | R410A | 2
WALL MOUNTED SPLIT SYSTEM | 2027932 | MITSUBISHI | MUZ-GE25VA | R410A | 1
WALL MOUNTED SPLIT SYSTEM | 2027949 | MITSUBISHI | MUZ-GE25VA | R410A | 1
HUMIDIFIER | SP3042 | UNKNOWN | SUNTEC SP1000C | R410A | 0
HUMIDIFIER | SP30039 | UNKNOWN | SUNTEC SP1000C | R410A | 0
HUMIDIFIER | SP30040 | UNKNOWN | SUNTEC SP1000C | R410A | 0
HUMIDIFIER | SP30034 | UNKNOWN | SUNTEC SP1000C | R410A | 0
HUMIDIFIER | SP30038 | UNKNOWN | SUNTEC SP1000C | R410A | 0
HUMIDIFIER | SP30041 | UNKNOWN | SUNTEC SP1000C | R410A | 0
AIR FAN - EXHAUST | NA | UNKNOWN | NA | NA | 0
AIR FAN - EXHAUST | NA | UNKNOWN | NA | NA | 0
AIR FAN - EXHAUST | NA | UNKNOWN | NA | NA | 0
AIR FAN - EXHAUST | NA | UNKNOWN | NA | NA | 0
AIR FAN - EXHAUST | NA | UNKNOWN | NA | NA | 0
TOILET EXHAUST FAN | NA | UNKNOWN | NA | NA | 0
TOILET EXHAUST FAN | NA | UNKNOWN | NA | NA | 0
AIR FAN - EXHAUST | NA | UNKNOWN | NA | NA | 0
AIR FAN - EXHAUST | NA | UNKNOWN | NA | NA | 0
AIR FAN - EXHAUST | NA | UNKNOWN | NA | NA | 0
AIR FAN - EXHAUST | NA | UNKNOWN | NA | NA | 0
AIR FAN - EXHAUST | NA | UNKNOWN | NA | NA | 0
ROOM AIR CONDITIONING UNIT | NA | MIDEN | NA | NA | 0
ROOM AIR CONDITIONING UNIT | C101401020211C20150022 | MIDEN | NA | NA | 0
ROOM AIR CONDITIONING UNIT | C101401020211C20150159 | MIDEN | NA | NA | 0
ROOM AIR CONDITIONING UNIT | C101401020211C20150559 | MIDEN | NA | NA | 0
ROOM AIR CONDITIONING UNIT | B120385003907707150310 | KELVINATOR | NA | NA | 0
ROOM AIR CONDITIONING UNIT | 1112886090110130 | KELVINATOR | NA | NA | 0
ROOM AIR CONDITIONING UNIT | B116271003906C05120610 | KELVINATOR | NA | NA | 0
ROOM AIR CONDITIONING UNIT | B120385003907707150300 | KELVINATOR | NA | NA | 0
ROOM AIR CONDITIONING UNIT | 207KA003237A3825 | KELVINATOR | KR15WR-01 | R22 | 1
ROOM AIR CONDITIONING UNIT | 2039510001277 | KELVINATOR | KWH26HRC | R410A | 1
WALL MOUNTED SPLIT SYSTEM | 5000 357T | MITSUBISHI | MS2-GE25VAD | R410A | 2
WALL MOUNTED SPLIT SYSTEM | 7433706428 | PANASONIC | CS-E9FKR | R410A | 2
WALL MOUNTED SPLIT SYSTEM | 3001094T | MITSUBISHI | MSH-30TU | R22 | 2
WALL MOUNTED SPLIT SYSTEM | 788810008 | PANASONIC | CS-E24DKR | R410A | 2
WALL MOUNTED SPLIT SYSTEM | 7433702921 | PANASONIC | CS-E9FKR | R410A | 2
WALL MOUNTED SPLIT SYSTEM | 399210502 | PANASONIC | CS-E24DKR | R410A | 2
WALL MOUNTED SPLIT SYSTEM | 185 | DAIKIN | FAY100FAVE | R22 | 2
WALL MOUNTED SPLIT SYSTEM | 7434303250 | PANASONIC | CS-E24FKR | R410A | 2
TOILET EXHAUST FAN | 43RPS/0.35A/240V/20FCP | FANTECH | MV202E | NA | 0
DUCTED SPLIT SYSTEM | A006407 | DAIKIN | FXMQ250MAVE | R410A | 4
DUCTED SPLIT SYSTEM | E005627 | DAIKIN | FXMQ125PVE | R410A | 4
VRV DUCTED SPLIT | E000526 | DAIKIN | RXYQ18PAY19 | R410A | 5
WALL MOUNTED SPLIT SYSTEM | E004052 | DAIKIN | RXS71JVMA | R410A | 3
WALL MOUNTED SPLIT SYSTEM | E004049 | DAIKIN | RXS71JVMA | R410A | 3
WALL MOUNTED SPLIT SYSTEM | E000595 | DAIKIN | RZQ71KBV4A | R410A | 3
WALL MOUNTED SPLIT SYSTEM | E001809 | DAIKIN | RXS50JVMA | R410A | 3
WALL MOUNTED SPLIT SYSTEM | E001808 | DAIKIN | RXS50JVMA | R410A | 3
CASSETTE SPLIT SYSTEM | 4915789 | DAIKIN | BYFQ60B8W1 | R410A | 3
CASSETTE SPLIT SYSTEM | 4915788 | DAIKIN | BYFQ60B8W1 | R410A | 3
CASSETTE SPLIT SYSTEM | 4915790 | DAIKIN | BYFQ60B8W1 | R410A | 3
CASSETTE SPLIT SYSTEM | 4915787 | DAIKIN | BYFQ60B8W1 | R410A | 3
DUCTED SPLIT SYSTEM | 71579 | TEMPERZONE | OSA500RB | R22 | 10
WALL MOUNTED SPLIT SYSTEM | J00464477 | DAIKIN | RXS35L2V1B | R410A | 2
WALL MOUNTED SPLIT SYSTEM | J017004 | DAIKIN | RXS50L2V1B | R410A | 2
WALL MOUNTED SPLIT SYSTEM | J006234 | DAIKIN | RXS60L2V1B | R410A | 2
WALL MOUNTED SPLIT SYSTEM | E034680 | DAIKIN | RXS35LVMA | R410A | 2
WALL MOUNTED SPLIT SYSTEM | E034693 | DAIKIN | RXS35LVMA | R410A | 2
WALL MOUNTED SPLIT SYSTEM | E034671 | DAIKIN | RXS35LVMA | R410A | 2
CASSETTE SPLIT SYSTEM | E001439 | DAIKIN | RZQ100HAY4A | R410A | 5
CASSETTE SPLIT SYSTEM | E002001 | DAIKIN | RZQ125HAY4A | R410A | 5
ROOM AIR CONDITIONING UNIT | NA | TECO | NA | NA | 0
WALL MOUNTED SPLIT SYSTEM | J032616 | DAIKIN | RXS50L2V1B | R410A | 2
AIR FAN - EXHAUST | 272875 | FANTECH | CH0504MT | NA | 0
AIR FAN - EXHAUST | 272876 | FANTECH | CH0504MT | NA | 0
TOILET EXHAUST FAN | NA | S&P | EDM-300 | NA | 0
AIR FAN - EXHAUST | NA | UNKNOWN | NA | NA | 0
WALL MOUNTED SPLIT SYSTEM | 38U0045 | MITSUBISHI | PUNS-RP100YKA2 | R410A | 6
WALL MOUNTED SPLIT SYSTEM | 38U00446 | MITSUBISHI | PUNS-RP100KA2 | R410A | 6
WALL MOUNTED SPLIT SYSTEM | 3000799 | MITSUBISHI | MTZ-4C71VA | R410A | 3
WALL MOUNTED SPLIT SYSTEM | 38U01751 | MITSUBISHI | PUNS-RP71VHA5 | R410A | 4
WALL MOUNTED SPLIT SYSTEM | 2014629 | MITSUBISHI | MUZ-GE71VA | R410A | 2
WALL MOUNTED SPLIT SYSTEM | 4901494 | DAIKIN | RY35CVMA | R22 | 1
WALL MOUNTED SPLIT SYSTEM | 1002270 | MITSUBISHI | MUH-18RV | R22 | 2
WALL MOUNTED SPLIT SYSTEM | 6001994 | MITSUBISHI | MUH-GA35VB | R410A | 1
WALL MOUNTED SPLIT SYSTEM | 37U00091 | MITSUBISHI | MTZ-4C80VA | R410A | 4
WALL MOUNTED SPLIT SYSTEM | 3000772 | MITSUBISHI | MTZ-4C71VA | NA | 0
WALL MOUNTED SPLIT SYSTEM | 38U01746 | MITSUBISHI | PUNS-RP71VHA5 | R410A | 4
WALL MOUNTED SPLIT SYSTEM | 18U00281 | MITSUBISHI | PUNS-RP140YKA | R410A | 6
AIR FAN - EXHAUST | NA | JULIUS | NA | NA | 0
AIR FAN - EXHAUST | NA | FANTECH | NA | NA | 0
AIR FAN - EXHAUST | NA | FANTECH | NA | NA | 0
AIR FAN - EXHAUST | 24722 | CFM FANS | NA | NA | 0
AIR FAN - EXHAUST | NA | FANTECH | NA | NA | 0
AIR FAN - EXHAUST | NA | FANTECH | NA | NA | 0
WALL MOUNTED SPLIT SYSTEM | 4000336 | MITSUBISHI | MUZ-GE42VAD | R410A | 2
WALL MOUNTED SPLIT SYSTEM | 4000665 | MITSUBISHI | MUZ-GE42VAD | R410A | 2
ROOM AIR CONDITIONING UNIT | NA | TECO | KCR53 | R22 | 2
ROOM AIR CONDITIONING UNIT | NA | TECO | KCR53 | R22 | 2
ROOM AIR CONDITIONING UNIT | NA | TECO | KCR53 | R22 | 2
ROOM AIR CONDITIONING UNIT | NA | TECO | KCR53 | R22 | 2
ROOM AIR CONDITIONING UNIT | NA | TECO | KCR53 | R22 | 2
ROOM AIR CONDITIONING UNIT | NA | TECO | KCR53 | R22 | 2
ROOM AIR CONDITIONING UNIT | NA | TECO | NA | R22 | 2
ROOM AIR CONDITIONING UNIT | NA | TECO | KCR53 | R22 | 2
WALL MOUNTED SPLIT SYSTEM | 8000188T | MITSUBISHI | MU-GA60VB | R410A | 3
WALL MOUNTED SPLIT SYSTEM | 0006596T | MITSUBISHI | MUZ-GE60VA | R410A | 3
WALL MOUNTED SPLIT SYSTEM | E005537 | FUJITSU | AOT18JCC | R410A | 2
WALL MOUNTED SPLIT SYSTEM | E000450 | FUJITSU | AOTR12JCC | R410A | 1
WALL MOUNTED SPLIT SYSTEM | T00440 | FUJITSU | AOT24FNBK | R410A | 2
WALL MOUNTED SPLIT SYSTEM | T00503 | FUJITSU | AOT18FNBK | R410A | 1
PACKAGED AIR CONDITIONING UNIT | 574110 | TEMPERZONE | OPA300R | R22 | 0
WALL MOUNTED SPLIT SYSTEM | E033425 | DAIKIN | RXS71LVMA | R410A | 3
WALL MOUNTED SPLIT SYSTEM | E033488 | DAIKIN | RXS71LVMN | R410A | 3
WALL MOUNTED SPLIT SYSTEM | 378 | TECO | TWS25HVAMJBB | R410A | 2
ROOM AIR CONDITIONING UNIT | NA | TECO | KCR53 | R22 | 2
PACKAGED AIR CONDITIONING UNIT | 646956 | APAC | P075AHR9AD | R407C | 0
AIR FAN - SUPPLY | -3 | FANTECH | SCE0354-HP | NA | 0
WALL MOUNTED SPLIT SYSTEM | NA | DAIKIN | RXS71BVMA | R407C | 4
CASSETTE SPLIT SYSTEM | NA | DAIKIN | RZP125DVI | R407C | 5
CASSETTE SPLIT SYSTEM | NA | DAIKIN | RZP125DVI | R407C | 5
WALL MOUNTED SPLIT SYSTEM | NA | DAIKIN | RXS71BVMA | R407C | 4
WALL MOUNTED SPLIT SYSTEM | NA | DAIKIN | RXS71BVMA | R407C | 4
WALL MOUNTED SPLIT SYSTEM | E006482 | DAIKIN | RXS50LVMA | R410A | 5
AIR FAN - EXHAUST | NA | FANTECH | SCE404 | NA | 0
AIR FAN - EXHAUST | NA | FANTECH | AD806/3V | NA | 0
AIR FAN - EXHAUST | NA | FANTECH | AD806/3V | NA | 0
TOILET EXHAUST FAN | 262912 | FANTECH | PCE354 | NA | 0
BMS | NA | INNOTECH | GENESIS 2 | NA | 0
CHILLED BEAMS - PASSIVE | NA | NULL | CARAT H-84 B | NA | 0
CHILLED BEAMS - PASSIVE | NA | NULL | CARAT H-84 B | NA | 0
CHILLED BEAMS - PASSIVE | NA | NULL | CARAT H-84 B | NA | 0
CHILLED BEAMS - PASSIVE | NA | NULL | CARAT H-84 B | NA | 0
CHILLED BEAMS - PASSIVE | NA | NULL | CARAT H-84 B | NA | 0
CHILLED BEAMS - PASSIVE | NA | NULL | CARAT H-84 B | NA | 0
CHILLED BEAMS - PASSIVE | NA | NULL | CARAT H-84 B | NA | 0
CHILLED BEAMS - PASSIVE | NA | NULL | CARAT H-84 B | NA | 0
WALL MOUNTED SPLIT SYSTEM | 7516603638 | PANASONIC | CU-W12EKR | R410A | 3
WALL MOUNTED SPLIT SYSTEM | E002967 | DAIKIN | RXS80HVMA | R410A | 3
WALL MOUNTED SPLIT SYSTEM | 7534502143 | PANASONIC | CU-E21GKR | R410A | 4
WALL MOUNTED SPLIT SYSTEM | 4900551 | DAIKIN | ARXD60CV4 | R22 | 3
WALL MOUNTED SPLIT SYSTEM | E008075 | DAIKIN | RXD60BVMA | R22 | 3
WALL MOUNTED SPLIT SYSTEM | E004290 | DAIKIN | RXD25DVMA | R410A | 1.5
WALL MOUNTED SPLIT SYSTEM | NA | MITSUBISHI | SRC35ZG-S | R410A | 1.65
WALL MOUNTED SPLIT SYSTEM | 641401931 RE | MITSUBISHI | SRC63ZE-S1 | R410A | 1.9
ROOM AIR CONDITIONING UNIT | UNREADABLE | TECO | UNREADABLE | R410A | 0
WALL MOUNTED SPLIT SYSTEM | UNREADABLE | PANASONIC | UNREADABLE | R410A | 0
WALL MOUNTED SPLIT SYSTEM | E000879 | DAIKIN | RKS50KVMA | NA | 0
WALL MOUNTED SPLIT SYSTEM | E009487 | DAIKIN | RXD71BVMA | R410A | 0
WALL MOUNTED SPLIT SYSTEM | E009496 | DAIKIN | RXD71BVMA | R410A | 0
ROOM AIR CONDITIONING UNIT | 0 | FUJITSU | 0 | R22 | 0
WALL MOUNTED SPLIT SYSTEM | T031448 | GREGORY | AST24UBBJ | R410A | 2
WALL MOUNTED SPLIT SYSTEM |  | PARKER |  | NA | 0
WALL MOUNTED SPLIT SYSTEM | N/A | PANASONIC | N/A | NA | 0
WALL MOUNTED SPLIT SYSTEM | UNREADABLE | PANASONIC | CS-E21JKR | R410A | 3
WALL MOUNTED SPLIT SYSTEM | 2905010018 | PANASONIC | CS-E21JKR | R410A | 3
WALL MOUNTED SPLIT SYSTEM | 4908205 | DAKO | RXD71BVMA | NA | 0
WALL MOUNTED SPLIT SYSTEM | 7553007775 | PARKER | CU-E18HKR | NA | 0
AIR HANDLING UNIT | 732109 | THERMAL EQUP CO | OSA 465RKTBV (INDOOR) | NA | 0
AIR HANDLING UNIT | 732109 | THERMAL EQUP CO | OSA 465RKTBV (OUTDOOR) | NA | 0
AIR FAN - EXHAUST |  | FEDERAL |  | NA | 0
WALL MOUNTED SPLIT SYSTEM | E008234 | DAIKIN | RX80HVMA | R410A | 2.3
WALL MOUNTED SPLIT SYSTEM | 7556001545 | PANASONIC | CU-RE24HKR | R410A | 3
WALL MOUNTED SPLIT SYSTEM | 061109-015635906 | TECO | LT1508V | R22 | 1.25
WALL MOUNTED SPLIT SYSTEM | N/A | TECO | LT1508V | NA | 0
WALL MOUNTED SPLIT SYSTEM | 393608672 | PANASONIC | CS-E21PKR | R410A | 3
WALL MOUNTED SPLIT SYSTEM | 1757614070900520 | TECO | LS2409Y | R22 | 0
WALL MOUNTED SPLIT SYSTEM | 1.7576e+17 | TECO | LS2409Y | R22 | 4
WALL MOUNTED SPLIT SYSTEM | UNREADABLE | TECO | LT1508V | R22 | 1.25
WALL MOUNTED SPLIT SYSTEM | N/A | TEMPERZONE | LT1508V | NA | 0
WALL MOUNTED SPLIT SYSTEM | 1.7576e+17 | TECO | LS2409Y | R22 | 4
WALL MOUNTED SPLIT SYSTEM | 1.856e+17 | YORK | HLJA12FS | R22 | 2
ROOM AIR CONDITIONING UNIT | UNREADABLE | YORK | YEUSE12-5R-11 | R22 | 1.3
WALL MOUNTED SPLIT SYSTEM | NA | YORK | RAHCIFSAAA-11 | R410A | 3
ROOM AIR CONDITIONING UNIT | NA | TECO RAC | TWW53HFAG | NA | 0
WALL MOUNTED SPLIT SYSTEM | E002468 | DAIKIN | RXS50KVMA | R410A | 1.5
WALL MOUNTED SPLIT SYSTEM | E002470 | DAIKIN | RXS50KVMA | R410A | 1.5
WALL MOUNTED SPLIT SYSTEM | E004014 | DAIKIN | RXS25J2VMA | R410A | 1
WALL MOUNTED SPLIT SYSTEM | E006019 | DAIKIN | RXS35JVMA | R410A | 1.2
ROOM AIR CONDITIONING UNIT | N/A | LIEBERT | N/A | NA | 0
WALL MOUNTED SPLIT SYSTEM | 7576608605 | PANASONIC | CU-E24JKR | R410A | 3
UNDER CEILING SPLIT SYSTEM | T005815 | FUJITSU | ABTF24LAT | R410A | 3
ROOM AIR CONDITIONING UNIT | 92 | TEMPERZONE | LA1206Y | NA | 0
WALL MOUNTED SPLIT SYSTEM | 24013495606641 | NULL | SWB82C | R410A | 5
WALL MOUNTED SPLIT SYSTEM | 7536102744 | PANASONIC | CU-RE9GKR | NA | 0
ROOM AIR CONDITIONING UNIT |  | ATLANTIC |  | NA | 0
WALL MOUNTED SPLIT SYSTEM | Y3MDPABB500069A | SAMSUNG | AQV24UWBX | R410A | 2
WALL MOUNTED SPLIT SYSTEM | 7556001169 | PANASONIC | CU-RE24HKR | R410A | 1.7
ROOM AIR CONDITIONING UNIT | N/A | LG | N/A | NA | 0
WALL MOUNTED SPLIT SYSTEM |  | SAMSUNG | AQV24UWBM | R410A | 2
WALL MOUNTED SPLIT SYSTEM |  | SAMSUNG | AQV30UWBM | R410A | 3
ROOM AIR CONDITIONING UNIT | UNREADABLE | YORK | UNREADABLE | NA | 0
CASSETTE SPLIT SYSTEM | E007963 | DAIKIN | RY50GAV1A | R410A | 0
WALL MOUNTED SPLIT SYSTEM | 7534302974 | PANASONIC | CU-E15GKR | R410A | 0
WALL MOUNTED SPLIT SYSTEM | 3590 | MODULEX | MUZ-GE42VA | NA | 0
AIR HANDLING UNIT | N/A | CARRIER | N/A | NA | 0
CRAC UNIT | N/A | LIEBERT | N/A | NA | 0
CRAC UNIT | N/A | LIEBERT | N/A | NA | 0
CRAC UNIT | N/A | LIEBERT | N/A | NA | 0
CRAC UNIT | N/A | LIEBERT | NA | NA | 0
ROOM AIR CONDITIONING UNIT | 14200184 | KIRBY | KWH20CRC | NA | 0
CASSETTE SPLIT SYSTEM | UNREADABLE | PANASONIC | UNREADABLE | R22 | 3
WALL MOUNTED SPLIT SYSTEM | 7552900620 | PANASONIC | CU-E21HKR | R22 | 2
WALL MOUNTED SPLIT SYSTEM | 7576210445 | PANASONIC | CU-E21JKR | R410A | 2
ROOM AIR CONDITIONING UNIT | 709TA100614 | KELVINATOR | W18THM | R22 | 1.1
ROOM AIR CONDITIONING UNIT | MFGKBC-02310 | TECO | TWW40CFBGJBB | NA | 0
WALL MOUNTED SPLIT SYSTEM | 7553104797 | PANASONIC | CU-E15HKR | R410A | 2
CASSETTE SPLIT SYSTEM | NA | PANASONIC | CS-F34DB4E5 | R410A | 2
CASSETTE SPLIT SYSTEM | N/A | PANASONIC | N/A | NA | 0
WALL MOUNTED SPLIT SYSTEM | 4905589 | DAIKIN | RY50GAV1A | R22 | 1.55
WALL MOUNTED SPLIT SYSTEM | 7515805639 | PANASONIC | CU-E21FKR | R410A | 1.29
AIR FAN - EXHAUST | N/A | FANTECH | MRV2 | NA | 0
ROOM AIR CONDITIONING UNIT | C101136 | TECO | LA1204H | NA | 0
WALL MOUNTED SPLIT SYSTEM | 7576401841 | PANASONIC | CUE18JKR | R410A | 1.18
WALL MOUNTED SPLIT SYSTEM | 7576101437 | PANASONIC | CU-E9JKR | R410A | 1
WALL MOUNTED SPLIT SYSTEM | 7576501699 | PANASONIC | CU-E21JKR | R410A | 1.8
WALL MOUNTED SPLIT SYSTEM | 7576405185 | PANASONIC | CU-E18JKR | R410A | 1.18
ROOM AIR CONDITIONING UNIT | N/A | COOL OR COSY | N/A | NA | 0
ROOM AIR CONDITIONING UNIT | 2015 | TECO | LA808Y | R22 | 1
WALL MOUNTED SPLIT SYSTEM | 211KA00126 | LG | LST160H-2 | R22 | 1.5
ROOM AIR CONDITIONING UNIT |  | TEMPERZONE |  | NA | 0
WALL MOUNTED SPLIT SYSTEM | 581404255 | PARKER | CU-C24BKP5 | NA | 0
ROOM AIR CONDITIONING UNIT | UNREADABLE | LG | UNREADABLE | R22 | 2
WALL MOUNTED SPLIT SYSTEM | 3596 | MITSUBISHI | MUZ-GE24VA | R410A | 1.15
WALL MOUNTED SPLIT SYSTEM | 7477400133 | PANASONIC | CS-RE24HKR | NA | 0
WALL MOUNTED SPLIT SYSTEM | 112900167RE | MODULEX | SRK71ZEA-S1 | R410A | 19
ROOM AIR CONDITIONING UNIT | UNREADABLE | COOLINE AC | UNREADABLE | R22 | 2
ROOM AIR CONDITIONING UNIT | N/A | TECO | N/A | NA | 0
ROOM AIR CONDITIONING UNIT | N/A | TECO | N/A | NA | 0
WALL MOUNTED SPLIT SYSTEM | 7553104790 | PARKER | CU-E15HKR | NA | 0
WALL MOUNTED SPLIT SYSTEM | 7556001172 | PANASONIC | CU-RE24HKR | R410A | 1.7
WALL MOUNTED SPLIT SYSTEM | E001323 | DAIKIN | FTKS50KVMA | R410A | 0
WALL MOUNTED SPLIT SYSTEM | 146700015RE | MODULEX | DXC18Z3-S | NA | 0
WALL MOUNTED SPLIT SYSTEM | 137 | HITACHI | RAC-25YHA3 | NA | 0
WALL MOUNTED SPLIT SYSTEM | 7552902633 | PANASONIC | CU-E21HKR | R410A | 0
WALL MOUNTED SPLIT SYSTEM | E001032 | DAIKIN | RXS90FVMA | R410A | 2
WALL MOUNTED SPLIT SYSTEM | E000519 | DAIKIN | RXS90FVMA | R410A | 2
WALL MOUNTED SPLIT SYSTEM | 600004 | MITSUBISHI | MS-A24WV | R410A | 2
WALL MOUNTED SPLIT SYSTEM | 7553000816 | PANASONIC | CU-E18HKR | NA | 0
ROOM AIR CONDITIONING UNIT | 83810879 | KELVINATOR | KWH35HRA | NA | 0
ROOM AIR CONDITIONING UNIT |  | LIEBERT | KANYO1463 | NA | 0
CASSETTE SPLIT SYSTEM | 0780710278R | PARKER | CU-L34DBE5 | NA | 0
CASSETTE SPLIT SYSTEM | 0780710279R | PARKER | CU-L34DBE5 | NA | 0
WALL MOUNTED SPLIT SYSTEM | E017550 | DAIKIN | RXS60JVMA | R410A | 3
WALL MOUNTED SPLIT SYSTEM |  | AIRFACT | AGSG1-12HR | NA | 0
WALL MOUNTED SPLIT SYSTEM |  | AIRFACT | ASGS112HR | NA | 0
WALL MOUNTED SPLIT SYSTEM |  | DAKO |  | NA | 0
ROOM AIR CONDITIONING UNIT | 24580000245 | TEMPERZONE | LA1218Y | NA | 0
WALL MOUNTED SPLIT SYSTEM | 1.169e+17 | YORK | RAJC18FS-AAA-II | R410A | 1.74
WALL MOUNTED SPLIT SYSTEM | 1.169e+18 | YORK | RAJC18FS-AAA-II | R410A | 1.74
WALL MOUNTED SPLIT SYSTEM | 6543002425 | PANASONIC | CU-RE12PKR | R410A | 2
WALL MOUNTED SPLIT SYSTEM | E009475 | FUJITSU | AOTG8LVCB | R410A | 1.15
WALL MOUNTED SPLIT SYSTEM | 7576301833 | PANASONIC | CU-E15JKR | R410A | 0.93
CASSETTE SPLIT SYSTEM |  | SANYO |  | NA | 0
CASSETTE SPLIT SYSTEM | YOV7PAFZ700011P | SAMSUNG | MH080FXBA4BXSA | R410A | 0
WALL MOUNTED SPLIT SYSTEM | UNREADABLE | SAMSUNG | MH026FNEA | R410A | 0
WALL MOUNTED SPLIT SYSTEM | 29361222246 | PANASONIC | CSE9LKR | R410A | 1.8
WALL MOUNTED SPLIT SYSTEM | 7453603038 | PANASONIC | CS-E18GKR | R410A | 3
WALL MOUNTED SPLIT SYSTEM | 9013418 | MITSUBISHI | MSZGE35VA | R410A | 2
WALL MOUNTED SPLIT SYSTEM | 9002527 | MITSUBISHI | MSZ-GE80VA | R410A | 2
ROOM AIR CONDITIONING UNIT | 202KA0033 | KELVINATOR | KR25WR | R22 | 3
ROOM AIR CONDITIONING UNIT | UNREADABLE | TECO RAC | UNREADABLE | R410A | 3
ROOM AIR CONDITIONING UNIT | 17280 | TECO RAC | LA1808Y | R22 | 1.5
ROOM AIR CONDITIONING UNIT | 1037 | TECO RAC | LA1808Y | R22 | 3
WALL MOUNTED SPLIT SYSTEM | E000656 | DAIKIN | RYN35DV1A | R410A | 3
WALL MOUNTED SPLIT SYSTEM | E000653 | DAIKIN | RYN35DV1A | R410A | 3
WALL MOUNTED SPLIT SYSTEM | C101380220511925130086 | ACTRON | SWA24C | R410A | 4
WALL MOUNTED SPLIT SYSTEM | E000654 | DAIKIN | RYN35DV1A | R410A | 3
WALL MOUNTED SPLIT SYSTEM | E000702 | DAIKIN | RYN35DV1A | R410A | 3
WALL MOUNTED SPLIT SYSTEM | 7552816401 | PANASONIC | CU-E24HKR | R410A | 3
AIR FAN - EXHAUST | 0 | AIRFLOW | 0 | NA | 0
AIR FAN - EXHAUST | 0 | AIRFLOW | 0 | NA | 0
WALL MOUNTED SPLIT SYSTEM | E000652 | DAIKIN | RYN35DV1A | R410A | 3
WALL MOUNTED SPLIT SYSTEM | UNREADABLE | DAIKIN | RYN35DV1A | R410A | 2
WALL MOUNTED SPLIT SYSTEM | E000699 | DAIKIN | RYN35DV1A | R410A | 2.5
WALL MOUNTED SPLIT SYSTEM | E000655 | DAIKIN | RYN35DV1A | R410A | 2.5
WALL MOUNTED SPLIT SYSTEM | E000684 | DAIKIN | RYN35DV1A | R410A | 2.5
WALL MOUNTED SPLIT SYSTEM | E000658 | DAIKIN | RYN35DV1A | R410A | 3
WALL MOUNTED SPLIT SYSTEM | 2006484 | MITSUBISHI | MSZ-GE60VA | R410A | 1.55
WALL MOUNTED SPLIT SYSTEM | UNREADABLE | MITSUBISHI | UNREADABLE | NA | 0
WALL MOUNTED SPLIT SYSTEM | 11022 | MITSUBISHI | MSZ-GE35VA | R410A | 1
WALL MOUNTED SPLIT SYSTEM | 17164 | MITSUBISHI | MSZ-GE35VA | R410A | 0.8
WALL MOUNTED SPLIT SYSTEM | 1001341 | MITSUBISHI | MSZ-GE50VA | R410A | 1.55
ROOM AIR CONDITIONING UNIT | 10245600000000 | TECO RAC | LA0198Y | R22 | 2
CASSETTE SPLIT SYSTEM | UNREADABLE | MITSUBISHI | UNREADABLE | R410A | 3
CASSETTE SPLIT SYSTEM |  | MODULEX |  | NA | 0
WALL MOUNTED SPLIT SYSTEM |  | GREGORY |  | NA | 0
WALL MOUNTED SPLIT SYSTEM | T002573 | GREGORY | AOTG30LFTC | NA | 0
WALL MOUNTED SPLIT SYSTEM |  | MODULEX |  | NA | 0
WALL MOUNTED SPLIT SYSTEM |  | MODULEX |  | NA | 0
WALL MOUNTED SPLIT SYSTEM |  | MODULEX |  | NA | 0
WALL MOUNTED SPLIT SYSTEM |  | MODULEX |  | NA | 0
WALL MOUNTED SPLIT SYSTEM |  | MODULEX |  | NA | 0
WALL MOUNTED SPLIT SYSTEM |  | MODULEX |  | NA | 0
WALL MOUNTED SPLIT SYSTEM |  | MODULEX |  | NA | 0
WALL MOUNTED SPLIT SYSTEM |  | MODULEX |  | NA | 0
WALL MOUNTED SPLIT SYSTEM |  | PARKER |  | NA | 0
WALL MOUNTED SPLIT SYSTEM |  | PARKER |  | NA | 0
WALL MOUNTED SPLIT SYSTEM |  | SCHNEIDER |  | NA | 0
ROOM AIR CONDITIONING UNIT | UNREADABLE | TECO RAC | UNREADABLE | R410A | 2
ROOM AIR CONDITIONING UNIT | UNREADABLE | TECO RAC | UNREADABLE | R410A | 2
ROOM AIR CONDITIONING UNIT | UNREADABLE | TECO RAC | UNREADABLE | R410A | 2
WALL MOUNTED SPLIT SYSTEM | E001140 | DAKO | FTSX7FVMA | NA | 0
WALL MOUNTED SPLIT SYSTEM | E001620 | DAKO | RYN60DV1A | NA | 0
AIR FAN - EXHAUST | 0 | SINKO | 0 | NA | 0
AIR COOLED SPLIT SYSTEM | 788401846 | PANASONIC | CU-E18PKR | R410A | 3
WALL MOUNTED SPLIT SYSTEM | E0006478 | DAKO | RXS35J2VMA | NA | 0
WALL MOUNTED SPLIT SYSTEM | 7555106889 | PARKER | CUE12HKR | NA | 0
WALL MOUNTED SPLIT SYSTEM | 7516604111 | PARKER | CU-W12EKR | NA | 0
DUCTED SPLIT SYSTEM | E002634 | DAIKIN | RZYQ7PY1 | R410A | 8
WALL MOUNTED SPLIT SYSTEM | 7515915402 | PANASONIC | CU-E24FKR | R410A | 2
WALL MOUNTED SPLIT SYSTEM | 0338115892RE | MITSUBISHI | SRC71ZE-S1 | NA | 0
WALL MOUNTED SPLIT SYSTEM | 7556000908 | PANASONIC | CU-RE24HKR | NA | 0
WALL MOUNTED SPLIT SYSTEM | 7534709216 | PANASONIC | CE-E28GKR | NA | 0
AIR HANDLING UNIT |  | CAMEO |  | NA | 0
CASSETTE SPLIT SYSTEM | 0777207162R | PARKER | CU-L28DBE5 | NA | 0
AIR FAN - EXHAUST | N/A | S&P | N/A | NA | 0
FIRE DAMPER |  | COLD MAGIC |  | NA | 0
ROOM AIR CONDITIONING UNIT |  | TEMPERZONE |  | NA | 0
SMOKE DAMPERS |  | NULL |  | NA | 0
SMOKE DAMPERS |  | NULL |  | NA | 0
WALL MOUNTED SPLIT SYSTEM | E001609 | DAKO | RXS80KAVMA | NA | 0
CASSETTE SPLIT SYSTEM | E007965 | DAIKIN | RY50GAV1A | R410A | 2
WALL MOUNTED SPLIT SYSTEM | 6625301683 | PANASONIC | CU-RE18MKR | NA | 0
WALL MOUNTED SPLIT SYSTEM | 7575606326 | PANASONIC | CU-RE9JKR | R410A | 0
WALL MOUNTED SPLIT SYSTEM | 6625201356 | PANASONIC | CU-E18MKR | R410A | 1.31
WALL MOUNTED SPLIT SYSTEM | Y3GNPAEZA00315F | SAMSUNG | AQV18UWAX | R410A | 1.45
AIR FAN - EXHAUST | 0 | S&P | 0 | NA | 0
WALL MOUNTED SPLIT SYSTEM | 1375 | MITSUBISHI | MUZ-GE60VA | R410A | 0
CASSETTE SPLIT SYSTEM | 0778111111R | PANASONIC | CU-L43DBE5 | R410A | 5
WALL MOUNTED SPLIT SYSTEM | F037507 | PARKER | CU-RE12JKR | NA | 0
WALL MOUNTED SPLIT SYSTEM | 7476307591 | PANASONIC | CS-E28HKR | R410A | 3
WALL MOUNTED SPLIT SYSTEM | E001571 | DAIKIN | RXYQ8PAY19 | R410A | 1
WALL MOUNTED SPLIT SYSTEM | EOO7821 | DAIKIN | FXAG50GMXA | R410A | 1
WALL MOUNTED SPLIT SYSTEM | EQ11901 | DAIKIN | FXAQ32MAVE | R410A | 1
WALL MOUNTED SPLIT SYSTEM | EQ11901 | DAIKIN | FXAQ32MAVE | R410A | 1
WALL MOUNTED SPLIT SYSTEM |  | DAKO |  | NA | 0
WALL MOUNTED SPLIT SYSTEM | 0001311 T | MITSUBISHI | MSZ-GE80VA | R410A | 3
WALL MOUNTED SPLIT SYSTEM | 1316 | MITSUBISHI | MUZ - GE80VA | R410A | 3
WALL MOUNTED SPLIT SYSTEM | 1322 | MITSUBISHI | MUZ - GE80VA | R410A | 3
WALL MOUNTED SPLIT SYSTEM | 9006481 | MITSUBISHI | MUZ - GE80VA | R410A | 3
WALL MOUNTED SPLIT SYSTEM | 9005775 | MITSUBISHI | MUZ - GE80VA | R410A | 3
WALL MOUNTED SPLIT SYSTEM | 1380 | MITSUBISHI | MUZ - GE80VA | R410A | 3
ROOM AIR CONDITIONING UNIT | 808157000000 | TEMPERZONE | LA1206Y | NA | 0
DUCTED SPLIT SYSTEM | VH79R533G60 | MITSUBISHI | PUHZ-RP140VKA | R410A | 5
ROOM AIR CONDITIONING UNIT | N/A | TEMPERZONE | DBA - 02200 | NA | 0
WALL MOUNTED SPLIT SYSTEM | E014208 | DAKO | RXS60KVMA | NA | 0
WALL MOUNTED SPLIT SYSTEM | E014459 | DAKO | RXS60KVMA | NA | 0
SWITCHBOARD MECHANICAL | 0 | NULL | 0 | NA | 0
ROOM AIR CONDITIONING UNIT | HBB-02269 | TEMPERZONE | LA1204H | NA | 0
WALL MOUNTED SPLIT SYSTEM | E001611 | DAIKIN | RXS46KVMA | R410A | 4
CASSETTE SPLIT SYSTEM | 0780709840R | PANASONIC | CU-L34DBE5 | R410A | 5
WALL MOUNTED SPLIT SYSTEM | E004315 | DAIKIN | RXS46KVMA | R410A | 3
WALL MOUNTED SPLIT SYSTEM | E004313 | DAIKIN | RXS46KVMA | R410A | 3
WALL MOUNTED SPLIT SYSTEM | N/A | YORK | N/A | R410A | 3
WALL MOUNTED SPLIT SYSTEM | E017286 | DAIKIN | RXS35KVMA | R410A | 3
AIR FAN - OUTSIDE |  | WORMALD | 65875 | NA | 0
CASSETTE SPLIT SYSTEM | UNREADABLE | MITSUBISHI | SLZ-KA25VA | R410A | 3
CASSETTE SPLIT SYSTEM | 74P00125 | MITSUBISHI | SUZUKI-KA25VA | R410A | 3
AIR FAN - EXHAUST |  | AIRFLOW |  | NA | 0
AIR FAN - EXHAUST |  | AIRFLOW |  | NA | 0
ROOM AIR CONDITIONING UNIT | 007TAGH00199 | LIEBERT | W18UHM-NB61 | NA | 0
ROOM AIR CONDITIONING UNIT | TBA | TEMPERZONE | TBA | NULL | NULL
ROOM AIR CONDITIONING UNIT | TBA | TEMPERZONE | TBA | NULL | NULL
WALL MOUNTED SPLIT SYSTEM | E024653 | DAKO | RXS35EBVMA | NA | 0
WALL MOUNTED SPLIT SYSTEM | E024860 | DAKO | RXS35EBVMA | NA | 0
WALL MOUNTED SPLIT SYSTEM | E024821 | DAKO | RXS35EBVMA | NA | 0
WALL MOUNTED SPLIT SYSTEM | E024823 | DAKO | RXS35EBVMA | NA | 0
WALL MOUNTED SPLIT SYSTEM | E024854 | DAKO | RXS35EBVMA | NA | 0
WALL MOUNTED SPLIT SYSTEM | E024815 | DAKO | RXS35EBVMA | NA | 0
WALL MOUNTED SPLIT SYSTEM | E021408 | DAIKIN | RXS25EBVMA | NA | 0
WALL MOUNTED SPLIT SYSTEM | E024344 | DAKO | RXS35EBVMA | NA | 0
WALL MOUNTED SPLIT SYSTEM | E002081 | DAKO | RXS35EBVMA | NA | 0
WALL MOUNTED SPLIT SYSTEM | E000604 | DAKO | RXS35EBVMA | NA | 0
WALL MOUNTED SPLIT SYSTEM | E024651 | DAKO | RXS35EBVMA | NA | 0
WALL MOUNTED SPLIT SYSTEM | E024822 | DAKO | RXS35EBVMA | NA | 0
WALL MOUNTED SPLIT SYSTEM | N/A | MITSUBISHI | N/A | NA | 0
WALL MOUNTED SPLIT SYSTEM | E015798 | DAKO | RXS50JVMA | NA | 0
WALL MOUNTED SPLIT SYSTEM | UNREADABLE | YORK | RAHA24FSAAAA-IIS | R22 | 25
WALL MOUNTED SPLIT SYSTEM | N/A | YORK | N/A | R410A | 0
ROOM AIR CONDITIONING UNIT |  | TECO |  | NA | 0
ROOM AIR CONDITIONING UNIT | N/A | LIEBERT | N/A | NA | 0
WALL MOUNTED SPLIT SYSTEM | 7571100140 | PANASONIC | CU-E12CKP5 | R410A | 0
DUCTED SPLIT SYSTEM | K10252046KF | MITSUBISHI | FDC100VN | R410A | 2
DUCTED SPLIT SYSTEM | K10252115KF | MITSUBISHI | FDC100VN | R410A | 3.8
CASSETTE SPLIT SYSTEM | 1000259T | MITSUBISHI | MXZ4C71VA | R410A | 4
ROOM AIR CONDITIONING UNIT | NA | KELVINATOR | EWH12HRB | NA | 0
ROOM AIR CONDITIONING UNIT | N/A | ELECTROLUX | EW12HRB | NA | 0
ROOM AIR CONDITIONING UNIT | 920RB50800475 | LG | LWN224RH4 | R22 | 1.1
ROOM AIR CONDITIONING UNIT | 920RB50800430 | LG | LWN224RH4 | R22 | 1.1
ROOM AIR CONDITIONING UNIT | 920RB-50800441 | LG | LWN224RH4 | R22 | 1.1
ROOM AIR CONDITIONING UNIT | 23170400000000000 | YORK | YHUEEO9C5R | R410A | 1
WALL MOUNTED SPLIT SYSTEM | YD00XPPAPZ700115D | SAMSUNG | AQV24NSFX | R410A | 1.75
WALL MOUNTED SPLIT SYSTEM | Y04WPAEQ700018H | SAMSUNG | AQV18NSDA | R410A | 1.45
CASSETTE SPLIT SYSTEM | COO5095 | DAKO | RZQ125HY4A | R22 | 2
WALL MOUNTED SPLIT SYSTEM | E001588 | GREGORY | AOTG12LVCB | NA | 0
WALL MOUNTED SPLIT SYSTEM | E001567 | GREGORY | AOTG12LVCB | NA | 0
WALL MOUNTED SPLIT SYSTEM | 7534405255 | PANASONIC | CU-E18GKR | R410A | 1.2
WALL MOUNTED SPLIT SYSTEM | 7516002999 | PANASONIC | CU-E28FKR | R410A | 1.7
WALL MOUNTED SPLIT SYSTEM | 7552900596 | PANASONIC | CU-E21HKR | R410A | 1.2
WALL MOUNTED SPLIT SYSTEM | 7534304734 | PANASONIC | CU-E15GKR | R410A | 1.01
WALL MOUNTED SPLIT SYSTEM | 7536102302 | PANASONIC | CU-RE9GKR | R410A | 1.5
WALL MOUNTED SPLIT SYSTEM | 7534405419 | PANASONIC | CU-E18GKR | R410A | 1.2
WALL MOUNTED SPLIT SYSTEM | 7553006759 | PANASONIC | CU-E18HKR | R410A | 1.2
WALL MOUNTED SPLIT SYSTEM | 7556001523 | PANASONIC | CU-RE24HKR | R410A | 2
WALL MOUNTED SPLIT SYSTEM | 7516107873 | PANASONIC | CU-W24EKR | R410A | 2.03
WALL MOUNTED SPLIT SYSTEM | 7534700120 | PANASONIC | CU-E28GKR | R410A | 1.69
WALL MOUNTED SPLIT SYSTEM | C101383330511B10120373 | TECO | TSO36HFAMJBB | R410A | 1.28
WALL MOUNTED SPLIT SYSTEM | 0 | TECO | TSO36HFAMJBB | R410A | 1
AIR COOLED SPLIT SYSTEM | 3939305333 | PANASONIC | CS-E12PKR | R410A | 3
CRAC UNIT | N/A | LOVELOCK LUKE | N/A | NA | 0
WALL MOUNTED SPLIT SYSTEM | 750210715 | PANASONIC | CU-A12CKP5 | R22 | 2
WALL MOUNTED SPLIT SYSTEM | 750210755 | PANASONIC | CU-A12CKP5 | R22 | 2
ROOM AIR CONDITIONING UNIT | 41930147 | KELVINATOR | R10L | R22 | 1.5
ROOM AIR CONDITIONING UNIT | RWRDVO572M | COOLINE AC | LCB20BIXCIIPW | R22 | 1.35
ROOM AIR CONDITIONING UNIT | 1332302002 | PANASONIC | CW-A240ER | R22 | 1.08
ROOM AIR CONDITIONING UNIT | RWTVZ0092M | COOLINE AC | LHB24BIHDIIPW | R22 | 1445
ROOM AIR CONDITIONING UNIT | n/a | TEMPERZONE | n/a | NA | 0
ROOM AIR CONDITIONING UNIT | NA | TEMPERZONE | NA | NA | 0
WALL MOUNTED SPLIT SYSTEM | N/A | HITACHI | N/A | NA | 0
ROOM AIR CONDITIONING UNIT |  | PARKER |  | NA | 0
ROOM AIR CONDITIONING UNIT | N/A | KIRBY | N/A | NA | 0
ROOM AIR CONDITIONING UNIT | N/A | KIRBY | N/A | NA | 0
ROOM AIR CONDITIONING UNIT | UNREADABLE | LG | UNREADABLE | NA | 0
ROOM AIR CONDITIONING UNIT | UNREADABLE | TECO | UNREADABLE | NA | 0
ROOM AIR CONDITIONING UNIT | N/A | TECO | LA0908Y | NA | 0
CASSETTE SPLIT SYSTEM | 300873 | PANASONIC | CS-80U32JP | R22 | 4
AIR HANDLING UNIT |  | NULL |  | NA | 0
CASSETTE SPLIT SYSTEM | 9904451 | DAKO | RY50GV1A7 | NA | 0
CASSETTE SPLIT SYSTEM | 9904441 | DAKO | RY50GV1A7 | NA | 0
AIR HANDLING UNIT |  | DAIKIN |  | NA | 0
CHILLER - AIR COOLED | U99H00340 | TRITEC ELECT | RTHC1D2UOEOF2L3F3LFV000 | NA | 0
CHILLER - AIR COOLED | U99H00339 | TRITEC ELECT | RTHC1D2UOEOF2L3F3LFV000 | NA | 0
CHILLER - AIR COOLED | U98005305 | TRITEC ELECT | RTWA125KY00100DOW | NA | 0
DUCTED SPLIT SYSTEM | ZC0712 | AQUA | CRC2353 | NA | 0
DUCTED SPLIT SYSTEM | 201946 | AQUA | X4511 | NA | 0
CHILLER - CENTRIFUGAL | U02B03312 | TRANE | RTHV1V2UOHOB3L3C2LF0000D | R22 | 195
AIR FAN - EXHAUST |  | NULL |  | NA | 0
AIR FAN - EXHAUST |  | FEDERAL | AP0804BP14B022 | NA | 0
AIR FAN - EXHAUST |  | FEDERAL |  | NA | 0
WALL MOUNTED SPLIT SYSTEM | C101381400111926120172 | AIRHANDLER | SWA09E | R410A | 2
WALL MOUNTED SPLIT SYSTEM | UNABLE TO READ | AIRHANDLER | SWA09C | R410A | 2
AIR HANDLING UNIT | TBA | FAN COIL INC | TBA | NA | 0
ROOM AIR CONDITIONING UNIT | UNREADABLE | TECO RAC | UNREADABLE | R22 | 2
AIR COOLED SPLIT SYSTEM | 3464900 | PANASONIC | CS -E18PKR | R410A | 3
AIR FAN - EXHAUST |  | SINKO |  | NA | 0
WALL MOUNTED SPLIT SYSTEM |  | ZEIL |  | NA | 0
AIR FAN - EXHAUST |  | EXPIER |  | NA | 0
AIR FAN - EXHAUST |  | EXPIER |  | NA | 0
AIR FAN - EXHAUST | 0 | NULL | 0 | NA | 0
ROOM AIR CONDITIONING UNIT |  | PANASONIC | IS4053 | NA | 0
WALL MOUNTED SPLIT SYSTEM | N/A | NULL | N/A | R410A | 3
CHILLED WATER PUMP | N/A | GRUNDFOS | N/A | NA | 0
CHILLED WATER PUMP | N/A | GRUNDFOS | N/A | NA | 0
CASSETTE SPLIT SYSTEM | UNREADABLE | LG | UNREADABLE | R22 | 3
CASSETTE SPLIT SYSTEM | UNREADABLE | LG | UNREADABLE | R410A | 3
WALL MOUNTED SPLIT SYSTEM | 4907781 | DAIKIN | RXD80CV4 | R410A | 3
WALL MOUNTED SPLIT SYSTEM | UNREADABLE | HITACHI | UNREADABLE | R410A | 1.5
WALL MOUNTED SPLIT SYSTEM | UNREADABLE | HITACHI | UNREADABLE | R22 | 1.5
ROOM AIR CONDITIONING UNIT | 60083T | TEMPERZONE | LA1249YFHS | NA | 0
ROOM AIR CONDITIONING UNIT | 49 | TECO | LA1206Y | NA | 0
ROOM AIR CONDITIONING UNIT | 810-16052-0630 | TECO | LA1206Y | NA | 0
DUCTED SPLIT SYSTEM | 202392-K12 | PARKER | CU-80C52XP | NA | 0
ROOM AIR CONDITIONING UNIT | 0 | GJ WALKER | 0 | NA | 0
AIR HANDLING UNIT |  | AQUATHERM | SHM090-610-L | NA | 0
WALL MOUNTED SPLIT SYSTEM | 366604979 | PANASONIC | CS-E21CKR | R410A | 3
AIR HANDLING UNIT |  | NULL |  | NA | 0
FAN COIL UNIT - DUCTED |  | MONARCH | MDB075BW-AAAS | NA | 0
SWITCHBOARD MECHANICAL |  | NULL |  | NA | 0
AIR FAN - EXHAUST |  | NULL |  | NA | 0
ROOM AIR CONDITIONING UNIT | UNREADABLE | CORMORANT | N10789 | R22 | 1
SWITCHBOARD MECHANICAL |  | NULL |  | NA | 0
WALL MOUNTED SPLIT SYSTEM | 1000231T | MITSUBISHI | MUZ-GE35VA | R410A | 0
WALL MOUNTED SPLIT SYSTEM | 363621823 | PANASONIC | CS-E15CKP | R410A | 3
ROOM AIR CONDITIONING UNIT | N/A | LIEBERT | N/A | NA | 0
ROOM AIR CONDITIONING UNIT | N/A | TEMPERZONE | N/A | NA | 0
ROOM AIR CONDITIONING UNIT | NA | TECO RAC | NA | R410A | 0
CASSETTE SPLIT SYSTEM |  | SCHNEIDER |  | NA | 0
CASSETTE SPLIT SYSTEM |  | SCHNEIDER |  | NA | 0
ROOM AIR CONDITIONING UNIT | TBA | KELVINATOR | TBA | NULL | NULL
CASSETTE SPLIT SYSTEM | 57619 | SANYO | SPW-C253GH5 | R22 | 3
CASSETTE SPLIT SYSTEM | 57519 | SANYO | SPW-C253GH5 | R22 | 0
CASSETTE SPLIT SYSTEM |  | SCHNEIDER |  | NA | 0
CASSETTE SPLIT SYSTEM |  | SCHNEIDER |  | NA | 0
CASSETTE SPLIT SYSTEM |  | SCHNEIDER |  | NA | 0
CASSETTE SPLIT SYSTEM |  | SCHNEIDER |  | NA | 0
CASSETTE SPLIT SYSTEM |  | SCHNEIDER |  | NA | 0
CASSETTE SPLIT SYSTEM |  | SCHNEIDER |  | NA | 0
CASSETTE SPLIT SYSTEM |  | SCHNEIDER |  | NA | 0
CASSETTE SPLIT SYSTEM |  | SCHNEIDER |  | NA | 0
CASSETTE SPLIT SYSTEM |  | SCHNEIDER |  | NA | 0
CASSETTE SPLIT SYSTEM |  | SCHNEIDER |  | NA | 0
CASSETTE SPLIT SYSTEM |  | SCHNEIDER |  | NA | 0
CASSETTE SPLIT SYSTEM |  | SCHNEIDER |  | NA | 0
CASSETTE SPLIT SYSTEM |  | SCHNEIDER |  | NA | 0
WALL MOUNTED SPLIT SYSTEM | S-95732 | SANYO | SAP - C92AH | R22 | 0
WALL MOUNTED SPLIT SYSTEM | 7477500128 | PANASONIC | CS-RE28HKR | R410A | 3
WALL MOUNTED SPLIT SYSTEM | 788401846 | PARKER | CU-B180KR | NA | 0
WALL MOUNTED SPLIT SYSTEM | E018414 | DAIKIN | RXS25EBVMA | R410A | 1
AIR FAN - EXHAUST | A1310 | S&P | HXM-250 | NA | 0
AIR FAN - EXHAUST | A1310 | S&P | HXM-250 | NA | 0
FIRE DAMPER |  | NULL |  | NA | 0
ROOM AIR CONDITIONING UNIT | N/A | NULL | N/A | NA | 0
ROOM AIR CONDITIONING UNIT |  | GJ WALKER |  | NA | 0
ROOM AIR CONDITIONING UNIT | C0101004470107A071120143 | LENNOX | LNC0504802201 | R22 | 2
ROOM AIR CONDITIONING UNIT | N/A | LENNOX | N/A | R22 | 2
ROOM AIR CONDITIONING UNIT | C101004470107A07120143 | LG | LNC0504802201 | R410A | 2
WALL MOUNTED SPLIT SYSTEM | 400132 | EMAIL | C12HA | R22 | 0
WALL MOUNTED SPLIT SYSTEM | NA | YORK | HLJA12FS-AAR-II | R22 | 3
ROOM AIR CONDITIONING UNIT | UNREADABLE | FUJITSU | UNREADABLE | R410A | 0
ROOM AIR CONDITIONING UNIT | 6233C260 | MITSUBISHI | KR18MG | R22 | 900
WALL MOUNTED SPLIT SYSTEM | 1856011 | YORK | HLJA12FS-AAR-II | R22 | 1.12
WALL MOUNTED SPLIT SYSTEM | 0 | ZEIL | RAHA18FSAAA-II | NA | 0
SWITCHBOARD MECHANICAL | N/A | NULL | N/A | NA | 0
PACKAGED AIR CONDITIONING UNIT | 644826 | AQUA | S0160VR9DA | NA | 0
ROOM AIR CONDITIONING UNIT | 91601037 | KIRBY | KWH35HRA | NA | 0
ROOM AIR CONDITIONING UNIT | N/A | KIRBY | N/A | NA | 0
ROOM AIR CONDITIONING UNIT | N/A | KIRBY | N/A | NA | 0
ROOM AIR CONDITIONING UNIT | N/A | PARKER | N/A | NA | 0
ROOM AIR CONDITIONING UNIT | N/A | PARKER | N/A | NA | 0
ROOM AIR CONDITIONING UNIT | N/A | TEMPERZONE | N/A | NA | 0
ROOM AIR CONDITIONING UNIT | NO SERIAL | LG | LWM185H-6 | R22 | 1
ROOM AIR CONDITIONING UNIT | 608KAGS01911 | LG | LWM185RH-6 | R22 | 1
ROOM AIR CONDITIONING UNIT | 608KADT01914 | LG | LWM185RH-6 | R22 | 1
ROOM AIR CONDITIONING UNIT | NA | LG | LWM185RH-6 | R22 | 1
ROOM AIR CONDITIONING UNIT | N/A | LG | N/A | NA | 0
ROOM AIR CONDITIONING UNIT | NA | LG | LWM185RH-6 | R22 | 1
ROOM AIR CONDITIONING UNIT | NA | LG | LWM185RH-6 | R22 | 1
ROOM AIR CONDITIONING UNIT | 241538000000 | TECO RAC | LA2308YS | R22 | 1
ROOM AIR CONDITIONING UNIT | UNREADABLE | KELVINATOR | KR23F | R22 | 1
ROOM AIR CONDITIONING UNIT | 3701Y00110 | CARRIER | UF-150H-1 | R22 | 1
ROOM AIR CONDITIONING UNIT | N/A | KELVINATOR | N/A | NA | 0
ROOM AIR CONDITIONING UNIT | N/A | PANASONIC | N/A | NA | 0
ROOM AIR CONDITIONING UNIT | 1328204304 | PANASONIC | CW-A170SR | R22 | 1
ROOM AIR CONDITIONING UNIT | 607-10708-0179 | TECO | LA1800Y | R22 | 1.45
WALL MOUNTED SPLIT SYSTEM | B1162701848C68291 | COOL OR COSY | COC12HRN1 | R410A | 1.1
WALL MOUNTED SPLIT SYSTEM | NA | COOL OR COSY | COC12HRN1 | R410A | 1.05
WALL MOUNTED SPLIT SYSTEM | 1.7812e+18 | COOL OR COSY | COC24HRN1 | R410A | 2.5
WALL MOUNTED SPLIT SYSTEM | NA | COOL OR COSY | COC09HRN1 | R410A | 0.92
WALL MOUNTED SPLIT SYSTEM | NA | COOL OR COSY | COC24HRN1 | R410A | 2.5
WALL MOUNTED SPLIT SYSTEM | 0 | COOL OR COSY | COC09HRN1 | R410A | 1
WALL MOUNTED SPLIT SYSTEM | N/A | COOL OR COSY | COC24HRN1 | R410A | 2.5
CASSETTE SPLIT SYSTEM | 1.1303e+18 | COOL OR COSY | COC09HRN1 | R410A | 1
WALL MOUNTED SPLIT SYSTEM | NA | COOL OR COSY | COC09HRN1 | R410A | 1
WALL MOUNTED SPLIT SYSTEM | NA | COOL OR COSY | COC24HRN1 | R410A | 2.5
WALL MOUNTED SPLIT SYSTEM | NA | COOL OR COSY | COC09HRN1 | R410A | 1
WALL MOUNTED SPLIT SYSTEM | NA | COOL OR COSY | COC24HRN1 | R410A | 1
WALL MOUNTED SPLIT SYSTEM | NA | COOL OR COSY | COC24HRN1 | R410A | 2.5
ROOM AIR CONDITIONING UNIT | 1370 | KELVINATOR | KR20F | R22 | 1.25
ROOM AIR CONDITIONING UNIT | 50130707 | KELVINATOR | KR18MB | R22 | 0.9
ROOM AIR CONDITIONING UNIT | UNREADABLE | KELVINATOR | UNREADABLE | R22 | 1
ROOM AIR CONDITIONING UNIT | UNREADABLE | KELVINATOR | UNREADABLE | R22 | 2
ROOM AIR CONDITIONING UNIT | N/A | FUJITSU | AKT9RCS-W | NA | 0
WALL MOUNTED SPLIT SYSTEM | N/A | TECO | LT1209Y | NA | 0
WALL MOUNTED SPLIT SYSTEM | N/A | TECO | N/A | NA | 0
WALL MOUNTED SPLIT SYSTEM | N/A | TEMPERZONE | N/A | NA | 0
WALL MOUNTED SPLIT SYSTEM | N/A | NULL | N/A | NA | 0
AIR FAN - EXHAUST | N/A | NULL | N/A | NA | 0
AIR FAN - EXHAUST | N/A | NULL | N/A | NA | 0
AIR FAN - EXHAUST | N/A | NULL | N/A | NA | 0
AIR FAN - EXHAUST | N/A | FANTECH | N/A | NA | 0
AIR FAN - EXHAUST | N/A | FANTECH | N/A | NA | 0
AIR FAN - EXHAUST | N/A | FANTECH | N/A | NA | 0
AIR FAN - EXHAUST | N/A | FANTECH | N/A | NA | 0
AIR FAN - EXHAUST | N/A | FANTECH | N/A | NA | 0
AIR FAN - EXHAUST | N/A | FANTECH | N/A | NA | 0
AIR FAN - EXHAUST | N/A | FANTECH | N/A | NA | 0
AIR FAN - EXHAUST | N/A | FANTECH | N/A | NA | 0
ROOM AIR CONDITIONING UNIT | NA | COOLINE AC | NA | R22 | 0.6
ROOM AIR CONDITIONING UNIT |  | GJ WALKER |  | NA | 0
ROOM AIR CONDITIONING UNIT | N/A | KELVINATOR | N/A | NA | 0
CASSETTE SPLIT SYSTEM | 20454902 11014 | MCQUAY | MLC025BRAFDI | R22 | 2
WALL MOUNTED SPLIT SYSTEM | 788202445 | PARKER | CU-E15DKR | NA | 0
WALL MOUNTED SPLIT SYSTEM | R000381 | FUJITSU | AUTA301BLU | NA | 0
ROOM AIR CONDITIONING UNIT | 6233C260 | KELVINATOR | KR18KG | R22 | 1
AIR FAN - EXHAUST | 0 | AIRFLOW | 0 | NA | 0
AIR FAN - EXHAUST | A0210 | SINKO | HXM-350 | NA | 0
AIR FAN - EXHAUST | UNREADABLE | NULL | UNREADABLE | NA | 0
AIR FAN - EXHAUST | UNREADABLE | NULL | UNREADABLE | NA | 0
WALL MOUNTED SPLIT SYSTEM | 7434316769 | PANASONIC | CS-E24FKR | R410A | 3
ROOM AIR CONDITIONING UNIT |  | GJ WALKER |  | NA | 0
ROOM AIR CONDITIONING UNIT | 73706243 | KIRBY | KWH26HRA | NA | 0
AIR HANDLING UNIT |  | DAIKIN |  | NA | 0
AIR HANDLING UNIT |  | DAIKIN |  | NA | 0
FAN COIL UNIT - DUCTED | 034191JY | MUNTERS | MLH09R60P | NA | 0
UPRIGHT SINGLE DOOR FRIDGE |  | NULL |  | NA | 0
UPRIGHT SINGLE DOOR FRIDGE |  | NULL |  | NA | 0
UPRIGHT SINGLE DOOR FRIDGE |  | NULL |  | NA | 0
UPRIGHT SINGLE DOOR FRIDGE |  | NULL |  | NA | 0
UPRIGHT SINGLE DOOR FRIDGE |  | NULL |  | NA | 0
UPRIGHT SINGLE DOOR FRIDGE |  | NULL |  | NA | 0
UPRIGHT SINGLE DOOR FRIDGE |  | NULL |  | NA | 0
UPRIGHT SINGLE DOOR FRIDGE |  | NULL |  | NA | 0
UPRIGHT SINGLE DOOR FRIDGE |  | NULL |  | NA | 0
UPRIGHT SINGLE DOOR FRIDGE |  | NULL |  | NA | 0
UPRIGHT SINGLE DOOR FRIDGE |  | NULL |  | NA | 0
UPRIGHT SINGLE DOOR FRIDGE |  | NULL |  | NA | 0
UPRIGHT SINGLE DOOR FRIDGE |  | NULL |  | NA | 0
UPRIGHT SINGLE DOOR FRIDGE |  | NULL |  | NA | 0
SWITCHBOARD MECHANICAL |  | NULL |  | NA | 0
AIR HANDLING UNIT |  | DAIKIN |  | NA | 0
CHILLED WATER PUMP | 34279-1 | ALCAIR | 201421D | NA | 0
CHILLED WATER PUMP | 344 | HARDLAND | 2RMEC11C | NA | 0
CHILLED WATER PUMP | 344 | HARDLAND | 2RMEC11C | NA | 0
CHILLED WATER PUMP | 408C050004 | TEMPERZONE | AEMB-UCC26 | NA | 0
COOLING TOWER |  | LENCO |  | NA | 0
COOLING TOWER |  | LENCO |  | NA | 0
SWITCHBOARD MECHANICAL |  | DAIKIN |  | NA | 0
CASSETTE SPLIT SYSTEM | 4297X47153 | CARRIER | 980CA036-923 | R22 | 4.6
ELECTRIC DUCT HEATER | NA | NULL | REMOVED | NA | 0
AIR FAN - EXHAUST |  | NULL |  | NA | 0
FAN COIL UNIT - DUCTED | UNREADABLE | CARRIER | UNREADABLE | NA | 0
ROOM AIR CONDITIONING UNIT | UNREADABLE | CORMORANT | N10789 | R22 | 1
ROOM AIR CONDITIONING UNIT |  | KIRBY |  | NA | 0
ROOM AIR CONDITIONING UNIT |  | GJ WALKER |  | NA | 0
ROOM AIR CONDITIONING UNIT |  | GJ WALKER |  | NA | 0
ROOM AIR CONDITIONING UNIT | 1079650001116 | TECO | TWW27CFB | R410A | 2
ROOM AIR CONDITIONING UNIT |  | GJ WALKER |  | NA | 0
ROOM AIR CONDITIONING UNIT | NA | LG | NA | NA | 0
AIR FAN - EXHAUST | 0 | MANROSE | 0 | NA | 0
WALL MOUNTED SPLIT SYSTEM | 7515701156 | PARKER | CU -E18FKR | NA | 0
ROOM AIR CONDITIONING UNIT | KBE02404 | TECO RAC | TW1W60CFBG | R410A | 2
ROOM AIR CONDITIONING UNIT | C101005970107A15120038 | ATLANTIC | LNC0504802201 | NA | 0
SWITCHBOARD MECHANICAL | N/A | NULL | N/A | NA | 0
CASSETTE SPLIT SYSTEM | YOUJPAFB300011L | SANYO | UH140EAV | NA | 0
ROOM AIR CONDITIONING UNIT | 3810 | PANASONIC | LA0900Y | R22 | 1.5
UNDER CEILING SPLIT SYSTEM |  | PARKER |  | NA | 0
ROOM AIR CONDITIONING UNIT | RWRDV0657M | GJ WALKER | LCB20BIXCIIPW | NA | 0
ROOM AIR CONDITIONING UNIT | 2013370002339 | TECO RAC | LA1208Y | R22 | 980
ROOM AIR CONDITIONING UNIT | N/A | TECO | N/A | NA | 0
ROOM AIR CONDITIONING UNIT | N/A | TECO | N/A | NA | 0
AIR HANDLING UNIT | N/A | TRANE | N/A | NA | 0
DUCTED SPLIT SYSTEM | 799601410 | PANASONIC | CU-B34DBE5 | R410A | 2.7
ROOM AIR CONDITIONING UNIT |  | KELVINATOR |  | NA | 0
ROOM AIR CONDITIONING UNIT |  | KELVINATOR |  | NA | 0
ROOM AIR CONDITIONING UNIT |  | KELVINATOR |  | NA | 0
ROOM AIR CONDITIONING UNIT |  | TECO | LA1204H | NA | 0
ROOM AIR CONDITIONING UNIT |  | KELVINATOR | KR25WR | R22 | 108
ROOM AIR CONDITIONING UNIT |  | KELVINATOR | KR25WR | R22 | 1080
ROOM AIR CONDITIONING UNIT |  | KELVINATOR | KR25WR | R22 | 1080
ROOM AIR CONDITIONING UNIT | 1717802099 | PANASONIC | CW-C72KR | R22 | 480
ROOM AIR CONDITIONING UNIT |  | TECO | LA1204H | NA | 0
ROOM AIR CONDITIONING UNIT |  | KELVINATOR |  | NA | 0
CHILLED BEAMS - PASSIVE |  | NULL |  | NA | 0
CHILLED WATER PUMP | 87312229 | GRUNDFOS | 132SC2-38FF265-D1 | NA | 0
CHILLED BEAMS - PASSIVE | N/A | NULL | N/A | NA | 0
CHILLER - AIR COOLED | 2200070748 | NEC | HCG 301 | NA | 0
CHILLER - AIR COOLED | 2200070748 | MTA HCYGNUS | HCG 301 | NA | 0
ISLAND CASE FREEZER |  | SIGREST DESIGN | SQX62 | NA | 0
PACKAGED AIR CONDITIONING UNIT | 861179 | APAC | P064AHC9AD | R22 | 10
SWITCHBOARD MECHANICAL |  | NULL |  | NA | 0
SWITCHBOARD MECHANICAL | N/A | NULL | N/A | NA | 0
SWITCHBOARD MECHANICAL |  | NULL |  | NA | 0
WALL MOUNTED SPLIT SYSTEM | N/A | PANASONIC | N/A | NA | 0
ROOM AIR CONDITIONING UNIT |  | KIRBY |  | NA | 0
ROOM AIR CONDITIONING UNIT |  | KIRBY |  | NA | 0
ROOM AIR CONDITIONING UNIT |  | KIRBY |  | NA | 0
ROOM AIR CONDITIONING UNIT |  | KIRBY |  | NA | 0
ROOM AIR CONDITIONING UNIT | N/A | TECO | N/A | NA | 0
ROOM AIR CONDITIONING UNIT | N/A | TECO | N/A | NA | 0
ROOM AIR CONDITIONING UNIT | N/A | TECO | N/A | NA | 0
ROOM AIR CONDITIONING UNIT | LNC 0504802201 | LENNOX | N/A | R22 | 2.5
ROOM AIR CONDITIONING UNIT | UNREADABLE | TECO RAC | UNREADABLE | R22 | 2
ROOM AIR CONDITIONING UNIT | N/A | TEMPERZONE | N/A | NA | 0
ROOM AIR CONDITIONING UNIT | NA | LENNOX | NA | R410A | 0
VARIABLE AIR VOLUME UNITS |  | ZEIL |  | NA | 0
CHILLED WATER PUMP |  | MTA HCYGNUS |  | NA | 0
CONDENSER WATER PUMP | 22G99A25 | TCL | 125X100-315 | NA | 0
CASSETTE SPLIT SYSTEM | 9904233 | DAKO | RY60GV1A7 | NA | 0
SWITCHBOARD MECHANICAL |  | DAIKIN |  | NA | 0
ROOM AIR CONDITIONING UNIT | UNREADABLE | LENNOX | UNREADABLE | NA | 0
ROOM AIR CONDITIONING UNIT | UNREADABLE | FUJITSU | UNREADABLE | R22 | 1
WALL MOUNTED SPLIT SYSTEM | 715313524 | PANASONIC | CU-E24PKR | R22 | 0
WALL MOUNTED SPLIT SYSTEM | 715313524 | PARKER | CU-2473KR | NA | 0
ROOM AIR CONDITIONING UNIT | TBA | DAIKIN | TBA | NULL | NULL
AIR FAN - EXHAUST |  | LUKE |  | NA | 0
ROOM AIR CONDITIONING UNIT | NA | TECO RAC | NA | R410A | 0
ROOM AIR CONDITIONING UNIT |  | COOLINE AC |  | NA | 0
WALL MOUNTED SPLIT SYSTEM | 920PB-10700223-6U1750 | KIRBY | KSR20F-01 | NA | 0
WALL MOUNTED SPLIT SYSTEM | 311KA00887 | KIRBY | KSR27G | NA | 0
ROOM AIR CONDITIONING UNIT | 001TANY00183 | LG | W18TCM | R22 | 0
ROOM AIR CONDITIONING UNIT | UNREADABLE | LG | UNREADABLE | R22 | 0
AIR COOLED SPLIT SYSTEM | 3939305341 | PANASONIC | CS-E12PKR | R410A | 3
WALL MOUNTED SPLIT SYSTEM | T031448 | GREGORY | AST24UBBJ | R410A | 2
WALL MOUNTED SPLIT SYSTEM | T031448 | GREGORY | AST24UBB | R410A | 2
WALL MOUNTED SPLIT SYSTEM | T031448 | GREGORY | AST24UBB | R410A | 2
WALL MOUNTED SPLIT SYSTEM | T031448 | GREGORY | AST24UBB | R410A | 2
WALL MOUNTED SPLIT SYSTEM | T031448 | GREGORY | AST24UBB | R410A | 2
WALL MOUNTED SPLIT SYSTEM | T031448 | GREGORY | AST24UBB | R410A | 2
WALL MOUNTED SPLIT SYSTEM | T031448 | GREGORY | AST24UBB | R410A | 2
WALL MOUNTED SPLIT SYSTEM | T034040 | GREGORY | AOT24UN | R410A | 2
WALL MOUNTED SPLIT SYSTEM | T034040 | GREGORY | AOT24UN | R410A | 2
WALL MOUNTED SPLIT SYSTEM | T034040 | GREGORY | AOT24UN | R410A | 2
WALL MOUNTED SPLIT SYSTEM | 29005014294 | PANASONIC | CS-E12JKR | R410A | 1
WALL MOUNTED SPLIT SYSTEM | 7576212073 | PANASONIC | CU-E12JKR | R410A | 1
WALL MOUNTED SPLIT SYSTEM | 75762611909 | PANASONIC | CU-E21JKR | R410A | 1
ROOM AIR CONDITIONING UNIT | UNREADABLE | YORK | UNREADABLE | R22 | 0
WALL MOUNTED SPLIT SYSTEM | E004714 | DAIKIN | RXS25KVMA | R410A | 1
WALL MOUNTED SPLIT SYSTEM | 2SB65025-1 | DAIKIN | RXS25KVMA | NA | 0
AIR HANDLING UNIT | UNREADABLE | TEMPERZONE | IMD280-4/E | R410A | 0
ROOM AIR CONDITIONING UNIT | C101001020707924150213 | TECO RAC | LA80BYO | R22 | 0.51
WALL MOUNTED SPLIT SYSTEM | 7576212159 | PARKER | CUE12JKR | NA | 0
WALL MOUNTED SPLIT SYSTEM | 7553104088 | PARKER | CU-E15HKR | NA | 0
WALL MOUNTED SPLIT SYSTEM | 7555110199 | PARKER | CU-E12HKR | NA | 0
WALL MOUNTED SPLIT SYSTEM | 7553007759 | PANASONIC | CU - E18HKR | R410A | 1.18
WALL MOUNTED SPLIT SYSTEM | 6601203379 | PANASONIC | CH-E18LKR | R410A | 1.31
WALL MOUNTED SPLIT SYSTEM | 7552903681 | PARKER | CU-E21HKR | NA | 0
WALL MOUNTED SPLIT SYSTEM | 7552707457 | PANASONIC | CU-E28HKR | R410A | 1.8
WALL MOUNTED SPLIT SYSTEM | 7576207849 | PARKER | CU-E12JKR | NA | 0
WALL MOUNTED SPLIT SYSTEM | 0014256T | MITSUBISHI | MUZ-GE80VA | R410A | 0
WALL MOUNTED SPLIT SYSTEM | 7576301009 | PANASONIC | CU-E15JKR | R410A | 0
WALL MOUNTED SPLIT SYSTEM | 2905417126 | PANASONIC | CS-E24JKR | NA | 0
ROOM AIR CONDITIONING UNIT | 2013370000000 | TECO RAC | LA1208Y | R22 | 2
ROOM AIR CONDITIONING UNIT | NA | PANASONIC | NA | R22 | 1
WALL MOUNTED SPLIT SYSTEM | 7152600930 | PANASONIC | CS-V24DKR | R410A | 3
WALL MOUNTED SPLIT SYSTEM | 7152601097 | PANASONIC | CS-V24DKR | R410A | 3
WALL MOUNTED SPLIT SYSTEM | 7152600930 | PARKER | CS-V24DKR | NA | 0
WALL MOUNTED SPLIT SYSTEM | 7152601008 | PANASONIC | CS-V24DKR | R410A | 3
WALL MOUNTED SPLIT SYSTEM | 7246300974 | PANASONIC | CS-V24DKR | R410A | 3
AIR FAN - EXHAUST | 3182222 | S&P | HXM-400 | NA | 0
AIR FAN - EXHAUST | UNREADABLE | TIPO | UNREADABLE | NA | 0
SWITCHBOARD MECHANICAL | 0 | NULL | 0 | NA | 0
CHILLER - RECIPROCATING | RBK1142 | CIEMANTS | 30RB342 | NA | 0
WALL MOUNTED SPLIT SYSTEM | Y3MPPAFB7000067W | SANYO | AQV30UWBX | NA | 0
CASSETTE SPLIT SYSTEM | R001897 | FUJITSU | AOTA18LALL | R410A | 5
CASSETTE SPLIT SYSTEM | R001769 | FUJITSU | AOTA18LALL | R410A | 5
WALL MOUNTED SPLIT SYSTEM | E007940 | FUJITSU | AOTR24LR | R410A | 5
WALL MOUNTED SPLIT SYSTEM | 2004644 | MITSUBISHI | MUZ-GE60VA | R410A | 3
WALL MOUNTED SPLIT SYSTEM | E001443 | DAIKIN | RKS60KVMA | R410A | 3
WALL MOUNTED SPLIT SYSTEM | Y3M6PADB700024P | SAMSUNG | AQV18UWBNKSA | R410A | 3
AIR FAN - OUTSIDE |  | FEDERAL |  | NA | 0
FAN COIL UNIT - DUCTED |  | THERMAL EQUP CO | LMD135 | NA | 0
FAN COIL UNIT - DUCTED | J61747 | THERMAL EQUP CO | IMD95-4/1 | NA | 0
FAN COIL UNIT - DUCTED | J61579 | THERMAL EQUP CO | IMD95-4/1 | NA | 0
AIR FAN - EXHAUST | 170276 | FIASCO MOTOR | SCD500/6D | NA | 0
FAN COIL UNIT - DUCTED |  | AQUATHERM | 7457-076819 | NA | 0
FAN COIL UNIT - DUCTED |  | ECO AIR |  | NA | 0
FAN COIL UNIT - DUCTED |  | THERMAL EQUP CO | IMD95-4/1 | NA | 0
FAN COIL UNIT - DUCTED | 684915 | THERMAL EQUP CO | IMD95-4/1 | NA | 0
SWITCHBOARD MECHANICAL | 0 | NULL | 0 | NA | 0
WALL MOUNTED SPLIT SYSTEM | E007596 | GREGORY | AOTR24JCC | NA | 0
WALL MOUNTED SPLIT SYSTEM | 7576404239 | PANASONIC | CU-E18JKR | R410A | 1.18
WALL MOUNTED SPLIT SYSTEM | 7555101106 | PANASONIC | CU-E12HKR | R410A | 0.98
FAN COIL UNIT - DUCTED | UNREADABLE | TEMPERZONE | ISD156K | NULL | NULL
FAN COIL UNIT - DUCTED | 745892 | TEMPERZONE | ISD83K | R410A | 0
ROOM AIR CONDITIONING UNIT | 2013370000000 | TEMPERZONE | LA1208Y | NA | 0
WALL MOUNTED SPLIT SYSTEM |  | MODULEX |  | NA | 0
WALL MOUNTED SPLIT SYSTEM |  | MODULEX |  | NA | 0
WALL MOUNTED SPLIT SYSTEM |  | MODULEX |  | NA | 0
WALL MOUNTED SPLIT SYSTEM |  | MODULEX |  | NA | 0
WALL MOUNTED SPLIT SYSTEM |  | MODULEX |  | NA | 0
CHILLED WATER PUMP | CC48856 | WEG | FR AL132M2/23/2007 | CHILLED WATER | 0
CHILLED WATER PUMP | 6118054003 | TECO | AEHB-UCDCC | CHILLED WATER | 0
FAN COIL UNIT - DUCTED | 17 95W01664 | CARRIER | XL3640HW0141108 | CHILLED WATER | 0
DUCTED SPLIT SYSTEM | 287238 | NULL | SCA400C-0100 | R410A | 14
DUCTED SPLIT SYSTEM | 301572 | ACTRON | SRD230C-0400 | R410A | 9
DUCTED SPLIT SYSTEM | 301567 | NULL | SRD230C | R410A | 9
DUCTED SPLIT SYSTEM | 200359-J02 | PARKER | CU-140C53XP | NA | 0
DUCTED SPLIT SYSTEM |  | PARKER | CU-140C53XP | NA | 0
ELECTRIC DUCT HEATER | N/A | NULL | N/A | NA | 0
ELECTRIC DUCT HEATER | 12KW HEATER BANK | STOKES | 2316U | NA | 0
AIR FAN - EXHAUST |  | NULL |  | NA | 0
FAN COIL UNIT - DUCTED | UNREADABLE | AIR DESIGN | UNREADABLE | CHILLED WATER | 0
FAN COIL UNIT - DUCTED | 17 95W01668 | CARRIER | XL3640HW0071108 | NA | 0
FAN COIL UNIT - DUCTED | 17 95W01668 | CARRIER | XL3640HW0071108 | NA | 0
FAN COIL UNIT - DUCTED | 16 95W01659 | CARRIER | XL3640HW0141103 | NA | 0
ROOM AIR CONDITIONING UNIT | UNREADABLE | CORMORANT | N10789 | R22 | 1
ROOM AIR CONDITIONING UNIT | HBB-02269 | TECO | LA1204H | NA | 0
SWITCHBOARD MECHANICAL |  | NULL |  | NA | 0
WALL MOUNTED SPLIT SYSTEM | 4901587 | DAIKIN | FTY25CVMA | R410A | 1
WALL MOUNTED SPLIT SYSTEM | 4901213 | DAIKIN | RY25CVMA | R410A | 1
WALL MOUNTED SPLIT SYSTEM | 4901209 | DAKO | RY25CVMA | NA | 0
WALL MOUNTED SPLIT SYSTEM | 4901219 | DAKO | RY25CVMA | NA | 0
WALL MOUNTED SPLIT SYSTEM | 4902721 | DAKO | RY25CVMA | NA | 0
WALL MOUNTED SPLIT SYSTEM | 4901220 | DAKO | RY25CVMA | NA | 0
WALL MOUNTED SPLIT SYSTEM | 4901215 | DAKO | RY25CVMA | NA | 0
WALL MOUNTED SPLIT SYSTEM | 4901218 | DAKO | RY25CVMA | NA | 0
WALL MOUNTED SPLIT SYSTEM | 4901212 | DAKO | RY25CVMA | NA | 0
WALL MOUNTED SPLIT SYSTEM | 4901217 | DAIKIN | RY25CVMA | R410A | 1
WALL MOUNTED SPLIT SYSTEM | E103388 | FUJITSU | AOTR09LCC | R410A | 1
WALL MOUNTED SPLIT SYSTEM | T049130 | FUJITSU | AOTR30LCT | R410A | 2
WALL MOUNTED SPLIT SYSTEM | 033708190RE | MITSUBISHI | SRC63ZE-S1 | R410A | 2
WALL MOUNTED SPLIT SYSTEM | 038904814RE | MODULEX | DXC09Z3-S | NA | 0
WALL MOUNTED SPLIT SYSTEM | 4903160 | DAIKIN | RY35CVMA | R410A | 1
WALL MOUNTED SPLIT SYSTEM | 129600399RE | MHI | DXK28Z4-S | R410A | 3
WALL MOUNTED SPLIT SYSTEM | 7534304707 | PANASONIC | CU-E15GKR | R410A | 2
WALL MOUNTED SPLIT SYSTEM | UNREADABLE | SAMSUNG | AQV24NSFN | R410A | 3
ROOM AIR CONDITIONING UNIT |  | TEMPERZONE |  | NA | 0
ROOM AIR CONDITIONING UNIT |  | TEMPERZONE |  | NA | 0
WALL MOUNTED SPLIT SYSTEM | E001773 | DAKO | RXD60BVMA | NA | 0
ROOM AIR CONDITIONING UNIT | UNREADABLE | TECO RAC | UNREADABLE | R410A | 2
WALL MOUNTED SPLIT SYSTEM | 1234 | DAIKIN | FAQ100CVEA | R410A | 4.8
VRV DUCTED SPLIT | 3P391216-3 | DAIKIN | REYQ12TY1 | R410A | 9.9
VRV NON DUCTED SPLIT | 3P387594-3 | DAIKIN | RXYMQ5AV4A | R410A | 3.4
VRV DUCTED SPLIT | 3P391216-7 | DAIKIN | REYQ20TY1 | R410A | 11
WALL MOUNTED SPLIT SYSTEM | 20778807191 | PANASONIC | CU-A28DKR | R410A | 3
CASSETTE SPLIT SYSTEM | 0789198104R | PARKER | CU-150DBE8 | NA | 0
AIR FAN - EXHAUST | 0 | FANTECH | 0 | NA | 0
ROOM AIR CONDITIONING UNIT |  | ATLANTIC |  | NA | 0
ROOM AIR CONDITIONING UNIT |  | TEMPERZONE |  | NA | 0
ROOM AIR CONDITIONING UNIT |  | TEMPERZONE | LA120BY | NA | 0
WALL MOUNTED SPLIT SYSTEM |  | AIRFACT | ASG124H | NA | 0
WALL MOUNTED SPLIT SYSTEM | E006800 | DAKO | FTXS35J2VMA | NA | 0
WALL MOUNTED SPLIT SYSTEM | E006844 | DAKO | RXS35JVMA | NA | 0
WALL MOUNTED SPLIT SYSTEM | E004889 | DAKO | FTXS80HVMA | NA | 0
WALL MOUNTED SPLIT SYSTEM | E007017 | DAKO | RXS80HVMA | NA | 0
WALL MOUNTED SPLIT SYSTEM | 2007088 | MODULEX | MUZ-GE60VA | NA | 0
WALL MOUNTED SPLIT SYSTEM | 417746 | PARKER | CS-E24JKR | NA | 0
WALL MOUNTED SPLIT SYSTEM | 7576618631 | PANASONIC | CU-E24JKR | R410A | 3
WALL MOUNTED SPLIT SYSTEM | 7576618641 | PARKER | CU-E24JKR | NA | 0
WALL MOUNTED SPLIT SYSTEM | 7536201443 | PARKER | CU-RE12GKR | NA | 0
WALL MOUNTED SPLIT SYSTEM | 7555900824 | PARKER | CU-RE28HKR | NA | 0
WALL MOUNTED SPLIT SYSTEM | 757608593 | PARKER | CU-E28JKR | NA | 0
WALL MOUNTED SPLIT SYSTEM | 7002268 | MODULEX | MUZ - GE80VA | NA | 0
WALL MOUNTED SPLIT SYSTEM | 7002805 | MODULEX | MUZ - GE80VA | NA | 0
WALL MOUNTED SPLIT SYSTEM | 7002323 | MODULEX | MUZ - GE80VA | NA | 0
WALL MOUNTED SPLIT SYSTEM | 200742 | MODULEX | MXZ-5C100VA-A1 | NA | 0
WALL MOUNTED SPLIT SYSTEM |  | MODULEX |  | NA | 0
WALL MOUNTED SPLIT SYSTEM |  | MODULEX |  | NA | 0
WALL MOUNTED SPLIT SYSTEM | 2001754 | MITSUBISHI | MUZ-GE24VA | R410A | 1.15
WALL MOUNTED SPLIT SYSTEM | 7552707500 | PANASONIC | CU-E28HKR | R410A | 1.8
WALL MOUNTED SPLIT SYSTEM | E0000903 | DAIKIN | RXYMQ6PV4A | R410A | 4
WALL MOUNTED SPLIT SYSTEM | E000903 | DAIKIN | RXYMQ6PV4A | R410A | 4
WALL MOUNTED SPLIT SYSTEM | E001715 | DAIKIN | FXAQ63MAVE | R410A | 4
WALL MOUNTED SPLIT SYSTEM |  | DAKO |  | NA | 0
WALL MOUNTED SPLIT SYSTEM | 100072 | MITSUBISHI | MXZ-4C80VA | R410A | 3.5
WALL MOUNTED SPLIT SYSTEM | 9001013 | MITSUBISHI | MSZ-GE22GA | R410A | 3.5
WALL MOUNTED SPLIT SYSTEM | 100072 | MODULEX | MXZ-4C80VA | NA | 0
WALL MOUNTED SPLIT SYSTEM | 2003234T | MITSUBISHI | MUZ-GE42VA | R410A | 3
AIR FAN - EXHAUST | 0 | NULL | 0 | NA | 0
AIR FAN - EXHAUST | 0 | NULL | 0 | NA | 0
WALL MOUNTED SPLIT SYSTEM | 7235 | MITSUBISHI | MSZ-GE80VA | R410A | 3
ROOM AIR CONDITIONING UNIT | 608KA01173 | LG | LWC122RH-6 | R22 | 0
ROOM AIR CONDITIONING UNIT | 83812832 | KELVINATOR | KWH47HRA | R410A | 0
ROOM AIR CONDITIONING UNIT | 83012767 | KELVINATOR | KWH35HRA | R410A | 0
CASSETTE SPLIT SYSTEM | TH060EAV1 | SAMSUNG | UH060EAV1 | R410A | 3
AIR FAN - EXHAUST | UNREADABLE | TIPO | HXM - 350 | NA | 0
AIR FAN - EXHAUST | UNREADABLE | TIPO | HXM -350 | NA | 0
AIR FAN - EXHAUST | UNREADABLE | TIPO | HXM -350 | NA | 0
WALL MOUNTED SPLIT SYSTEM | NA | PANASONIC | NA | R410A | 3
WALL MOUNTED SPLIT SYSTEM | UNKNOWN | SANYO | AQV18NSDX | R410A | 0
ROOM AIR CONDITIONING UNIT | C1013616711111614120642 | TECO RAC | LA1204H | R410A | 2
AIR FAN - EXHAUST | 0 | NULL | 0 | NA | 0
AIR FAN - EXHAUST | 0 | NULL | 0 | NA | 0
SWITCHBOARD MECHANICAL | 0 | NULL | 0 | NA | 0
WALL MOUNTED SPLIT SYSTEM | 6601602592 | PANASONIC | CU-RE18LKT | R410A | 1.31
WALL MOUNTED SPLIT SYSTEM | 6601602592 | PANASONIC | CS-RE18LKR | R410A | 1.31
AIR FAN - EXHAUST |  | AQUATHERM | AP0402AA5B005 | NA | 0
WALL MOUNTED SPLIT SYSTEM | 6601603550 | PANASONIC | CU-RE18LKR | R410A | 0
WALL MOUNTED SPLIT SYSTEM | 7598803974 | PANASONIC | CU-RE12JKR-1 | R410A | 0
WALL MOUNTED SPLIT SYSTEM | 7598804024 | PANASONIC | CU-RE12LKR-1 | R410A | 0
AIR FAN - EXHAUST | UNREADABLE | FANTECH | UNREADABLE | NA | 0
CASSETTE SPLIT SYSTEM | 13MO1396 | MITSUBISHI | SLZ-KA50VAL | R410A | 4
AIR FAN - EXHAUST | 0 | NULL | 0 | NA | 0
AIR FAN - EXHAUST | 0 | NULL | 0 | NA | 0
WALL MOUNTED SPLIT SYSTEM | E000877 | DAIKIN | RKS50KVMA | R410A | 2
ROOM AIR CONDITIONING UNIT | 15200857 | KIRBY | KWH26HRC | NA | 0
ROOM AIR CONDITIONING UNIT | 15200759 | KELVINATOR | KWH26HRC | NA | 0
CASSETTE SPLIT SYSTEM | E900164 | DAIKIN | RXYQ10PAY19 | R410A | 10
CASSETTE SPLIT SYSTEM | E900164 | DAIKIN | RXYQ10PAY19 | NA | 0
CASSETTE SPLIT SYSTEM | UNREADABLE | DAIKIN | UNREADABLE | NA | 0
CASSETTE SPLIT SYSTEM | UNREADABLE | DAIKIN | UNREADABLE | NA | 0
CASSETTE SPLIT SYSTEM | UNREADABLE | DAIKIN | UNREADABLE | NA | 0
CASSETTE SPLIT SYSTEM | E002567 | DAIKIN | RKD71BVMA | R410A | 3
WALL MOUNTED SPLIT SYSTEM | E007022 | DAIKIN | RKY50GV1 | R410A | 2.3
AIR FAN - EXHAUST | 14878 | MANROSE | VAM0001 | NA | 0
WALL MOUNTED SPLIT SYSTEM | 33504805 | MITSUBISHI | SRC35ZG-S | R410A | 1
AIR FAN - EXHAUST |  | WASP AIR | HXM-400 | NA | 0
WALL MOUNTED SPLIT SYSTEM | 6534900805 | PANASONIC | CU-E18PKR | R410A | 3
WALL MOUNTED SPLIT SYSTEM | 6006673 | MITSUBISHI | MUZ-80VA | R410A | 5
WALL MOUNTED SPLIT SYSTEM | 6006781 | MITSUBISHI | MUZ-GE50VA | R410A | 2
WALL MOUNTED SPLIT SYSTEM | 6601204105 | PANASONIC | CU-E18LKR | R410A | 2
ROOM AIR CONDITIONING UNIT |  | TECO |  | NA | 0
ROOM AIR CONDITIONING UNIT | N/A | TECO | TWW53HFBGJBB | NA | 0
WALL MOUNTED SPLIT SYSTEM |  | SAMSUNG | AQV24UWBN | R410A | 2
CASSETTE SPLIT SYSTEM | 1XU01584 | MITSUBISHI | PUHZ-RP71VHA4 | R410A | 5
CASSETTE SPLIT SYSTEM | 1XU01560 | MITSUBISHI | PUHZ-RP71VHA4 | R410A | 5
CASSETTE SPLIT SYSTEM | 1XU01583 | MITSUBISHI | PUHZ-RP71VHA4 | R410A | 5
CASSETTE SPLIT SYSTEM | 1XU01587 | MITSUBISHI | PUHZ-RP71VHA4 | R410A | 5
WALL MOUNTED SPLIT SYSTEM | E004720 | DAIKIN | RXS25KVMA | NA | 0
CASSETTE SPLIT SYSTEM | E002126 | DAIKIN | RZQ71KCV4A | R410A | 6
CASSETTE SPLIT SYSTEM | E001012 | DAIKIN | FXZQ20MVE | R410A | 4
CASSETTE SPLIT SYSTEM | E000710 | DAIKIN | FXZQ20MVE | R410A | 4
CASSETTE SPLIT SYSTEM |  | DAKO |  | NA | 0
CASSETTE SPLIT SYSTEM | E001727 | DAIKIN | FXZQ40MVE | R410A | 1.7
CASSETTE SPLIT SYSTEM | E001773 | DAIKIN | FXZQ40MVE | R410A | 3
CASSETTE SPLIT SYSTEM | C018326 | DAIKIN | FXFQ80PVE9 | R410A | 6
CASSETTE SPLIT SYSTEM | N/A | DAIKIN | N/A | NA | 0
AIR FAN - EXHAUST | N/A | FANTECH | MV112S | NA | 0
WALL MOUNTED SPLIT SYSTEM | 1009706T | MITSUBISHI | MUZ-GE71VA | R410A | 1.9
WALL MOUNTED SPLIT SYSTEM | 6626110347 | TEMPERZONE | CU-E24MKR | NA | 0
CHILLER - AIR COOLED | 12F108964 | CARRIER | 30XA0402-0340-PEE | NA | 0
WALL MOUNTED SPLIT SYSTEM | E004719 | DAKO | FTXS25KVMA | NA | 0
WALL MOUNTED SPLIT SYSTEM | 6820200110 | PANASONIC | CU-E18PKR | R410A | 3
WALL MOUNTED SPLIT SYSTEM | E000834 | DAIKIN | RKS50KVMA | R410A | 0
DUCTED SPLIT SYSTEM | 171300184 | MITSUBISHI | FDC 71VNX | R410A | 5
WALL MOUNTED SPLIT SYSTEM | 6625301084 | PANASONIC | CU-RE18MKR | R410A | 0
WALL MOUNTED SPLIT SYSTEM | 0004761T | MITSUBISHI | MUZ-GE71VA | R410A | 3
WALL MOUNTED SPLIT SYSTEM | 7453909105 | PANASONIC | CS-E18GKR | R410A | 3
WALL MOUNTED SPLIT SYSTEM | Y0OXPAFZ60017E | SAMSUNG | AQV24NSFX | R410A | 3
WALL MOUNTED SPLIT SYSTEM | 2006129T | MITSUBISHI | MUZ-GE50VA2 | R410A | 3
WALL MOUNTED SPLIT SYSTEM | 2006130T | MITSUBISHI | MUZ-GE50VA2 | R410A | 3
WALL MOUNTED SPLIT SYSTEM | E004388 | DAIKIN | RXS50KVMA | R410A | 0
AIR FAN - EXHAUST | N/A | TIPO | HXM-400 | NA | 0
WALL MOUNTED SPLIT SYSTEM | 2.239e+17 | YORK | RAJC24FS-AAA-IIIS | NA | 0
WALL MOUNTED SPLIT SYSTEM | Y4WUPAFB900493Y | SANYO | AQV30UWCX | NA | 0
DUCTED SPLIT SYSTEM | T000795 | FUJITSU | AOTG30LATL | R410A | 3.35
DUCTED SPLIT SYSTEM | T000796 | FUJITSU | AOTG30LATL | R410A | 3.35
DUCTED SPLIT SYSTEM | T000783 | FUJITSU | AOTG30LATL | R410A | 3.35
WALL MOUNTED SPLIT SYSTEM | T000928 | GREGORY | AOTG30LFT | NA | 0
WALL MOUNTED SPLIT SYSTEM | T000532 | GREGORY | AOTG30LFT | NA | 0
DUCTED SPLIT SYSTEM | T001548 | FUJITSU | AOTG541ATL | R410A | 3.35
AIR FAN - OUTSIDE | N/A | FANTECH | N/A | NA | 0
CASSETTE SPLIT SYSTEM | R001224 | GREGORY | AOTA18LALL | NA | 0
WALL MOUNTED SPLIT SYSTEM | R0003008 | GREGORY | AJYA54LCLR | NA | 0
WALL MOUNTED SPLIT SYSTEM | R003062 | GREGORY | AJYA54LCLR | NA | 0
ELECTRIC DUCT HEATER | REMOVED | NULL | REMOVED FROM DUCT | NA | 0
ELECTRIC DUCT HEATER | 6 ELEMENTS | STOKES | 9.0KW HEATER ELEMENTS | NA | 0
FAN COIL UNIT - DUCTED | NA | CARRIER | NO ACCESS | NA | 0
UNDER CEILING SPLIT SYSTEM | E019399 | DAIKIN | RZQ125KV4A | NA | 0
WALL MOUNTED SPLIT SYSTEM | E016194 | DAIKIN | RXS50JVMA | R410A | 0
CASSETTE SPLIT SYSTEM | E007020 | DAIKIN | RZQS50AV1 | R410A | 2
WALL MOUNTED SPLIT SYSTEM | E002640 | DAIKIN | RKD71BVMA | R22 | 1.55
VRV DUCTED SPLIT | FCU-G2 | DAIKIN | CU-E15MKR | R410A | 4.8
VRV DUCTED SPLIT | 3P382446-4A | DAIKIN | RZQS100AV1 | R410A | 4
CASSETTE SPLIT SYSTEM | 24350006RE | MITSUBISHI | SRC50ZIX-S | R410A | 3
CASSETTE SPLIT SYSTEM | DB98-29882D | SANYO | UH060EAV1 | R410A | 5
CASSETTE SPLIT SYSTEM | P00679 | MITSUBISHI | SUZ-KA35VA | R410A | 3
WALL MOUNTED SPLIT SYSTEM | 6090 | MODULEX | MUZ-GE50VA | NA | 0
AIR FAN - EXHAUST | 0 | TIPO | HXM -250 | NA | 0
AIR FAN - EXHAUST | UNREADABLE | TIPO | HXM250 | NA | 0
WALL MOUNTED SPLIT SYSTEM | 368 | MITSUBISHI | MXZ-4B71VA | R410A | 3
WALL MOUNTED SPLIT SYSTEM | 0007341 T | MITSUBISHI | MSZ-GE50VA | R410A | 3
WALL MOUNTED SPLIT SYSTEM | R006317 | FUJITSU | AJYA54LCLR | NA | 0
WALL MOUNTED SPLIT SYSTEM |  | GREGORY |  | NA | 0
WALL MOUNTED SPLIT SYSTEM |  | GREGORY |  | NA | 0
WALL MOUNTED SPLIT SYSTEM |  | GREGORY |  | NA | 0
WALL MOUNTED SPLIT SYSTEM | 6625101980 | PANASONIC | CU-E15MKR | R410A | 2
WALL MOUNTED SPLIT SYSTEM | 738222240 | MITSUBISHI | SRC35ZG-S | R410A | 0
WALL MOUNTED SPLIT SYSTEM | E014013 | DAIKIN | RXS71FBVMA | R410A | 3
WALL MOUNTED SPLIT SYSTEM | E014040 | DAIKIN | RXS71FBVMA | R410A | 3
WALL MOUNTED SPLIT SYSTEM | E014040 | DAIKIN | RXS71FBVMA | R410A | 3
ROOM AIR CONDITIONING UNIT | 0 | TEMPERZONE | LA1604H | NA | 0
ROOM AIR CONDITIONING UNIT | 0 | TEMPERZONE | LA1604H | NA | 0
WALL MOUNTED SPLIT SYSTEM | 6521713053 | PANASONIC | CU-E12NKR | R410A | 3
WALL MOUNTED SPLIT SYSTEM | 6521805133 | PANASONIC | CU-E15NKR | R410A | 3
WALL MOUNTED SPLIT SYSTEM | 6522110593 | PARKER | CU-E24NKR | R410A | 3
WALL MOUNTED SPLIT SYSTEM | 149200440RE | MITSUBISHI | SRC18YJ-S | R410A | 3
WALL MOUNTED SPLIT SYSTEM |  | MODULEX | MUZ-GE80VAD | NA | 0
WALL MOUNTED SPLIT SYSTEM |  | MITSUBISHI | MUZ-GE80VAD | NA | 0
ROOM AIR CONDITIONING UNIT | UNREADABLE | COOLINE AC | UNREADABLE | NA | 0
AIR COOLED SPLIT SYSTEM | 7453804088 | PANASONIC | CS-E24GKKR | R410A | 3
WALL MOUNTED SPLIT SYSTEM | C101380220311924120036 | AIRHANDLER | SWA12E | R410A | 2
WALL MOUNTED SPLIT SYSTEM | UNABLE TO READ | PANASONIC | SWA12C | R410A | 2
WALL MOUNTED SPLIT SYSTEM |  | SANYO | AQV24NSFN | NA | 0
WALL MOUNTED SPLIT SYSTEM | 7453700089 | PANASONIC | CS-E21GKR | R410A | 4
ROOM AIR CONDITIONING UNIT | NA | TECO RAC | NA | R410A | 0
ROOM AIR CONDITIONING UNIT | 1721703276 | PANASONIC | CW-A121VR | R22 | 0.66
ROOM AIR CONDITIONING UNIT | TBA | KELVINATOR | TBA | NA | 0
AIR COOLED SPLIT SYSTEM | 240134956 | NULL | SWB70E | R410A | 3
FAN COIL UNIT - DUCTED | 206537-L10 | PARKER | CU-80C52HP | NA | 0
WALL MOUNTED SPLIT SYSTEM | 5.104e+17 | ZEIL | YJJC24FS-AAA-IIIS | NA | 0
WALL MOUNTED SPLIT SYSTEM | 7534504476 | PARKER | CU-E21GKR | NA | 0
WALL MOUNTED SPLIT SYSTEM | E001488 | DAIKIN | RKS50JVMA | R410A | 1.5
ROOM AIR CONDITIONING UNIT | N/A | TECO | LA0700Y | NA | 0
SWITCHBOARD MECHANICAL |  | DAIKIN |  | NA | 0
SWITCHBOARD MECHANICAL |  | DAIKIN |  | NA | 0
SWITCHBOARD MECHANICAL |  | DAIKIN |  | NA | 0
WALL MOUNTED SPLIT SYSTEM | N/A | ZEIL | RAJA18FS | NA | 0
ROOM AIR CONDITIONING UNIT | UNREADABLE | LG | LWM185RH-6 | R22 | 1
WALL MOUNTED SPLIT SYSTEM | 6000173 | MITSUBISHI | MUZ-GA60VB | R410A | 2
WALL MOUNTED SPLIT SYSTEM | 7534616213 | PANASONIC | CU-E24GKR | R410A | 3
ROOM AIR CONDITIONING UNIT |  | TEMPERZONE |  | NA | 0
ROOM AIR CONDITIONING UNIT |  | TEMPERZONE |  | NA | 0
WALL MOUNTED SPLIT SYSTEM | 769704090 | PANASONIC | CU-E24CKR | NA | 0
WALL MOUNTED SPLIT SYSTEM | 7555900856 | PANASONIC | CU-RE28HKR | R410A | 0
WALL MOUNTED SPLIT SYSTEM |  | ZEIL | RAHA12FSAAAA-II | NA | 0
AIR HANDLING UNIT | UNREADABLE | TRANE | UNREADABLE | NA | 0
AIR HANDLING UNIT | UNREADABLE | TRANE | UNREADABLE | NA | 0
WALL MOUNTED SPLIT SYSTEM | N/A | TCL | N/A | NA | 0
WALL MOUNTED SPLIT SYSTEM | NA | PANASONIC | NA | NA | 0
WALL MOUNTED SPLIT SYSTEM | 75374400008 | PANASONIC | CU-E18GKR | R410A | 2
WALL MOUNTED SPLIT SYSTEM | 7534611359 | PANASONIC | CU-E24GKR | R22 | 2
WALL MOUNTED SPLIT SYSTEM | 7534503972 | PANASONIC | CU-E21GKR | R410A | 3
CASSETTE SPLIT SYSTEM |  | MODULEX | PUH6YK2 | NA | 0
CASSETTE SPLIT SYSTEM | 12P00031 | MODULEX | SUZKA35VA2 | NA | 0
WALL MOUNTED SPLIT SYSTEM | N/A | FUJITSU | N/A | NA | 0
WALL MOUNTED SPLIT SYSTEM | UNREADABLE | HYUNDAI | UNREADABLE | R22 | 2
WALL MOUNTED SPLIT SYSTEM | UNREADABLE | MITSUBISHI | PKH-25EKY | R22 | 2
WALL MOUNTED SPLIT SYSTEM | UNREADABLE | MITSUBISHI | PKH-25EKY | R22 | 2
WALL MOUNTED SPLIT SYSTEM | NA | MITSUBISHI | PKH-20JV | R22 | 2
CASSETTE SPLIT SYSTEM | 780706647 | PANASONIC | CUL34DBE5 | R410A | 2
ROOM AIR CONDITIONING UNIT | 0087APE00464 | LG | LG-W13UHM | R410A | 1.2
AIR FAN - EXHAUST |  | HYUNDAI |  | NA | 0
ROOM AIR CONDITIONING UNIT |  | TEMPERZONE |  | NA | 0
ROOM AIR CONDITIONING UNIT | UNREADABLE | TECO | UNREADABLE | NA | 0
ROOM AIR CONDITIONING UNIT | 308KA00142 | KELVINATOR | KR20WR | NA | 0
WALL MOUNTED SPLIT SYSTEM | E004718 | DAIKIN | FTXS80GVMA | R410A | 1.7
WALL MOUNTED SPLIT SYSTEM | 7534703656 | PANASONIC | CUE28GKR | R410A | 1.7
WALL MOUNTED SPLIT SYSTEM | 7534700081 | PANASONIC | CS-E28GKR | R410A | 1.7
AIR HANDLING UNIT | N/A | CARRIER | N/A | NA | 0
CHILLED WATER PUMP | N/A | NULL | N/A | NA | 0
CHILLED WATER PUMP | N/A | NULL | N/A | NA | 0
CHILLED WATER UNIT | N/A | NULL | N/A | NA | 0
ELECTRIC DUCT HEATER | N/A | NULL | N/A | NA | 0
SWITCHBOARD MECHANICAL | N/A | NULL | N/A | NA | 0
VARIABLE SPEED DRIVE |  | DB INDUSTRIES |  | NA | 0
WALL MOUNTED SPLIT SYSTEM | T002066 | FUJITSU | ATO18RNEL | R22 | 1.9
WALL MOUNTED SPLIT SYSTEM | T0005223 | FUJITSU | AOT18RNEL | R22 | 1.9
WALL MOUNTED SPLIT SYSTEM | HPOO | HYUNDAI | HSH-1802BA | R22 | 0
WALL MOUNTED SPLIT SYSTEM | HN00 | HYUNDAI | HSH-1201BA | R22 | 0.89
WALL MOUNTED SPLIT SYSTEM | HN00 | HYUNDAI | HSH-1201BA | R22 | 0.89
ROOM AIR CONDITIONING UNIT |  | LIEBERT |  | NA | 0
ROOM AIR CONDITIONING UNIT | JAH-02037 | TEMPERZONE | LA1208Y | NA | 0
ROOM AIR CONDITIONING UNIT | C101361671111615121143 | TEMPERZONE | LA1204H | NA | 0
ROOM AIR CONDITIONING UNIT | NA | LG | NA | R22 | 1
WALL MOUNTED SPLIT SYSTEM | 7534611323 | PANASONIC | CU-E24GKR | R410A | 3
WALL MOUNTED SPLIT SYSTEM | 7433902747 | PANASONIC | CU-E18PKR | R410A | 3
FAN COIL UNIT - DUCTED |  | THERMAL EQUP CO |  | NA | 0
SWITCHBOARD MECHANICAL |  | DAIKIN |  | NA | 0
VARIABLE AIR VOLUME UNITS |  | HOVAL |  | NA | 0
VARIABLE AIR VOLUME UNITS |  | ZEIL |  | NA | 0
VARIABLE AIR VOLUME UNITS |  | ZEIL |  | NA | 0
VARIABLE AIR VOLUME UNITS | NA | ZEIL | NA | NULL | NULL
VARIABLE AIR VOLUME UNITS |  | ZEIL |  | NA | 0
CHILLED WATER PUMP |  | MTA HCYGNUS |  | NA | 0
CHILLED WATER PUMP |  | TEMPERZONE |  | NULL | NULL
CONDENSER WATER PUMP | 24G98A87 | TCL | 100X65-315 | NA | 0
CONDENSER WATER PUMP | 01G2009A11 | TCL | 150X125-315 | NA | 0
COOLING TOWER | N13250 | AQUARIUS | MSS175A | NA | 0
COOLING TOWER | N13250 | AQUARIUS | MSS175A | NA | 0
AIR HANDLING UNIT |  | DAIKIN |  | NA | 0
SWITCHBOARD MECHANICAL |  | DAIKIN |  | NA | 0
ROOM AIR CONDITIONING UNIT |  | TEMPERZONE |  | NA | 0
WALL MOUNTED SPLIT SYSTEM | 715323403 | PARKER | CU-2473KR | NA | 0
WALL MOUNTED SPLIT SYSTEM | 7534400169 | PARKER | CU-E18GKR | NA | 0
WALL MOUNTED SPLIT SYSTEM | 7506101943 | PANASONIC | CU-E24EKR | NA | 0
ROOM AIR CONDITIONING UNIT |  | LIEBERT |  | NA | 0
ROOM AIR CONDITIONING UNIT | DAI-02104 | TECO RAC | LA2308YS | R410A | 2
WALL MOUNTED SPLIT SYSTEM | N/A | SAMSUNG | N/A | NA | 0
DUCTED SPLIT SYSTEM | 799502810 | PANASONIC | CU-B50DBE8 | R22 | 0
AIR FAN - EXHAUST |  | NULL |  | NA | 0
ROOM AIR CONDITIONING UNIT | UNREADABLE | TECO RAC | LA1208Y | R410A | 1
DUCTED SPLIT SYSTEM | 4965 | CARRIER | 38QPA12-7 | R22 | 3.4
DUCTED SPLIT SYSTEM | 5538 | CIEMANTS | 39QPA12-7 | R22 | 3.4
AIR FAN - EXHAUST | 0 | AIRFLOW | 0 | NA | 0
ROOM AIR CONDITIONING UNIT | UNREADABLE | TECO RAC | UNREADABLE | R410A | 2
WALL MOUNTED SPLIT SYSTEM | E002887 | DAIKIN | RKD71BVMA | R22 | 0
CASSETTE SPLIT SYSTEM | E007964 | DAIKIN | RY50GAV1A | R22 | 2
WALL MOUNTED SPLIT SYSTEM | 3890378 | PANASONIC | CS-E21DKRS | R410A | 2
CASSETTE SPLIT SYSTEM | E007021 | DAIKIN | RY50GAV1A | R22 | 2.6
WALL MOUNTED SPLIT SYSTEM | E002420 | DAIKIN | RKD71BVMA | R410A | 3
WALL MOUNTED SPLIT SYSTEM | E009496 | DAIKIN | RXD71BVMA | NA | 0
AIR FAN - EXHAUST | 0 | AIRFLOW | 0 | NA | 0
WALL MOUNTED SPLIT SYSTEM | 7453411107 | PANASONIC | CS-E12GKR | R410A | 0.98
WALL MOUNTED SPLIT SYSTEM | 7453820785 | PARKER | CS-E24GKR | R410A | 2
WALL MOUNTED SPLIT SYSTEM | 7534621519 | PARKER | CU-E24GKR | R410A | 2
WALL MOUNTED SPLIT SYSTEM | 7534211790 | PANASONIC | CU-E12GKR | R410A | 980
ROOM AIR CONDITIONING UNIT | UNREADABLE | LG | UNREADABLE | R410A | 2
ROOM AIR CONDITIONING UNIT | 83601563 | KIRBY | KWH62CRA | NA | 0
ROOM AIR CONDITIONING UNIT |  | TEMPERZONE | LA1204H | NA | 0
ROOM AIR CONDITIONING UNIT |  | TEMPERZONE | LA1204H | NA | 0
WALL MOUNTED SPLIT SYSTEM | 408779 | PARKER | CS-E24JKR | NA | 0
AIR FAN - EXHAUST | N/A | RICHARDSON | F180L04J82 | NA | 0
FAN COIL UNIT - DUCTED | 209896 | ACTRON | SRD13C-01H1 | NA | 0
FIRE DAMPER |  | NULL |  | NA | 0
WALL MOUNTED SPLIT SYSTEM |  | MODULEX | DXC18Z3-S | NA | 0
WALL MOUNTED SPLIT SYSTEM | 7534504599 | PANASONIC | CU-E21GKR | R410A | 1.29
ROOM AIR CONDITIONING UNIT | 809-15950-0306 | TECO RAC | LA1206Y | NA | 0
ROOM AIR CONDITIONING UNIT | N/A | KELVINATOR | N/A | R410A | 0
WALL MOUNTED SPLIT SYSTEM | 1.856e+17 | YORK | HLJA12FS | R410A | 2
WALL MOUNTED SPLIT SYSTEM | 7552702233 | PANASONIC | CU-E28HKR | NA | 2.4
WALL MOUNTED SPLIT SYSTEM | 7552701977 | PANASONIC | CU-E28HKR | NA | 2.4
WALL MOUNTED SPLIT SYSTEM | 7552702230 | PANASONIC | CU-E28HKR | NA | 2.4
ROOM AIR CONDITIONING UNIT | UNREADABLE | TECO | UNREADABLE | R22 | 2
ROOM AIR CONDITIONING UNIT | 3 | TECO | LA1206Y | R22 | 2
ROOM AIR CONDITIONING UNIT | 230 | TECO RAC | LA1206Y | R22 | 2
WALL MOUNTED SPLIT SYSTEM | 061109-044135908 | TECO | LT1508V | R22 | 3
WALL MOUNTED SPLIT SYSTEM | 1757614506090500 | TECO | LS2409Y | R22 | 3
WALL MOUNTED SPLIT SYSTEM | 1.7576e+17 | TECO | LT2409Y | R22 | 2.5
WALL MOUNTED SPLIT SYSTEM | UNREADABLE | TECO | LS2409Y | R22 | 3
WALL MOUNTED SPLIT SYSTEM | 061207-040935906 | TECO | LT1508V | R22 | 1.25
WALL MOUNTED SPLIT SYSTEM | UNREADABLE | TECO | UNREADABLE | R22 | 1.25
WALL MOUNTED SPLIT SYSTEM | UNREADABLE | TECO | LS2409Y | R22 | 3.5
WALL MOUNTED SPLIT SYSTEM | UNREADABLE | TECO | LT1580V | R22 | 3
WALL MOUNTED SPLIT SYSTEM | 1.7576e+17 | TECO | LS2409Y | R22 | 3
WALL MOUNTED SPLIT SYSTEM | UNREADABLE | TECO | LS2409Y | R22 | 3.5
WALL MOUNTED SPLIT SYSTEM | 061207-050635906 | TECO | LT1508V | R22 | 1.2
WALL MOUNTED SPLIT SYSTEM | 1.7576e+17 | TECO | LS2409Y | R22 | 3.5
WALL MOUNTED SPLIT SYSTEM | UNREADABLE | TECO | LS2409Y | R22 | 1.5
ROOM AIR CONDITIONING UNIT | 920RC | KIRBY | KR15WR01 | NA | 0
ROOM AIR CONDITIONING UNIT | NA | TECO | NA | R22 | 0
ROOM AIR CONDITIONING UNIT | 0 | KELVINATOR | HXM-350 | NA | 0
ROOM AIR CONDITIONING UNIT | NA | YORK | YEUSE125R-11 | R410A | 0
ROOM AIR CONDITIONING UNIT | NA | YORK | SEILEX-W12HR | NA | 0
AIR COOLED SPLIT SYSTEM | UNREADABLE | PANASONIC | UNREADABLE | R410A | 10
ROOM AIR CONDITIONING UNIT |  | TEMPERZONE |  | NA | 0
AIR FAN - EXHAUST | 0 | HONEYWELL | 0 | NA | 0
ROOM AIR CONDITIONING UNIT | N/A | EMAIL | N/A | NA | 0
DUCTED SPLIT SYSTEM | 278593 | ACTRON | SRD190E-0100 | R410A | 8
AIR FAN - OUTSIDE |  | NULL |  | NA | 0
AIR FAN - OUTSIDE |  | NULL |  | NA | 0
CASSETTE SPLIT SYSTEM | 75P00377 | MITSUBISHI | SUZ-KA71VA | R410A | 2
CASSETTE SPLIT SYSTEM | 78P01182 | MITSUBISHI | SUZ-KA35VA | R410A | 1
DUCTED SPLIT SYSTEM | 78P00675 | MITSUBISHI | SUZ-KA71VA | R410A | 3
AIR FAN - EXHAUST |  | NULL |  | NA | 0
AIR FAN - EXHAUST |  | NULL |  | NA | 0
AIR FAN - EXHAUST |  | AIRFLOW |  | NA | 0
AIR FAN - EXHAUST |  | BULLOCK |  | NA | 0
AIR FAN - EXHAUST |  | SINKO |  | NA | 0
AIR FAN - EXHAUST |  | SOUTHERN CROSS |  | NA | 0
PACKAGED AIR CONDITIONING UNIT | E000227 | DAIKIN | UATY09K19 | NA | 0
WALL MOUNTED SPLIT SYSTEM | 6000171 | MITSUBISHI | MUZ-GA60VB | R410A | 2
WALL MOUNTED SPLIT SYSTEM | N/A | MITSUBISHI | SLZ-KA25VA | NA | 0
WALL MOUNTED SPLIT SYSTEM | 7552701133 | PANASONIC | CU-E28HKR | R410A | 3
WALL MOUNTED SPLIT SYSTEM | 7555900855 | PANASONIC | CU-RE28HKR | R410A | 3
WALL MOUNTED SPLIT SYSTEM | 7434911977 | PANASONIC | CU-W24EKR | R410A | 2
MULTI HEAD NON DUCTED SPLIT | UNREADABLE | DAIKIN | UNREADABLE | NA | 0
MULTI HEAD NON DUCTED SPLIT | UNREADABLE | DAIKIN | UNREADABLE | NA | 0
MULTI HEAD NON DUCTED SPLIT | UNREADABLE | DAIKIN | UNREADABLE | NA | 0
UNDER CEILING SPLIT SYSTEM |  | DAKO |  | NA | 0
MULTI HEAD NON DUCTED SPLIT | UNREADABLE | DAIKIN | UNREADABLE | NA | 0
MULTI HEAD NON DUCTED SPLIT | UNREADABLE | DAIKIN | UNREADABLE | NA | 0
MULTI HEAD NON DUCTED SPLIT | UNREADABLE | DAIKIN | UNREADABLE | NA | 0
WALL MOUNTED SPLIT SYSTEM | 7576705601 | PARKER | CU-E28JKR | NA | 0
ROOM AIR CONDITIONING UNIT | N/A | TECO | N/A | NA | 0
ROOM AIR CONDITIONING UNIT |  | TECO |  | NA | 0
ROOM AIR CONDITIONING UNIT | MEZ63137809 | LG | W13UHM | R410A | 760
ROOM AIR CONDITIONING UNIT | NA | LG | W13UHM | R410A | 0
WALL MOUNTED SPLIT SYSTEM |  | DAKO |  | NA | 0
WALL MOUNTED SPLIT SYSTEM |  | DAKO |  | NA | 0
WALL MOUNTED SPLIT SYSTEM | E003842 | DAIKIN | 4MXS80EVMA | NA | 0
WALL MOUNTED SPLIT SYSTEM | E003842 | DAIKIN | 4MXS80EVMA | NA | 0
WALL MOUNTED SPLIT SYSTEM | 743403036 | PANASONIC | CU-E15GKR | NA | 0
ROOM AIR CONDITIONING UNIT | NA | TECO | NA | R410A | 0
WALL MOUNTED SPLIT SYSTEM | 0008821T | MITSUBISHI | MUZ-GE35VA | R410A | 0.8
ROOM AIR CONDITIONING UNIT | NA | TECO RAC | NA | R410A | 0
WALL MOUNTED SPLIT SYSTEM | N/A | PANASONIC | N/A | NA | 0
WALL MOUNTED SPLIT SYSTEM | 7553006978 | PANASONIC | CU-E18HKR | R410A | 3
WALL MOUNTED SPLIT SYSTEM | 7553006991 | PANASONIC | CU-E18HKR7 | R410A | 3
WALL MOUNTED SPLIT SYSTEM | E011670 | DAIKIN | RXS60FBVMA | R410A | 0
WALL MOUNTED SPLIT SYSTEM | 7536201149 | PANASONIC | CU-RE12GKR | NA | 0
WALL MOUNTED SPLIT SYSTEM | 7536201152 | PANASONIC | CU-RE12GKR | NA | 0
CASSETTE SPLIT SYSTEM | UNREADABLE | DAIKIN | RY100KY1 | R22 | 2
ROOM AIR CONDITIONING UNIT | N/A | PANASONIC | N/A | NA | 0
ROOM AIR CONDITIONING UNIT | 088TAFZ00411 | LG | W18UHM-NB61 | R410A | 1
ROOM AIR CONDITIONING UNIT | 1336200386 | PANASONIC | CW-A172KR | R22 | 1
ROOM AIR CONDITIONING UNIT | n/a | TEMPERZONE | n/a | NA | 0
ROOM AIR CONDITIONING UNIT |  | TEMPERZONE |  | NA | 0
WALL MOUNTED SPLIT SYSTEM | 7555101115 | PARKER | CU-E12HKR | NA | 0
ROOM AIR CONDITIONING UNIT | 1335300583 | PANASONIC | CW-A200H | NA | 0
WALL MOUNTED SPLIT SYSTEM | 7534405708 | PANASONIC | CUE18GKR | R410A | 1.8
WALL MOUNTED SPLIT SYSTEM | 7576405190 | PANASONIC | CU-E18JKR | R410A | 1.18
WALL MOUNTED SPLIT SYSTEM | 7536101747 | PANASONIC | CU-RE9GKR | R410A | 1.9
WALL MOUNTED SPLIT SYSTEM | 7576501701 | PANASONIC | CUE21JKR | R410A | 1.18
WALL MOUNTED SPLIT SYSTEM |  | LIEBERT |  | NA | 0
WALL MOUNTED SPLIT SYSTEM | 6003020 | MODULEX | MUZ-A09YV | NA | 0
WALL MOUNTED SPLIT SYSTEM | CU-E18HKR | PARKER | CU-E18HKR | NA | 0
WALL MOUNTED SPLIT SYSTEM | UNREADABLE | PANASONIC | CU-E18HKR | R410A | 1
WALL MOUNTED SPLIT SYSTEM | 7515602838 | PANASONIC | CU-E15FKR | NA | 0
WALL MOUNTED SPLIT SYSTEM | 7576212153 | PARKER | CU-E12JKR | NA | 0
AIR FAN - EXHAUST | 0 | SINKO | 0 | NA | 0
WALL MOUNTED SPLIT SYSTEM | 581404255 | PARKER | CU-C24BKP5 | NA | 0
WALL MOUNTED SPLIT SYSTEM | 7588400057 | PARKER | CU-RE24JKR | NA | 0
WALL MOUNTED SPLIT SYSTEM | N/A | PANASONIC | N/A | NA | 0
0 - NOT SET | N/A | TEMPERZONE | N/A | NA | 0
ROOM AIR CONDITIONING UNIT | DAI-02104 | TECO RAC | LA2308YS | R22 | 0
CASSETTE SPLIT SYSTEM | 780708889 | PANASONIC | CU-L34DBE5 | R410A | 0
AIR FAN - EXHAUST | 0 | FIASCO MOTOR | 0 | NA | 0
WALL MOUNTED SPLIT SYSTEM | 7516603370 | PANASONIC | CU-W12EKR | NA | 0
ROOM AIR CONDITIONING UNIT | N/A | TECO | N/A | NA | 0
ROOM AIR CONDITIONING UNIT | N/A | TECO | N/A | NA | 0
WALL MOUNTED SPLIT SYSTEM | UNREADABLE | PANASONIC | CU-E18PKR | R410A | 3
WALL MOUNTED SPLIT SYSTEM | 7453403194 | PANASONIC | CU-E12CKPS | R410A | 3
WALL MOUNTED SPLIT SYSTEM |  | FEDERAL | APO314P10B003 | NA | 0
WALL MOUNTED SPLIT SYSTEM | 7552813599 | PANASONIC | CU-E24HKR | R410A | 1.7
ROOM AIR CONDITIONING UNIT |  | YORK |  | NA | 0
ROOM AIR CONDITIONING UNIT |  | LG |  | NA | 0
FAN COIL UNIT - DUCTED |  | AQUATHERM | SMH140S-610-R | NA | 0
FAN COIL UNIT - DUCTED | 20020 | FANS DIRECT | FEH150 | NA | 0
SWITCHBOARD MECHANICAL |  | DAIKIN |  | NA | 0
SWITCHBOARD MECHANICAL |  | ZEIL |  | NA | 0
VARIABLE AIR VOLUME UNITS |  | DAIKIN |  | NA | 0
VARIABLE AIR VOLUME UNITS |  | HOVAL |  | NA | 0
VARIABLE AIR VOLUME UNITS |  | HOVAL |  | NA | 0
VARIABLE AIR VOLUME UNITS | 1654 | ZEIL | HFBE-ED-CD-CLH | NA | 0
WALL MOUNTED SPLIT SYSTEM | E012023 | DAKO | FTXD60BVMA | NA | 0
WALL MOUNTED SPLIT SYSTEM | 156203171RE | MODULEX | DXC21Z4-S | NA | 0
WALL MOUNTED SPLIT SYSTEM | 6626000896 | PARKER | CU-E21MKR | NA | 0
CONDENSER WATER PUMP | 24G98A88 | TCL | 150X125-315 | NA | 0
AIR FAN - EXHAUST |  | NULL |  | NA | 0
AIR FAN - EXHAUST |  | NULL |  | NA | 0
AIR FAN - EXHAUST |  | BAC |  | NA | 0
AIR FAN - EXHAUST |  | WORMALD |  | NA | 0
WALL MOUNTED SPLIT SYSTEM | 7534300461 | DAKO | CU-E15GKR | NA | 0
WALL MOUNTED SPLIT SYSTEM | N/A | DAIKIN | N/A | NA | 0
WALL MOUNTED SPLIT SYSTEM | N/A | DAIKIN | N/A | NA | 0
WALL MOUNTED SPLIT SYSTEM | N/A | PANASONIC | N/A | NA | 0
ROOM AIR CONDITIONING UNIT | N/A | TEMPERZONE | N/A | NA | 0
ROOM AIR CONDITIONING UNIT | N/A | TECO | N/A | NA | 0
WALL MOUNTED SPLIT SYSTEM | UNREADABLE | LG | F24AHJ | R410A | 3
DUCTED SPLIT SYSTEM | 293182 | NULL | SDR175C | R410A | 7.1
SWITCHBOARD MECHANICAL | 50079 | NULL | CPE0454F | NA | 0
FIRE DAMPER | 0 | NULL | 0 | NA | 0
FIRE DAMPER | 0 | NULL | 0 | NA | 0
PACKAGED AIR CONDITIONING UNIT | 79984 | TEMPERZONE | OPA405RKTH | NA | 0
WALL MOUNTED SPLIT SYSTEM | 2003191 | MITSUBISHI | MSZ-GE50VA2 | R410A | 1.55
WALL MOUNTED SPLIT SYSTEM | 2013000 | MITSUBISHI | MUZ-GE35VA2 | R410A | 1.15
CASSETTE SPLIT SYSTEM | UNREADABLE | MITSUBISHI | PLA-RP100BA | R410A | 2
FAN COIL UNIT - DUCTED | NA | CARRIER | NA | NA | 0
ROOM AIR CONDITIONING UNIT | UNREADABLE | LENNOX | UNREADABLE | R410A | 1
WALL MOUNTED SPLIT SYSTEM | N/A | PANASONIC | N/A | NA | 0
ROOM AIR CONDITIONING UNIT | N/A | COUNTRY AIR | N/A | NA | 0
ROOM AIR CONDITIONING UNIT |  | TEMPERZONE | LA1259LHS | NA | 0
WALL MOUNTED SPLIT SYSTEM | E006668 | DAKO | RXD71BVMA | NA | 0
WALL MOUNTED SPLIT SYSTEM | 7555010978 | PARKER | CS-E9HKR | NA | 0
WALL MOUNTED SPLIT SYSTEM | 7556000583 | PARKER | CU-RE24HKR | NA | 0
ROOM AIR CONDITIONING UNIT | C101166420210105120052 | TECO | LA1804H | R410A | 3
ROOM AIR CONDITIONING UNIT | NA | LG | NA | R22 | 0
WALL MOUNTED SPLIT SYSTEM | 7534502173 | PARKER | CU-E21GKR | NA | 0
ROOM AIR CONDITIONING UNIT | N/A | LG | N/A | NA | 0
WALL MOUNTED SPLIT SYSTEM | 203KA00015 | LG | LSK180H-2 | R22 | 0
ROOM AIR CONDITIONING UNIT | 95303218 | KELVINATOR | KWH47HRA | R410A | 0
WALL MOUNTED SPLIT SYSTEM | 201KA00071 | LG | LSL120H-1 | R22 | 0
WALL MOUNTED SPLIT SYSTEM | 201KA00271 | LG | LSL120H-1 | R22 | 0
UNDER CEILING SPLIT SYSTEM | 6540002059 | PANASONIC | U-140PE-140PE1R | R410A | 5
ROOM AIR CONDITIONING UNIT | 362 | TECO RAC | LA1206Y | R22 | 2
WALL MOUNTED SPLIT SYSTEM | 6535401326 | PARKER | CU-RE24PKR | NA | 0
WALL MOUNTED SPLIT SYSTEM | 2005933 | MITSUBISHI | MUZ-GE80VA2 | R410A | 3
WALL MOUNTED SPLIT SYSTEM | 2000234 | MITSUBISHI | MUZ-GE80VA2 | R410A | 3
WALL MOUNTED SPLIT SYSTEM | 2000359 | MITSUBISHI | MUZ-GE80VA | R410A | 3
WALL MOUNTED SPLIT SYSTEM | N/A | ACTRON | SWA18C | R410A | 1.65
WALL MOUNTED SPLIT SYSTEM | 111KAFX00299 | LG | R18AWN-UC11 | R410A | 1.35
WALL MOUNTED SPLIT SYSTEM | 3428701390 | PANASONIC | CS-S24NKR | R410A | 0
WALL MOUNTED SPLIT SYSTEM | E005944 | FUJITSU | AOTG18LVCC | R410A | 1.45
WALL MOUNTED SPLIT SYSTEM | 3001063 | MITSUBISHI | MUZ-GE80VAD | R410A | 3
WALL MOUNTED SPLIT SYSTEM | 3002598 | MODULEX | MSZ-GE89VA2 | NA | 0
WALL MOUNTED SPLIT SYSTEM | 252002080RE | MITSUBISHI | SRC35ZJ-S1 | R410A | 3
AIR FAN - EXHAUST | 38 A 060068 | HELLER | 90206AW | NA | 0
WALL MOUNTED SPLIT SYSTEM | E020470 | FUJITSU | AOTG24LFCC | R410A | 3
WALL MOUNTED SPLIT SYSTEM | 691 | MITSUBISHI | SUZ-KA60VA3 | R410A | 1.8
WALL MOUNTED SPLIT SYSTEM | 245605263RE | MITSUBISHI | DXC24Z4-S | R410A | 1.8
WALL MOUNTED SPLIT SYSTEM |  | MITSUBISHI |  | NA | 0
WALL MOUNTED SPLIT SYSTEM | 146600714RE | MITSUBISHI | DXC12Z3-S | R410A | 3
WALL MOUNTED SPLIT SYSTEM | 1004337 | MITSUBISHI | MUZ-GE50VA2 | R410A | 3
DUCTED SPLIT SYSTEM | 280695 | ACTRON | SRD190C-100 | R410A | 3
ROOM AIR CONDITIONING UNIT | UNREADABLE | TECO RAC | UNREADABLE | R410A | 1
ROOM AIR CONDITIONING UNIT | JBD-02347 | TELCO | TWW27HFBGJBB | R410A | 2
ROOM AIR CONDITIONING UNIT | LBD-02352 | TECO RAC | TWW27HFBGJBB | R410A | 2
ROOM AIR CONDITIONING UNIT | LBD-02352 | TECO | TWW40HFBGJBB | R410A | 2
WALL MOUNTED SPLIT SYSTEM |  | PARKER |  | NA | 0
WALL MOUNTED SPLIT SYSTEM | N/A | PANASONIC | N/A | NA | 0
ROOM AIR CONDITIONING UNIT |  | TECO |  | NA | 0
ROOM AIR CONDITIONING UNIT | 2922260 | KELVINATOR | KWH39HRB | R410A | 2
ROOM AIR CONDITIONING UNIT | 29222271 | KELVINATOR | KWH39HRB | R410A | 2
WALL MOUNTED SPLIT SYSTEM | 3002289 T | MITSUBISHI | MSZ-GE80VAD | R410A | 3
WALL MOUNTED SPLIT SYSTEM | 3002315 T | MITSUBISHI | MSZ-GE80VAD | R410A | 2
WALL MOUNTED SPLIT SYSTEM | E007968 | DAIKIN | RXS60KAVMA | R410A | 1.5
WALL MOUNTED SPLIT SYSTEM | E007969 | DAIKIN | RXS60KAVMA | R410A | 1.5
AIR FAN - EXHAUST | N/A | FANTECH | MV252S | NA | 0
AIR FAN - EXHAUST | N/A | FANTECH | MV020S | NA | 0
WALL MOUNTED SPLIT SYSTEM | 7534600855 | PANASONIC | CU-E24GKR | R410A | 2
MULTI HEAD NON DUCTED SPLIT | N/A | DAIKIN | N/A | NA | 0
MULTI HEAD NON DUCTED SPLIT | N/A | DAIKIN | N/A | NA | 0
CASSETTE SPLIT SYSTEM |  | DAKO |  | NA | 0
CASSETTE SPLIT SYSTEM | C008825 | DAIKIN | FCQ71KVEA | R410A | 3
WALL MOUNTED SPLIT SYSTEM | UNREADABLE | PANASONIC | CS-S28PKR | NA | 0
WALL MOUNTED SPLIT SYSTEM | N/A | MITSUBISHI | N/A | NA | 0
CASSETTE SPLIT SYSTEM | E002183 | DAIKIN | RMXS112EV1A | R410A | 4
WALL MOUNTED SPLIT SYSTEM | S032682 | DAIKIN | RZQ100KCV4A | R410A | 4
WALL MOUNTED SPLIT SYSTEM | S042446 | DAIKIN | RZQ100KCV4A | R410A | 4
WALL MOUNTED SPLIT SYSTEM | E000569 | DAIKIN | RKS35LVMA | R410A | 3
WALL MOUNTED SPLIT SYSTEM | 3000187 | MITSUBISHI | MUZ-GE42VA | R410A | 1.15
WALL MOUNTED SPLIT SYSTEM | NA | MITSUBISHI | DXC09Z3-6 | R410A | 3
WALL MOUNTED SPLIT SYSTEM | N/A | MITSUBISHI | N/A | NA | 0
CHILLED WATER PUMP | 003942TL | WOLF ELECTRICAL | Q2EFA160M2B-92 N VIB.CIAICIFS1 | NA | 0
CHILLED WATER PUMP | 024802FM | WOLF ELECTRICAL | Q2EFA160M2B-92 N VIB.CIAICIFS1 | NA | 0
CHILLER - CENTRIFUGAL | 12L920290 | CARRIER | 30HXC190---901--EE | NULL | NULL
WALL MOUNTED SPLIT SYSTEM |  | PARKER |  | NA | 0
WALL MOUNTED SPLIT SYSTEM | 6535104562 | PANASONIC | CU-E24PKR | R410A | 0
WALL MOUNTED SPLIT SYSTEM | E003346 | DAIKIN | FXAQ50PVE | R410A | 3
WALL MOUNTED SPLIT SYSTEM | UNREADABLE | DAIKIN | UNREADABLE | R410A | 3
WALL MOUNTED SPLIT SYSTEM | E001020 | DAIKIN | FXAQ25PYE | R410A | 3
WALL MOUNTED SPLIT SYSTEM | UNREADABLE | DAIKIN | UNREADABLE | R410A | 10
ROOM AIR CONDITIONING UNIT | UNREADABLE | TECO RAC | UNREADABLE | R410A | 2
WALL MOUNTED SPLIT SYSTEM | MSZ-GE71VA | MITSUBISHI | MSZ-GE71VA | R410A | 2
WALL MOUNTED SPLIT SYSTEM | SMS-GE71VA | MITSUBISHI | MSZ-GE71VA | R410A | 3
WALL MOUNTED SPLIT SYSTEM | 3001962 | MITSUBISHI | MUZ-GE25VA | R410A | 3
CASSETTE SPLIT SYSTEM | 6509600026 | PARKER | U-100PE1R8 | NA | 0
WALL MOUNTED SPLIT SYSTEM | 6904300309 | PANASONIC | CU-RE24PKR | R410A | 3
ROOM AIR CONDITIONING UNIT | 0 | TEMPERZONE | 0 | NA | 0
WALL MOUNTED SPLIT SYSTEM | 2005257T | MITSUBISHI | MUZ-GE42VA | R410A | 1.15
WALL MOUNTED SPLIT SYSTEM | 6644100516 | PANASONIC | CU-RE9NKR | R410A | 0
ROOM AIR CONDITIONING UNIT | UNREADABLE | TECO RAC | TWW27HFBGJBB | R410A | 2
ROOM AIR CONDITIONING UNIT | UNREADABLE | TECO RAC | TWW53HFBGJBB | R410A | 2
WALL MOUNTED SPLIT SYSTEM | 3003524 | MITSUBISHI | MSZ-GE80VAD | R410A | 19
WALL MOUNTED SPLIT SYSTEM | 3939301223 | PANASONIC | CS-E12PKR | R410A | 1.05
WALL MOUNTED SPLIT SYSTEM | 2994304196 | PANASONIC | CS - RE12NKR | R410A | 0.97
WALL MOUNTED SPLIT SYSTEM | 3001968 | MITSUBISHI | MSZ-GE80VA2 | R410A | 4
WALL MOUNTED SPLIT SYSTEM | 3001969 T | MITSUBISHI | MUZ-GE80VA2 | R410A | 4
WALL MOUNTED SPLIT SYSTEM | 3939802040 | MITSUBISHI | CS-E2KR | R410A | 3
WALL MOUNTED SPLIT SYSTEM | 2994306445 | PANASONIC | CS-RE12NKR | R410A | 3
WALL MOUNTED SPLIT SYSTEM | 6521712803 | PANASONIC | CU-E12NKR | R410A | 3
ROOM AIR CONDITIONING UNIT | JBD-02347 | NULL | TWW40HFBGJBB | NA | 0
ROOM AIR CONDITIONING UNIT | UNREADABLE | TECO | UNREADABLE | R22 | 0
ROOM AIR CONDITIONING UNIT | NA | TECO | NA | NA | 0
ROOM AIR CONDITIONING UNIT |  | TECO |  | NA | 0
ROOM AIR CONDITIONING UNIT | 2040840000102 | TECO | TWW27HFBGJBB | R410A | 1
WALL MOUNTED SPLIT SYSTEM |  | MITSUBISHI | DXK18ZJ-S | R410A | 2
WALL MOUNTED SPLIT SYSTEM |  | MITSUBISHI | DXK18ZJ-S | R410A | 2
WALL MOUNTED SPLIT SYSTEM |  | MITSUBISHI | DXK18ZJ-S | R410A | 2
WALL MOUNTED SPLIT SYSTEM | 2994303886 | PANASONIC | CS-RE12NKR | R410A | 0
CASSETTE SPLIT SYSTEM | 230 | MITSUBISHI | SUZ-KA25VA3 | R410A | 2
WALL MOUNTED SPLIT SYSTEM | 3003895 | MITSUBISHI | MSZ-GE80VAD | R410A | 2
FAN COIL UNIT - DUCTED |  | AQUATHERM | 7921-084788 | NA | 0
FAN COIL UNIT - DUCTED | 83909 | THERMAL EQUP CO | IMD170-4/1 | NA | 0
WALL MOUNTED SPLIT SYSTEM | UNREADABLE | DAIKIN | UNREADABLE | R410A | 3
0 - NOT SET | 2994306447 | PARKER | CS-RE12NKR | NA | 0
WALL MOUNTED SPLIT SYSTEM | 0 | MODULEX | 0 | NA | 0
CHILLER - AIR COOLED | TBA | LUNITE HERMITI | TBA | OTHER | 0
FRIDGE | TBA | LUNITE HERMITI | TBA | NULL | NULL
ROOM AIR CONDITIONING UNIT | . | TECO RAC | 0 | R22 | 1
PACKAGED AIR CONDITIONING UNIT | UNREADABLE | TEMPERZONE | OPA201RKYGH | R410A | 0
PACKAGED AIR CONDITIONING UNIT | N/A | TEMPERZONE | OPA201RKYGH | R410A | 20
CHILLER - WATER COOLED | 32047104 | CLIMAVENETA | NECS-W/H 0904 | NA | 0
ROOM AIR CONDITIONING UNIT | 102456000185 | TECO RAC | LA0918Y | R410A | 0
ROOM AIR CONDITIONING UNIT | 1079630000963 | TEMPERZONE | TWW27CFB | NA | 0
CASSETTE SPLIT SYSTEM | 4001805 T | MITSUBISHI | MSZ-GE80VAD | R410A | 1.9
WALL MOUNTED SPLIT SYSTEM | 3940100186 | PANASONIC | CS-RE24PKER | R410A | 1.7
WALL MOUNTED SPLIT SYSTEM | 3906201584 | PANASONIC | CS-E15NKR | R410A | 2
ROOM AIR CONDITIONING UNIT | N/A | TECO | NO LABEL | R410A | 2
WALL MOUNTED SPLIT SYSTEM | 3939305325 | PANASONIC | CS-E12PKR | R410A | 0
ROOM AIR CONDITIONING UNIT | TWW40HFBGGJB | TECO | TWW40HFBGJBB | R410A | 0.6
WALL MOUNTED SPLIT SYSTEM | N/A | PARKER | CU - E24PKR | NA | 0
WALL MOUNTED SPLIT SYSTEM | 6535408320 | PANASONIC | CU-RE24PKR | R410A | 1.7
ROOM AIR CONDITIONING UNIT | 2040840000273 | TEMPERZONE | TWW27HFB | NA | 0
WALL MOUNTED SPLIT SYSTEM | 2994306043 | PANASONIC | CS-RE12NKR | R404A | 2.1
WALL MOUNTED SPLIT SYSTEM | 2937801909 | PANASONIC | CU-RE28LKR | R404A | 2.1
WALL MOUNTED SPLIT SYSTEM | UNREADABLE | MITSUBISHI | MUZ-GE80VAD | NA | 0
WALL MOUNTED SPLIT SYSTEM | 3002254 | MITSUBISHI | MUZ-GE80VAD | R410A | 10
WALL MOUNTED SPLIT SYSTEM | 3003382 | MITSUBISHI | MSZ-GE80VAD | R410A | 2
WALL MOUNTED SPLIT SYSTEM | MSZ-GE80VAD | MITSUBISHI | MSZ-GE80VAD | R410A | 2
WALL MOUNTED SPLIT SYSTEM | 6535121797 | PANASONIC | CU-E24PKR | R410A | 1.7
WALL MOUNTED SPLIT SYSTEM | 3939720418 | PANASONIC | CS-E24PKR | R410A | 2
ROOM AIR CONDITIONING UNIT | NO ACCESS | TECO RAC | NO ACCESS | R22 | 2
AIR FAN - EXHAUST | N/A | NULL | N/A | NA | 0
AIR FAN - EXHAUST | N/A | AIR DESIGN | N/A | NA | 0
AIR FAN - EXHAUST | N/A | AIR DESIGN | N/A | NA | 0
AIR FAN - EXHAUST | N/A | AIRFLOW | N/A | NA | 0
AIR FAN - EXHAUST | N/A | NULL | N/A | NA | 0
AIR FAN - EXHAUST | N/A | NULL | N/A | NA | 0
TOILET EXHAUST FAN | N/A | NULL | N/A | NA | 0
TOILET EXHAUST FAN | N/A | NULL | N/A | NA | 0
AIR FAN - EXHAUST | 0 | AIRFLOW | 0 | NA | 0
AIR FAN - EXHAUST | 0 | AIRFLOW | 0 | NA | 0
AIR FAN - EXHAUST | 0 | AIRFLOW | 0 | NA | 0
AIR FAN - EXHAUST |  | NULL |  | NA | 0
AIR FAN - EXHAUST | 0 | NULL | 0 | NA | 0
AIR FAN - EXHAUST | 0 | NULL | 0 | NA | 0
AIR FAN - EXHAUST | 0 | S&P | 0 | NA | 0
AIR FAN - EXHAUST | 0 | S&P | 0 | NA | 0
AIR FAN - EXHAUST | 0 | S&P | 0 | NA | 0
ROOM AIR CONDITIONING UNIT | UNREADABLE | COUNTRY AIR | UNREADABLE | NA | 0
AIR FAN - EXHAUST | UNREADABLE | AIR DESIGN | UNREADABLE | NA | 0
WALL MOUNTED SPLIT SYSTEM |  | MODULEX | MSZ-GE80VA | NA | 0
SMOKE EXHAUST FAN |  | WORMALD |  | NA | 0
0 - NOT SET | 920RB | LIEBERT | LWM185 | NA | 0
ROOM AIR CONDITIONING UNIT |  | NULL |  | NA | 0
WALL MOUNTED SPLIT SYSTEM | 7476306644 | PANASONIC | CS-E28HKR | R410A | 1.8
FIRE DAMPER |  | NULL |  | NA | 0
ROOM AIR CONDITIONING UNIT |  | KELVINATOR |  | NA | 0
ROOM AIR CONDITIONING UNIT |  | KELVINATOR |  | NA | 0
ROOM AIR CONDITIONING UNIT |  | TECO |  | NA | 0
ROOM AIR CONDITIONING UNIT |  | TECO RAC |  | NA | 0
ROOM AIR CONDITIONING UNIT |  | TECO |  | NA | 0
AIR FAN - EXHAUST | UNREADABLE | NULL | UNREADABLE | NA | 0
AIR FAN - EXHAUST | 0 | AIRFLOW | 0 | NA | 0
AIR FAN - EXHAUST | 0 | AIRFLOW | 0 | NA | 0
AIR FAN - EXHAUST | 0 | AIRFLOW | 0 | NA | 0
AIR FAN - EXHAUST | 0 | AIRFLOW | 0 | NA | 0
AIR FAN - EXHAUST | 0 | AIRFLOW | 0 | NA | 0
AIR FAN - EXHAUST | N/A | FANTECH | CE354D | NA | 0
ROOM AIR CONDITIONING UNIT | N/A | PANASONIC | N/A | NA | 0
ROOM AIR CONDITIONING UNIT | UNREADABLE | KELVINATOR | KR23F | R22 | 1
AIR FAN - EXHAUST | 0 | AIRFLOW | 0 | NA | 0
ROOM AIR CONDITIONING UNIT | UNREADABLE | KELVINATOR | UNREADABLE | NA | 0
CHILLED WATER UNIT | N/A | BELIMO | N/A | NA | 0
ELECTRIC DUCT HEATER | N/A | NULL | N/A | NA | 0
CHILLED WATER UNIT | N/A | NULL | N/A | NA | 0
CHILLED WATER UNIT | N/A | NULL | N/A | NA | 0
CHILLED WATER UNIT | N/A | NULL | N/A | NA | 0
CHILLED WATER UNIT | N/A | NULL | N/A | NA | 0
CHILLED WATER UNIT | N/A | NULL | N/A | NA | 0
CHILLED WATER UNIT | N/A | NULL | N/A | NA | 0
ELECTRIC DUCT HEATER | N/A | NULL | N/A | NA | 0
ELECTRIC DUCT HEATER | N/A | NULL | N/A | NA | 0
ELECTRIC DUCT HEATER | N/A | NULL | N/A | NA | 0
ELECTRIC DUCT HEATER | N/A | NULL | N/A | NA | 0
ELECTRIC DUCT HEATER | N/A | NULL | N/A | NA | 0
MAKE UP TANK | N/A | NULL | N/A | NA | 0
SWITCHBOARD MECHANICAL | N/A | NULL | N/A | NA | 0
SWITCHBOARD MECHANICAL | N/A | NULL | N/A | NA | 0
SWITCHBOARD MECHANICAL | N/A | NULL | N/A | NA | 0
SWITCHBOARD MECHANICAL | N/A | NULL | N/A | NA | 0
SWITCHBOARD MECHANICAL | UNREADABLE | NULL | UNREADABLE | NA | 0
VARIABLE SPEED DRIVE | N/A | DANFOSS | N/A | NA | 0
WALL MOUNTED SPLIT SYSTEM | N/A | PARKER | N/A | NA | 0
AIR FAN - EXHAUST | 0 | S&P | 0 | NA | 0
AIR FAN - EXHAUST | 0 | S&P | 0 | NA | 0
AIR FAN - EXHAUST | 0 | S&P | 0 | NA | 0
AIR CURTAIN |  | NULL |  | NA | 0
0 - NOT SET |  | NULL |  | NA | 0
0 - NOT SET |  | NULL |  | NA | 0
0 - NOT SET |  | NULL |  | NA | 0
0 - NOT SET |  | NULL |  | NA | 0
0 - NOT SET |  | NULL |  | NA | 0
0 - NOT SET |  | NULL |  | NA | 0
WALL MOUNTED SPLIT SYSTEM | 6626202823 | PANASONIC | CU-RE24MKR | R410A | 3
ROOM AIR CONDITIONING UNIT | NA | KELVINATOR | NA | R22 | 2
WALL MOUNTED SPLIT SYSTEM | N/A | MITSUBISHI | N/A | NA | 0
DUCTED SPLIT SYSTEM | E006618 | DAIKIN | RY160LUY1 | NA | 0
DUCTED SPLIT SYSTEM | E006563 | DAIKIN | RY160LUY1 | NA | 0
UNDER CEILING SPLIT SYSTEM | E000427 | DAIKIN | RZQS71AV1 | NA | 0
WALL MOUNTED SPLIT SYSTEM | D200003240415212120016 | DAIKIN | SWB70E | NA | 0
WALL MOUNTED SPLIT SYSTEM | UNREADABLE | LG | UNREADABLE | NA | 0
UNDER CEILING SPLIT SYSTEM | E00304 | DAIKIN | RZQS71AV1 | NA | 0
AIR FAN - EXHAUST | 0 | AIR DESIGN | 0 | NA | 0
AIR FAN - EXHAUST | 0 | AIR DESIGN | 0 | NA | 0
AIR FAN - EXHAUST | UNREADABLE | AIR DESIGN | UNREADABLE | NA | 0
SMOKE EXHAUST FAN | 0 | AIR DESIGN | 0 | NA | 0
AIR FAN - EXHAUST |  | NULL |  | NA | 0
SWITCHBOARD MECHANICAL | NA | NULL | NA | NA | 0
UNDER CEILING SPLIT SYSTEM | UNREADABLE | RVP | UNREADABLE | R22 | 2
0 - NOT SET |  | NULL |  | NA | 0
AIR COOLED SPLIT SYSTEM |  | MITSUBISHI | MSZ-GE42VA | NA | 0
AIR FAN - EXHAUST | 0 | S&P | 0 | NA | 0
AIR FAN - EXHAUST | 0 | S&P | 0 | NA | 0
ROOM AIR CONDITIONING UNIT | 74830376 | KELVINATOR | KR10PB | NA | 0
ROOM AIR CONDITIONING UNIT | 748 30376 | KELVINATOR | KR10PB | R22 | 2
ROOM AIR CONDITIONING UNIT | 13080117 | TECO RAC | LA1249YFHS | R22 | 0
ROOM AIR CONDITIONING UNIT | UNREADABLE | TECO RAC | LA0720YFHS | R22 | 2
AIR FAN - OUTSIDE | F1361 | OTHER | 10BSW9 | NA | 0
AIR FAN - OUTSIDE | F1361 | OTHER | 10BSW9 | NA | 0
COOLING TOWER | 70388 | AQUARIUS | CR527A | NA | 0
AIR FAN - EXHAUST | F1360 | OTHER | 10BDW3 | NA | 0
AIR FAN - EXHAUST | F1359 | OTHER | 10BSW9 | NA | 0
AIR FAN - EXHAUST | F1359 | OTHER | 10BSW9 | NA | 0
AIR FAN - EXHAUST |  | WORMALD |  | NA | 0
SWITCHBOARD MECHANICAL |  | DAIKIN |  | NA | 0
AIR HANDLING UNIT |  | MUNTERS | LS1118CM | NA | 0
AIR HANDLING UNIT | K6436 | MUNTERS | MLH04 | NA | 0
DUCTED SPLIT SYSTEM |  | MUNTERS | LS118D | NA | 0
AIR FAN - EXHAUST |  | ROBERT SHAW | W174 | NA | 0
MAKE UP TANK |  | NULL |  | NA | 0
SWITCHBOARD MECHANICAL |  | DAIKIN |  | NA | 0
SWITCHBOARD MECHANICAL |  | DAIKIN |  | NA | 0
AIR FAN - EXHAUST | 0 | NULL | 0 | NA | 0
AIR HANDLING UNIT |  | MUNTERS | LS1118CM | NA | 0
AIR HANDLING UNIT |  | MUNTERS | LS108D HCM | NA | 0
AIR FAN - EXHAUST |  | SOUTHERN CROSS |  | NA | 0
SWITCHBOARD MECHANICAL |  | NULL |  | NA | 0
SWITCHBOARD MECHANICAL |  | DAIKIN |  | NA | 0
ROOM AIR CONDITIONING UNIT | 1388 | KELVINATOR | KR17F | R22 | 805
ROOM AIR CONDITIONING UNIT | 10361 | KELVINATOR | KR16D | R22 | 730
AIR FAN - EXHAUST |  | SOUTHERN CROSS |  | NA | 0
AIR FAN - EXHAUST | 0 | NULL | 0 | NA | 0
AIR FAN - EXHAUST | 0 | LENCO | 0 | NA | 0
AIR FAN - EXHAUST | 0 | LENCO | 0 | NA | 0
ROOM AIR CONDITIONING UNIT | UNREADABLE | KELVINATOR | UNREADABLE | R22 | 1
AIR FAN - EXHAUST | 0 | AIRFLOW | 0 | NA | 0
AIR FAN - EXHAUST | 0 | AIRFLOW | 0 | NA | 0
ROOM AIR CONDITIONING UNIT | N/A | KELVINATOR | N/A | NA | 0
AIR HANDLING UNIT |  | MUNTERS | SINKO | NA | 0
AIR HANDLING UNIT |  | SUNDOWNER |  | NA | 0
CHILLED WATER PUMP | FRAME 132S | TEMPERZONE | AEEB8A | NA | 0
SWITCHBOARD MECHANICAL |  | DAIKIN |  | NA | 0
AIR FAN - OUTSIDE |  | SIGREST DESIGN |  | NA | 0
AIR FAN - EXHAUST |  | NULL |  | NA | 0
AIR FAN - EXHAUST |  | NULL |  | NA | 0
AIR FAN - EXHAUST | V7929 | BAC | 24G | NA | 0
ROOM AIR CONDITIONING UNIT |  | KIRBY | 4106AB | NA | 0
AIR FAN - EXHAUST |  | NULL |  | NA | 0
AIR FAN - EXHAUST |  | NULL |  | NA | 0
AIR FAN - EXHAUST |  | NULL |  | NA | 0
AIR FAN - EXHAUST |  | NULL |  | NA | 0
SWITCHBOARD MECHANICAL | NA | NULL | NA | NA | 0
ROOM AIR CONDITIONING UNIT | N/A | EMAIL | N/A | NA | 0
ROOM AIR CONDITIONING UNIT | N/A | KELVINATOR | N/A | NA | 0
ROOM AIR CONDITIONING UNIT | UNREADABLE | TECO RAC | LA0720YFHS | R22 | 0
AIR FAN - OUTSIDE | TBA | APAC | TBA | NULL | NULL
AIR FAN - EXHAUST |  | NULL |  | NA | 0
WALL MOUNTED SPLIT SYSTEM | 0 | KELVINATOR | 0 | NA | 0
AIR HANDLING UNIT |  | MUNTERS | L1508DHCM | NA | 0
AIR HANDLING UNIT |  | MUNTERS |  | NA | 0
AIR FAN - EXHAUST |  | ROBERT SHAW | WERSTER G02 | NA | 0
SWITCHBOARD MECHANICAL |  | DAIKIN |  | NA | 0
SWITCHBOARD MECHANICAL |  | DAIKIN |  | NA | 0
ROOM AIR CONDITIONING UNIT | N/A | KELVINATOR | N/A | NA | 0
DUCTED SPLIT SYSTEM | 1097W99159 | APAC | S14HP/CHB-04 | R22 | 10
ROOM AIR CONDITIONING UNIT | UNREADABLE | KELVINATOR | UNREADABLE | R22 | 0
ROOM AIR CONDITIONING UNIT | UNREADABLE | COUNTRY AIR | UNREADABLE | NA | 0
DUCTED SPLIT SYSTEM | 2234948164 | ENGLISH ELECT | GC65RCFX | NA | 0
WALL MOUNTED SPLIT SYSTEM | 7900924 | DAKO | RY50GV1C | NA | 0
CASSETTE SPLIT SYSTEM | T005146 | GREGORY | AOT30RMBL | NA | 0
AIR FAN - EXHAUST |  | FIASCO MOTOR |  | NA | 0
AIR COOLED SPLIT SYSTEM | 3298W119320 | APAC | S0260VR9AA | R22 | 19
AIR COOLED SPLIT SYSTEM | 3298W119319 | CARRIER APAC | S0260VR9AA | R22 | 912
DUCTED SPLIT SYSTEM | 3198W119270 | APAC | S0200VR9AA | R22 | 15
WALL MOUNTED SPLIT SYSTEM | 7453411938 | PANASONIC | CS-E12GKR | R410A | 0.98
WALL MOUNTED SPLIT SYSTEM | 7534211721 | PANASONIC | CU-E12GKR | R410A | 980
AIR FAN - OUTSIDE |  | NULL |  | NA | 0
AIR FAN - EXHAUST |  | NULL |  | NA | 0
AIR FAN - EXHAUST |  | AQUATHERM | AP063-EG7A07 | NA | 0
CHILLER - RECIPROCATING | ND7402 | POWER PAX | WA044.2BH04 | NULL | NULL
AIR COOLED SPLIT SYSTEM | E000761 | DAIKIN | RY250KUY1 | R22 | 5.5
AIR COOLED SPLIT SYSTEM | CAN NOT IDENTIFY | ACPAC | CAN NOT IDENTIFY | R22 | 9
ROOM AIR CONDITIONING UNIT | 19993752 | MCQUAY | MLC010BR | R22 | 1.5
WALL MOUNTED SPLIT SYSTEM | 2024702 | MCQUAY | MLC015BR | R22 | 2
WALL MOUNTED SPLIT SYSTEM | 19993752 | MCQUAY | MWM010FR | R22 | 2
ROOM AIR CONDITIONING UNIT | UNREADABLE | GJ WALKER | UNREADABLE | R22 | 2
AIR FAN - EXHAUST | 0 | AIRFLOW | 0 | NA | 0
AIR FAN - EXHAUST | 0 | AIRFLOW | 0 | NA | 0
AIR FAN - EXHAUST | 0 | AIRFLOW | 0 | NA | 0
WALL MOUNTED SPLIT SYSTEM |  | PARKER |  | NA | 0
SWITCHBOARD MECHANICAL |  | DAIKIN |  | NA | 0
ROOM AIR CONDITIONING UNIT | 80731701 | KELVINATOR | KR20PG | NA | 0
ROOM AIR CONDITIONING UNIT | 309KA00077 | KIRBY | KC10WR | NA | 0
ROOM AIR CONDITIONING UNIT | TWH186NBMM5 | LIEBERT | W18THM | NA | 0
ROOM AIR CONDITIONING UNIT | 5518 | KELVINATOR | KF15FR | R22 | 0
ROOM AIR CONDITIONING UNIT | N/A | PANASONIC | N/A | R22 | 0
AIR HANDLING UNIT | UNREADABLE | TRANE | UNREADABLE | NA | 0
AIR HANDLING UNIT | CHE-FCU15101953 | COOLAIR | KDD10 | NA | 0
CHILLED WATER PUMP | 02J2002A04 | TCL | 8OX50-200 | NA | 0
AIR FAN - EXHAUST |  | WORMALD |  | NA | 0
AIR FAN - EXHAUST |  | WORMALD |  | NA | 0
FIRE DAMPER |  | NULL |  | NA | 0
FIRE DAMPER |  | NULL |  | NA | 0
FIRE DAMPER |  | NULL |  | NA | 0
FIRE DAMPER |  | NULL |  | NA | 0
FIRE DAMPER |  | NULL |  | NA | 0
FIRE DAMPER |  | NULL |  | NA | 0
FIRE DAMPER |  | NULL |  | NA | 0
FIRE DAMPER |  | NULL |  | NA | 0
SWITCHBOARD MECHANICAL |  | DAIKIN |  | NA | 0
AIR FAN - EXHAUST | UNREADABLE | NULL | UNREADABLE | NA | 0
AIR FAN - EXHAUST | UNREADABLE | NULL | UNREADABLE | NA | 0
CHILLER - RECIPROCATING | 4597W09309 | CARRIER | 30GN-70-911-03 | NA | 0
ROOM AIR CONDITIONING UNIT | 0 | KELVINATOR | KR23MG | NA | 0
ROOM AIR CONDITIONING UNIT | 54931246 | KELVINATOR | KR23MG | NA | 0
ROOM AIR CONDITIONING UNIT | 91303320 | KELVINATOR | KR18QB-01 | R22 | 1.1
ROOM AIR CONDITIONING UNIT | 54931299 | KELVINATOR | KR23MG | NA | 0
ROOM AIR CONDITIONING UNIT | 6030061 | KELVINATOR | KR23MG | NA | 0
ROOM AIR CONDITIONING UNIT | 60930754 | KELVINATOR | KR23MG | NA | 0
ROOM AIR CONDITIONING UNIT | UNREADABLE | KELVINATOR | UNREADABLE | NA | 0
ROOM AIR CONDITIONING UNIT | UNREADABLE | KELVINATOR | UNREADABLE | NA | 0
AIR HANDLING UNIT | N/A | NULL | N/A | NA | 0
AIR HANDLING UNIT |  | CIEMANTS |  | NA | 0
AIR HANDLING UNIT | N/A | CARRIER | N/A | NA | 0
CHILLED WATER UNIT | N/A | NULL | N/A | NA | 0
CHILLED WATER UNIT | N/A | NULL | N/A | NA | 0
ELECTRIC DUCT HEATER | N/A | NULL | N/A | NA | 0
ELECTRIC DUCT HEATER | N/A | NULL | N/A | NA | 0
SWITCHBOARD MECHANICAL | N/A | NULL | N/A | NA | 0
SWITCHBOARD MECHANICAL | N/A | NULL | N/A | NA | 0
VARIABLE SPEED DRIVE | N/A | SIEMENS | N/A | NA | 0
VARIABLE SPEED DRIVE | XAT413-000736 | SIEMENS | 17931092A | NA | 0
AIR HANDLING UNIT | N/A | CARRIER | N/A | NA | 0
AIR HANDLING UNIT | N/A | CARRIER | N/A | NA | 0
AIR HANDLING UNIT | N/A | CARRIER | N/A | NA | 0
AIR HANDLING UNIT | N/A | CARRIER | N/A | NA | 0
AIR HANDLING UNIT | N/A | CARRIER | N/A | NA | 0
ELECTRIC DUCT HEATER | N/A | NULL | N/A | NA | 0
SWITCHBOARD MECHANICAL | N/A | NULL | N/A | NA | 0
AIR COOLED SPLIT SYSTEM | 6535110226 | PANASONIC | CU-E24PKR | R410A | 5
AIR FAN - EXHAUST | A1310 | TIPO | HIM-250 | NA | 0
AIR FAN - EXHAUST | A3507 | TIPO | HXM-250 | NA | 0
WALL MOUNTED SPLIT SYSTEM | 3940113485 | PANASONIC | CS-RE24PKR | R410A | 3
AIR FAN - OUTSIDE |  | NULL |  | NA | 0
AIR FAN - OUTSIDE |  | NULL |  | NA | 0
AIR HANDLING UNIT | 59030 | MUNTERS | MLH09R60P | NA | 0
AIR HANDLING UNIT | 59030 | MUNTERS | MLH09R60P | NA | 0
AIR FAN - EXHAUST |  | AIRFLOW |  | NA | 0
FAN COIL UNIT - DUCTED | 39962 | FANS DIRECT | FCS150 | NA | 0
FAN COIL UNIT - DUCTED | 018422UC | MUNTERS | MLH04DHR60 | NA | 0
FAN COIL UNIT - DUCTED | 443338 | MUNTERS | MLH06R6OP | NA | 0
FAN COIL UNIT - DUCTED |  | THERMAL EQUP CO | IMD135 | NA | 0
SWITCHBOARD MECHANICAL |  | NULL |  | NA | 0
VARIABLE AIR VOLUME UNITS | 1809 | HOVAL | VAV-HFBE-BD-CD-CLH | NA | 0
BOILER - GAS FIRED |  | SANYO |  | NA | 0
CHILLED WATER PUMP |  | POWER PAX |  | NA | 0
CONDENSER WATER PUMP | A718387 | REHAU | 32-174-T213 | NA | 0
FAN COIL UNIT - DUCTED | 25K603181 | CIEMANTS | 50BP-340-S-90325 | NA | 0
FAN COIL UNIT - DUCTED | 20005 | FANS DIRECT | FCH075 | NA | 0
FAN COIL UNIT - DUCTED | 006260NC | MUNTERS | MLH04DHR60 | NA | 0
FAN COIL UNIT - DUCTED | 017947UC | MUNTERS | MLH04DHR60 | NA | 0
FAN COIL UNIT - DUCTED | 07017951UC | MUNTERS | MLB04DHR60 | NA | 0
FAN COIL UNIT - DUCTED |  | MUNTERS | MLH06R60P | NA | 0
FAN COIL UNIT - DUCTED | 013953UE | MUNTERS | MLH04DHR60 | NA | 0
FAN COIL UNIT - DUCTED | 018421UC | MUNTERS | MLH04DHR60 | NA | 0
FAN COIL UNIT - DUCTED | 006261NC | MUNTERS | MLH04DHR60 | NA | 0
HEATING HOT WATER PUMP | 111814/601 | TEMPERZONE |  | NA | 0
PACKAGED AIR CONDITIONING UNIT | 0800W140539 | AQUA | W8510S85WC/BV | NA | 0
VARIABLE AIR VOLUME UNITS | 4156 | ZEIL | VAVHFBE-D.D/C.D/C.LH | NA | 0
CHILLER - AIR COOLED | AX-163083 | ZEIL | 366-44576T002 | NA | 0
AIR FAN - EXHAUST |  | NULL |  | NA | 0
FAN COIL UNIT - DUCTED |  | NULL |  | NA | 0
SWITCHBOARD MECHANICAL |  | DAIKIN |  | NA | 0
AIR FAN - EXHAUST |  | NULL |  | NA | 0
FIRE DAMPER |  | NULL |  | NA | 0
FIRE DAMPER |  | NULL |  | NA | 0
FIRE DAMPER |  | NULL |  | NA | 0
FIRE DAMPER |  | NULL |  | NA | 0
FIRE DAMPER |  | NULL |  | NA | 0
FIRE DAMPER |  | NULL |  | NA | 0
FIRE DAMPER |  | NULL |  | NA | 0
FIRE DAMPER |  | NULL |  | NA | 0
AIR FAN - OUTSIDE | UNREADABLE | NULL | UNREADABLE | NA | 0
CHILLER - AIR COOLED | 62522 | CARRIER | 30LB340-900-03 | R22 | 100
AIR FAN - EXHAUST |  | NULL |  | NA | 0
AIR FAN - EXHAUST |  | NULL |  | NA | 0
AIR FAN - EXHAUST |  | NULL |  | NA | 0
AIR FAN - EXHAUST |  | NULL |  | NA | 0
AIR FAN - EXHAUST | UNREADABLE | POPE | UNREADABLE | NA | 0
PACKAGED AIR CONDITIONING UNIT | UNREADABLE | DAIKIN | UNREADABLE | NA | 0
SWITCHBOARD MECHANICAL |  | NULL |  | NA | 0
SWITCHBOARD MECHANICAL |  | NULL |  | NA | 0
CASSETTE SPLIT SYSTEM | 200575-H11 | PARKER | CU-6CHV11NPE | NA | 0
AIR FAN - EXHAUST |  | AIRFLOW |  | NA | 0
AIR FAN - EXHAUST |  | AIRFLOW |  | NA | 0
AIR FAN - EXHAUST |  | AIRFLOW |  | NA | 0
AIR FAN - EXHAUST |  | AIRFLOW |  | NA | 0
AIR FAN - EXHAUST |  | EXPIER |  | NA | 0
ROOM AIR CONDITIONING UNIT |  | KIRBY |  | NA | 0
WALL MOUNTED SPLIT SYSTEM | N/A | HITACHI | N/A | NA | 0
WALL MOUNTED SPLIT SYSTEM | N/A | MCQUAY | N/A | NA | 0
WALL MOUNTED SPLIT SYSTEM | 715311760 | PARKER | CU-2473KR | NA | 0
WALL MOUNTED SPLIT SYSTEM |  | MODULEX |  | NA | 0
ROOM AIR CONDITIONING UNIT |  | KIRBY |  | NA | 0
ROOM AIR CONDITIONING UNIT | 1335401706 | PARKER | CW-A240KR | NA | 0
WALL MOUNTED SPLIT SYSTEM | 6535004594 | PANASONIC | CU-E21PKR | R410A | 3
ROOM AIR CONDITIONING UNIT | 309KA00347 | KIRBY | KC10WR | NA | 0
AIR FAN - EXHAUST | 0 | NULL | 0 | NA | 0
AIR FAN - EXHAUST | 0 | NULL | 0 | NA | 0
ROOM AIR CONDITIONING UNIT | UNREADABLE | KELVINATOR | UNREADABLE | R22 | 2
ROOM AIR CONDITIONING UNIT | UNREADABLE | KELVINATOR | UNREADABLE | R22 | 2
ROOM AIR CONDITIONING UNIT | UNREADABLE | KELVINATOR | UNREADABLE | R22 | 2
ROOM AIR CONDITIONING UNIT | 2041050000129 | TECO RAC | TWW53HFBGJBB | R410A | 2
FIRE DAMPER |  | NULL |  | NA | 0
FIRE DAMPER |  | NULL |  | NA | 0
ROOM AIR CONDITIONING UNIT | 910KA00258 | NEC | RC123 | R22 | 1.5
ROOM AIR CONDITIONING UNIT | NA | FUJITSU | NA | NA | 0
UNDER CEILING SPLIT SYSTEM | N/A | PANASONIC | N/A | NA | 0
ROOM AIR CONDITIONING UNIT | 62830233 | KELVINATOR | KR18MG | R22 | 1
ROOM AIR CONDITIONING UNIT | 0 | KELVINATOR | NO LABEL | R22 | 1
ROOM AIR CONDITIONING UNIT | N/A | FUJITSU | N/A | NA | 0
AIR HANDLING UNIT |  | AQUATHERM | LABO 36 | NA | 0
AIR FAN - OUTSIDE | 5033 | WILO | TAM560 | NA | 0
AIR FAN - EXHAUST | 5033 | WILO | TAM560 | NA | 0
AIR FAN - EXHAUST | 5033 | WILO | TAM560 | NA | 0
AIR FAN - EXHAUST | 4807 | WILO | VCYZ560-6 | NA | 0
BOILER - GAS FIRED | H.W.73160 | ARLEC | 1.250.00B.TH.U/HR. | NA | 0
AIR FAN - EXHAUST |  | NULL |  | NA | 0
FIRE DAMPER |  | NULL |  | NA | 0
ROOM AIR CONDITIONING UNIT | NA | KELVINATOR | NA | NA | 0
ROOM AIR CONDITIONING UNIT | UNREADABLE | FUJITSU | UNREADABLE | R22 | 0
AIR FAN - EXHAUST | UNREADABLE | AIR DESIGN | PCE456ER | NA | 0
AIR FAN - OUTSIDE |  | FEDERAL |  | NA | 0
AIR FAN - OUTSIDE |  | FEDERAL |  | NA | 0
AIR FAN - EXHAUST |  | NULL |  | NA | 0
AIR FAN - EXHAUST | N/A | RICHARDSON | N/A | NA | 0
FIRE DAMPER |  | NULL |  | NA | 0
FIRE DAMPER |  | NULL |  | NA | 0
FIRE DAMPER |  | NULL |  | NA | 0
FIRE DAMPER |  | NULL |  | NA | 0
ROOM AIR CONDITIONING UNIT | N/A | LG | N/A | NA | 0
ROOM AIR CONDITIONING UNIT | UNREADABLE | KELVINATOR | UNREADABLE | R22 | 2
ROOM AIR CONDITIONING UNIT | UNREADABLE | KELVINATOR | UNREADABLE | R410A | 0
CHILLER - SCREW | OE35425 | HONEYWELL | 3005SC-ZP | NA | 0
AIR FAN - EXHAUST | 0 | NULL | 0 | NA | 0
AIR FAN - EXHAUST | 0 | NULL | 0 | NA | 0
CASSETTE SPLIT SYSTEM | 739202513 | PANASONIC | CU-A34BBP5 | R22 | 4
CASSETTE SPLIT SYSTEM | 739202367 | PANASONIC | CU-A34BBP5 | R22 | 4
ROOM AIR CONDITIONING UNIT | 920RB-51000595 | LG | LWM185RH-5 | R22 | 1
ROOM AIR CONDITIONING UNIT |  | CORMORANT |  | NA | 0
ROOM AIR CONDITIONING UNIT |  | CORMORANT |  | NA | 0
ROOM AIR CONDITIONING UNIT | N/A | LIEBERT | N/A | NA | 0
ROOM AIR CONDITIONING UNIT | 009TAWM00897 | LIEBERT | W18UHM-NB61 | NA | 0
ROOM AIR CONDITIONING UNIT | MBE-02412 | TECO RAC | TWW27CFBGJBB | R410A | 1
FAN COIL UNIT - DUCTED |  | COOL OR COSY |  | NA | 0
VARIABLE AIR VOLUME UNITS |  | HOVAL |  | NA | 0
VARIABLE AIR VOLUME UNITS |  | ZEIL |  | NA | 0
WALL MOUNTED SPLIT SYSTEM | A003382 | NULL | RXS100JVMA | NA | 0
UPRIGHT SINGLE DOOR FRIDGE |  | NULL |  | NA | 0
UPRIGHT SINGLE DOOR FRIDGE |  | NULL |  | NA | 0
UPRIGHT SINGLE DOOR FRIDGE |  | NULL |  | NA | 0
UPRIGHT SINGLE DOOR FRIDGE |  | NULL |  | NA | 0
UPRIGHT SINGLE DOOR FRIDGE |  | NULL |  | NA | 0
UPRIGHT SINGLE DOOR FRIDGE |  | NULL |  | NA | 0
UPRIGHT SINGLE DOOR FRIDGE |  | NULL |  | NA | 0
AIR FAN - EXHAUST |  | NULL |  | NA | 0
ROOM AIR CONDITIONING UNIT |  | CIEMANTS |  | NA | 0
ROOM AIR CONDITIONING UNIT | UNREADABLE | TECO RAC | UNREADABLE | R22 | 2
WALL MOUNTED SPLIT SYSTEM | 722006618 | PARKER | CU-A90KR | NA | 0
WALL MOUNTED SPLIT SYSTEM | 715321950 | PARKER | CU-2473KR | NA | 0
ROOM AIR CONDITIONING UNIT | UNREADABLE | TECO RAC | LA1800Y | R22 | 1
ROOM AIR CONDITIONING UNIT |  | KIRBY |  | NA | 0
AIR FAN - EXHAUST | 0 | NULL | 0 | NA | 0
ROOM AIR CONDITIONING UNIT | NA | TECO RAC | NA | NA | 0
ROOM AIR CONDITIONING UNIT | UNREADABLE | TECO | TWW27CFBGJBB | R410A | 2
ROOM AIR CONDITIONING UNIT | 0 | TECO RAC | Teco | R22 | 1
CHILLED BEAMS - PASSIVE | NA | NULL | CARAT H-84 B | NA | 0
CHILLED BEAMS - PASSIVE | NA | NULL | CARAT H-84 B | NA | 0
CHILLED BEAMS - PASSIVE | NA | NULL | CARAT H-84 B | NA | 0
CHILLED BEAMS - PASSIVE | NA | NULL | CARAT H-84 B | NA | 0
CHILLED BEAMS - PASSIVE | NA | NULL | CARAT H-84 B | NA | 0
CHILLED BEAMS - PASSIVE | NA | NULL | CARAT H-84 B | NA | 0
CHILLED BEAMS - PASSIVE | NA | NULL | CARAT H-84 B | NA | 0
WALL MOUNTED SPLIT SYSTEM | 444605903BE | MITSUBISHI | DXK09ZMA-S | R410A | 3
PACKAGED AIR CONDITIONING UNIT | 0991W28355 | APAC | S16 HP/BH | R22 | 5
PACKAGED AIR CONDITIONING UNIT | 0300W138767 | APAC | H0900S9 HP BH | R22 | 0
PACKAGED AIR CONDITIONING UNIT | 3896W93114 | APAC | S35HP/BV-C-37 | R22 | 15
PACKAGED AIR CONDITIONING UNIT | NA | APAC | NA | R22 | 0
PACKAGED AIR CONDITIONING UNIT | 3296W93112 | APAC | S16 | R22 | 5.1
PACKAGED AIR CONDITIONING UNIT | 5090W26844 | APAC | S16 | R22 | 0
PACKAGED AIR CONDITIONING UNIT | 15409 | APAC | S16HP BH | R22 | 5
CHILLED BEAMS - PASSIVE | NA | NULL | CARAT H-84 B | NA | 0
CHILLED BEAMS - PASSIVE | NA | NULL | CARAT H-84 B | NA | 0
CHILLED BEAMS - PASSIVE | NA | NULL | CARAT H-84 B | NA | 0
CHILLED BEAMS - PASSIVE | NA | NULL | CARAT H-84 B | NA | 0
CHILLED BEAMS - PASSIVE | NA | NULL | CARAT H-84 B | NA | 0
CHILLED BEAMS - PASSIVE | NA | NULL | CARAT H-84 B | NA | 0
CHILLED BEAMS - PASSIVE | NA | NULL | CARAT H-84 B | NA | 0
CHILLED BEAMS - PASSIVE | NA | NULL | CARAT H-84 B | NA | 0
CHILLED BEAMS - PASSIVE | NA | NULL | CARAT H-84 B | NA | 0
CHILLED BEAMS - PASSIVE | NA | NULL | CARAT H-84 B | NA | 0
PACKAGED AIR CONDITIONING UNIT | 0991W28356 | APAC | S16HP/BH | R22 | 5
PACKAGED AIR CONDITIONING UNIT | 3095W83004 | APAC | S65 HO BH 02 | R22 | 11
PACKAGED AIR CONDITIONING UNIT | 174628 | APAC | P023AHR9AA | R22 | 6.2
AIR HANDLING UNIT | A0602-140 | YORK | YDM 50X60 | NA | 0
CHILLED BEAMS - PASSIVE | NA | NULL | CARAT H-84 B | NA | 0
CHILLED BEAMS - PASSIVE | NA | NULL | CARAT H-84 B | NA | 0
CHILLED BEAMS - PASSIVE | NA | NULL | CARAT H-84 B | NA | 0
CHILLED BEAMS - PASSIVE | NA | NULL | CARAT H-84 B | NA | 0
CHILLED BEAMS - PASSIVE | NA | NULL | CARAT H-84 B | NA | 0
CHILLED BEAMS - PASSIVE | NA | NULL | CARAT H-84 B | NA | 0
CHILLED BEAMS - PASSIVE | NA | NULL | CARAT H-84 B | NA | 0
CHILLED BEAMS - PASSIVE | NA | NULL | CARAT H-84 B | NA | 0
CHILLED BEAMS - PASSIVE | NA | NULL | CARAT H-84 B | NA | 0
PACKAGED AIR CONDITIONING UNIT | 486493W50602 | APAC | S65 HP BH | R22 | 0
PACKAGED AIR CONDITIONING UNIT | 0794W61064 | APAC | S65 HP BH | R22 | 0
PACKAGED AIR CONDITIONING UNIT | 699368 | TEMPERZONE | OPA155RKT | R410A | 3
CHILLED WATER UNIT | 1M0507-03678 | TRANE | LWHA033CM560L 10A | NA | 0
PACKAGED AIR CONDITIONING UNIT | 148570 | APAC | H0900 | R22 | 3
PACKAGED AIR CONDITIONING UNIT | 177219 | APAC | PO23AHR9AA | R407C | 7
CHILLED WATER UNIT | - | TRANE | - | NA | 0
CHILLED WATER UNIT | 024494NX | MULLER | MLH04DHR60 | NA | 0
PACKAGED AIR CONDITIONING UNIT | 5090W26842 | APAC | S14 HP BH | R22 | 3.9
PACKAGED AIR CONDITIONING UNIT | 0692W366114 | APAC | S11 HP BH | R22 | 3.3
PACKAGED AIR CONDITIONING UNIT | 4597W10860 | APAC | S16 HP BH 02 | R22 | 4.8
PACKAGED AIR CONDITIONING UNIT | 11594 | BRADWAY | BD600 | R22 | 3.5
PACKAGED AIR CONDITIONING UNIT | 3900104 | DAIKIN | UATY18KY19 | R22 | 7
PACKAGED AIR CONDITIONING UNIT | 2699W131437 | APAC | P016AHR9AA | R22 | 4.8
PACKAGED AIR CONDITIONING UNIT | 15406 | APAC | S16 | R22 | 5
PACKAGED AIR CONDITIONING UNIT | 2595W76246 | APAC | S18 | R22 | 5.1
PACKAGED AIR CONDITIONING UNIT | 2595W76246 | APAC | S18 | R22 | 5.1
TOILET EXHAUST FAN | NA | FANTECH | NA | NULL | NULL
TOILET EXHAUST FAN | 07 01 80804 | FANS DIRECT | CVR 400 4E S/A | NULL | NULL
TOILET EXHAUST FAN | NA | AEROFOIL | 150AR-10 | NULL | NULL
CHILLED WATER UNIT | - | MULLER | - | NA | 0
CHILLED WATER UNIT | - | MULLER | - | NA | 0
CHILLED WATER UNIT | - | MULLER | - | NA | 0
0 - NOT SET | SERIAL#* | NULL | MODEL | NULL | NULL
CALORIFIER (DOMESTIC HW) | B6 | ACOVEN | A5 | NULL | NULL
CHILLED WATER UNIT | - | MULLER | - | NA | 0
CALORIFIER (DOMESTIC HW) | GUGGFHV | AIRFACT | A5 | NULL | NULL
CALORIFIER (DOMESTIC HW) | 376574 | AIR DESIGN | A5 | R427A | 4
CASSETTE SPLIT SYSTEM | 1234 | AIR DESIGN | A5 | R427A | 1
CHILLED WATER UNIT | - | MULLER | - | NA | 0
AIR DRYER (REFRIG) | STDGD | AIRMASTER | 4657(7 | R427A | 2
CASSETTE SPLIT SYSTEM | DHGHFQWERT | AIR DESIGN | A5A6 | R404A | 3
AIR DRYER (REFRIG) | FHVHG | BRITANNIA THERM | 465EYR34 RYT | NULL | NULL
CHILLED BEAMS - PASSIVE | CARAT-H-84 | NULL | FRENGER | NA | 0
CHILLED BEAMS - PASSIVE | 1 | NULL | FRENGER | NA | 0
CHILLED BEAMS - PASSIVE | A | NULL | FRENGER | NA | 0
CHILLED BEAMS - PASSIVE | A | NULL | FRENGER | NA | 0
CHILLED BEAMS - PASSIVE | A | NULL | FRENGER | NA | 0
CHILLED BEAMS - PASSIVE | A | NULL | FRENGER | NA | 0
CHILLED BEAMS - PASSIVE | A | NULL | FRENGER | NA | 0
CHILLED BEAMS - PASSIVE | A | NULL | FRENGER | NA | 0
CHILLED BEAMS - PASSIVE | A | NULL | FRENGER | NA | 0
TOILET EXHAUST FAN | SENT | BUFFALO | MODELL | NULL | NULL
0 - NOT SET | S6 | ACTRON | S5 | NA | 0
0 - NOT SET | SD6 | ACTRON | SD5 | NA | 0
0 - NOT SET | SD6 | ACTRON | SD5 | NA | 0
0 - NOT SET | K6 | NULL | K5 | NA | 0
0 - NOT SET | KG34 | NULL | K5 | NA | 0
FUME EXTRACTION SYSTEM | FK11648 | SMOOTH FLOW | WEG-KTE10AAL | NULL | NULL
CONDENSER UNIT | 4991W37923 | APAC | S65 HP/CHB | R22 | 0
FAN COIL UNIT - DUCTED | NA | APAC | NA | R22 | 0
PACKAGED AIR CONDITIONING UNIT | 243731181 | BRADWAY | MOD 24RC | R22 | 5
PACKAGED AIR CONDITIONING UNIT | 5193W53386 | APAC | S16 HP BH | R22 | 5
SMOKE EXHAUST FAN | NA | NULL | NA | NULL | NULL
FUME CUPBOARD | 79 | SMOOTH FLOW | UNKNOWN | NULL | NULL
FUME CUPBOARD | 82 | SMOOTH FLOW | UNKNOWN | NA | 0
FUME CUPBOARD | 118 | SMOOTH FLOW | UNKNOWN | NULL | NULL
DX CONDENSING UNIT | 1389 | CARRIER | 50K14-10 | R22 | 0
CONDENSER UNIT | ME48770 | YORK | YC5142R4D | R22 | 21
AIR HANDLING UNIT | A0602-141 | YORK | YDM 50X60 | R22 | 20
CONDENSER UNIT | ME76420 | YORK | YCS142C4D | R22 | 42
CHILLED WATER UNIT | - | TRANE | - | NA | 0
SMOKE SPILL FAN | NA | COLAIR | 1553469 | NULL | NULL
SMOKE SPILL FAN | NA | COLAIR | 1553469 | NULL | NULL
SMOKE SPILL FAN | NA | COLAIR | 1553469 | NULL | NULL
SMOKE SPILL FAN | NA | COLAIR | 1553469 | NULL | NULL
FUME CUPBOARD | 121 | SMOOTH FLOW | UNKNOWN | NA | 0
CHILLED WATER UNIT | - | TRANE | - | NA | 0
FUME CUPBOARD | 84 | SMOOTH FLOW | UNKNOWN | NULL | NULL
FUME CUPBOARD | 83 | SMOOTH FLOW | UNKNOWN | NA | 0
CHILLED WATER UNIT | - | MULLER | - | NA | 0
PACKAGED AIR CONDITIONING UNIT | 5090W26843 | APAC | S16HP/BH | R22 | 5
FUME EXTRACTION SYSTEM | FL87419 | SMOOTH FLOW | KTE12AL | NULL | NULL
FUME EXTRACTION SYSTEM | 1006511984 | SMOOTH FLOW | AL90S/L-04 | NULL | NULL
PACKAGED AIR CONDITIONING UNIT | 92541 | TEMPERZONE | OPA465RKT | R410A | 8.8
PACKAGED AIR CONDITIONING UNIT | 92541 | TEMPERZONE | OPA465RKT | R410A | 8.8
CHILLED WATER UNIT | - | MULLER | - | NA | 0
PACKAGED AIR CONDITIONING UNIT | 19334 | BRADWAY | BD2000 | R22 | 6.3
CHILLED WATER UNIT | - | TRANE | - | NA | 0
CASSETTE SPLIT SYSTEM | 422952 | SUNDOWNER | S0150HR9AN | R22 | 4.65
PACKAGED AIR CONDITIONING UNIT | 1018084 | TEMPERZONE | OPA201RKTYGH | R410A | 6.3
CHILLED WATER UNIT | - | MULLER | - | NA | 0
CHILLED WATER UNIT | - | MULLER | - | NA | 0
PACKAGED AIR CONDITIONING UNIT | 192164 | APAC | PO16AHR9AD | R22 | 5
CHILLED BEAMS - PASSIVE | A | NULL | FRENGER | NA | 0
CHILLED BEAMS - PASSIVE | A | NULL | FRENGER | NA | 0
CHILLED BEAMS - PASSIVE | A | NULL | FRENGER | NA | 0
CHILLED BEAMS - PASSIVE | A | NULL | FRENGER | NA | 0
CHILLED BEAMS - PASSIVE | A | NULL | FRENGER | NA | 0
CHILLED BEAMS - PASSIVE | A | NULL | FRENGER | NA | 0
CHILLED BEAMS - PASSIVE | A | NULL | FRENGER | NA | 0
CHILLED BEAMS - PASSIVE | A | NULL | FRENGER | NA | 0
CHILLED BEAMS - PASSIVE | A | NULL | FRENGER | NA | 0
CHILLED BEAMS - PASSIVE | A | NULL | FRENGER | NA | 0
CHILLED BEAMS - PASSIVE | A | NULL | FRENGER | NA | 0
CHILLED BEAMS - PASSIVE | A | NULL | FRENGER | NA | 0
CHILLED BEAMS - PASSIVE | A | NULL | FRENGER | NA | 0
AIR FAN - OUTSIDE | N/A | FANTECH | N/A | NULL | NULL
PACKAGED AIR CONDITIONING UNIT | H4035 143 | DIAMOND | RTP030RC | R22 | 3
AIR FAN - OUTSIDE | N/A | FANTECH | AS23H | NULL | NULL
BOILER - GAS FIRED | 280855497001 | OTHER | DUAL 40 | NULL | NULL
BOILER - GAS FIRED | 280855497002 | OTHER | DUAL 40 | NULL | NULL
AIR HANDLING UNIT | 11748 | DB INDUSTRIES | DBAH600 | CHILLED WATER | 0
VARIABLE SPEED DRIVE | 91099542 | VACON | NXL00095C5H1SSS0000 | NULL | NULL
FAN COIL UNIT - NON DUCTED |  | TEMPERZONE |  | NULL | NULL
CHILLED WATER UNIT | - | TRANE | - | NA | 0
AIR FAN - EXHAUST | - | FANTECH | - | NA | 0
DOMESTIC HW UNIT (ELECTRIC) | 487587 | NULL | 2060331508B | NA | 0
DOMESTIC HW UNIT (ELECTRIC) | 61031103390 | NULL | 315C348G | NA | 0
DOMESTIC HW UNIT (ELECTRIC) | 3114418 | NULL | 61331507 | NA | 0
HEATING HOT WATER PUMP | UNKNOWN | AJAX | UNKNOWN | NA | 0
AIR FAN - EXHAUST | NA | WOODS | 15J | NA | 0
AIR FAN - RETURN | NA | FANTECH | TURBO | NA | 0
AIR FAN - RETURN | UNKNOWN | WOODS | 24J | NA | 0
AIR FAN - RETURN | UNKNOWN | FANTECH | 24J | NA | 0
AIR FAN - SUPPLY | 959 | FANTECH | TURBO | NA | 0
AIR INTAKE DISP PRE-FILTERS | NA | UNKNOWN | 24X24X4 | NA | 0
ELECTRIC DUCT HEATER | NONE | UNKNOWN | 3KW | NA | 0
AIR FAN - EXHAUST | NA | WOODS | 24J | NA | 0
AIR FAN - EXHAUST | UNKNOWN | UNKNOWN | UNKNOWN | NA | 0
AIR FAN - EXHAUST | UNKNOWN | UNKNOWN | UNKNOWN | NA | 0
AIR FAN - EXHAUST | 548 | FANTECH | TURBO | NA | 0
FILTERS | NA | UNKNOWN | NA | NA | 0
AIR COOLED SPLIT SYSTEM | UNKNOWN | UNKNOWN | UNKNOWN | NA | 0
AIR COOLED SPLIT SYSTEM | UNKNOWN | UNKNOWN | UNKNOWN | NA | 0
AIR FAN - RETURN | G2236 | RICHARDSON | 660CYD | NA | 0
AIR FAN - SUPPLY | G2234 | RICHARDSON | 660CYD | NA | 0
AIR FAN - SUPPLY | G2237 | RICHARDSON | 660CYD | NA | 0
AIR FAN - SUPPLY | G2233 | RICHARDSON | 660CYD | NA | 0
AIR HANDLING UNIT | UNKNOWN | UNKNOWN | UNKNOWN | NA | 0
AIR HANDLING UNIT | UNKNOWN | UNKNOWN | UNKNOWN | NA | 0
BMS | NONE | BAC | EASYIO | NA | 0
BMS | NA | BAC | EASYIO | NA | 0
DOSING POT (CLOSED LOOPS) | NA | UNKNOWN | NA | NA | 0
CHILLED WATER PUMP | 035151/1 | GRUNDFOS | 2RMFD15A | NA | 0
CHILLED WATER PUMP | 2434 | GRUNDFOS | 2RMFD15A | NA | 0
CHILLED WATER PUMP | CZ366 | KELLY & LEWIS | K&L MODEL 51 | NA | 0
CHILLED WATER PUMP | J7896 | KELLY & LEWIS | K1 MODLL 70 | NA | 0
AIR FAN - EXHAUST | NONE | UNKNOWN | UNKNOWN | NA | 0
FILTERS | UNKNOWN | UNKNOWN | 24X24 | NA | 0
FILTERS | NA | UNKNOWN | NA | NA | 0
HEATING HOT WATER PUMP | J7892 | KELLY & LEWIS | K&L MODEL 70 | NA | 0
HEATING HOT WATER PUMP | J7894 | KELLY & LEWIS | K&L MODEL 70 | NA | 0
KITCHEN EXHAUST FAN | UNKNOWN | FANTECH | ILF354 | NA | 0
TOILET EXHAUST FAN | G2235 | RICHARDSON | 540CP | NA | 0
DUCTED HYDRONIC COOLING COIL | UNKNOWN | UNKNOWN | UNKNOWN | NA | 0
DUCTED HYDRONIC HEATING COIL | UNKNOWN | UNKNOWN | UNKNOWN | NA | 0
DUCTED HYDRONIC HEATING COIL | UNKNOWN | UNKNOWN | UNKNOWN | NA | 0
CHILLED WATER UNIT | - | TEMPERZONE | - | NA | 0
CHILLED WATER UNIT | - | TRANE | - | NA | 0
PACKAGED AIR CONDITIONING UNIT | 123 | TEMPERZONE | YHT | R407C | 23
PACKAGED AIR CONDITIONING UNIT | 62294 | TEMPERZONE | OSA390R | R407C | 10
PACKAGED AIR CONDITIONING UNIT | 0692W36613 | APAC | S11 HP BH | R22 | 3.3
CHILLED WATER UNIT | - | MULLER | - | NA | 0
CHILLED WATER UNIT | - | TRANE | - | NA | 0
CHILLED WATER UNIT | - | TRANE | - | NA | 0
CHILLED WATER UNIT | - | TRANE | - | NA | 0
CHILLED BEAMS - PASSIVE | A | NULL | FRENGER | NA | 0
CHILLED BEAMS - PASSIVE | A | NULL | FRENGER | NA | 0
CHILLED BEAMS - PASSIVE | A | NULL | FRENGER | NA | 0
COOLING TOWER | 09J0358 | BARREL FAN | VT14000 | NA | 0
AIR FAN - RETURN |  | NULL |  | NA | 0
CONDENSER WATER PUMP | 29C2010A20 | NULL | AUSJF3B | NA | 0
VARIABLE SPEED DRIVE |  | ABB | ACH550-01-045A-4+B055 | NA | 0
VARIABLE SPEED DRIVE |  | ABB | ACH550-01-045A-4+B055 | NA | 0
AIR FAN - RETURN |  | NULL |  | NA | 0
CHILLED WATER PUMP | 20E3009A21 | NULL | AUSHD3B | NA | 0
VARIABLE SPEED DRIVE |  | ABB | ACH550-01-031A-4+B055 | NA | 0
CHILLED WATER PUMP | 10638 IJJ | TEMPERZONE | BRG-6309-2Z 6209-2Z | NA | 0
CHILLED WATER PUMP | 1320402404 | NULL | 3M40-1603 | NA | 0
AIR FAN - EXHAUST | SHS-11 | FEDERAL | AP040AAP10B003 | NA | 0
VARIABLE SPEED DRIVE |  | ABB | ACH550-01-012A-4+B055 | NA | 0
AIR FAN - EXHAUST | MF071 | FEDERAL | AP0714GP6B022 | NA | 0
VARIABLE SPEED DRIVE |  | ABB | ACH550-01-05A4-4+B055 | NA | 0
CIRCULATING PUMP |  | NULL | L192STDE2 | NA | 0
EXPANSION TANK (CLOSED LOOPS) | 08I061660615 | NULL | DX20010 | NA | 0
VARIABLE SPEED DRIVE |  | ABB | ACH550-01-015A-4+B055 | NA | 0
VARIABLE SPEED DRIVE |  | ABB | ACH550-01-015A-4+B055 | NA | 0
CHILLED WATER PUMP | 10101 | NULL | BRG 6311 6211 | NA | 0
CHILLED WATER PUMP | 10159 | NULL | BRG 6311 | NA | 0
VARIABLE SPEED DRIVE |  | ABB | ACH550-01-045A-4+B055 | NA | 0
CHILLED WATER PUMP | 12C2009A04 | NULL | AUSHF3B | NA | 0
VARIABLE SPEED DRIVE |  | ABB | ACH550-01-045A-4+B055 | NA | 0
AIR FAN - EXHAUST |  | FEDERAL |  | NA | 0
VARIABLE SPEED DRIVE |  | ABB | ACH550-01-015A-4+B055 | NA | 0
VARIABLE SPEED DRIVE |  | ABB | ACH550-01-015A-4+B055 | NA | 0
VARIABLE SPEED DRIVE |  | ABB | ACH550-01-015A-4+B055 | NA | 0
VARIABLE SPEED DRIVE |  | ABB | ACH550-01-015A-4+B055 | NA | 0
CHILLED WATER PUMP | 10C2009A07 | NULL | AUSGG3B | NA | 0
CHILLED WATER PUMP | 10209 | NULL | BRG 6311 | NA | 0
CHILLED WATER PUMP | 13C2009A15 | NULL | AUSHF3B | NA | 0
VARIABLE SPEED DRIVE |  | ABB | ACH550-01-045A-4+B055 | NA | 0
EXPANSION TANK (CLOSED LOOPS) | D9J012260201 | NULL | DX50010 | NA | 0
VARIABLE SPEED DRIVE |  | ABB | ACH550-01-012A-4+B055 | NA | 0
COOLING TOWER | 09J0334 | BARREL FAN | RCT2438 | NA | 0
VARIABLE SPEED DRIVE |  | ABB | ACH550-01-012A-4+B055 | NA | 0
VARIABLE SPEED DRIVE |  | ABB | ACH550-01-012A-4+B055 | NA | 0
COOLING TOWER | 09J0443 | BARREL FAN | RCT2145 | NA | 0
CONDENSER WATER PUMP | 10510 | NULL | BRG 6208-2Z | NA | 0
CONDENSER WATER PUMP | 14E2009A04 | NULL | AUSGE2B | NA | 0
CONDENSER WATER PUMP | 10636 | NULL | 6208 27 | NA | 0
CONDENSER WATER PUMP | 14E2009A05 | NULL | AUSCF2B | NA | 0
STAIRWELL PRESSURISATION FAN |  | FEDERAL | AP0804CP12B075 | NA | 0
STAIRWELL PRESSURISATION FAN |  | FEDERAL | AP0804CP12B075 | NA | 0
AIR FAN - EXHAUST |  | NULL | RVE804CP128040 | NA | 0
COOLING TOWER | 970333 | BARREL FAN | RCT2438 | NA | 0
COOLING TOWER | 09J0332 | BARREL FAN | RCT2438 | NA | 0
CONDENSER WATER PUMP | 14E2009A05 | NULL | AUSCF2B | NA | 0
CONDENSER WATER PUMP | 10650 | NULL | BRG 6309-2Z | NA | 0
CONDENSER WATER PUMP | 12H2013A06 | NULL | AUSGG3BE | NA | 0
CONDENSER WATER PUMP | 12H2013A07 | NULL | AUSGG3BE | NA | 0
CONDENSER WATER PUMP | 10649 | NULL | BRG 6309-2Z | NA | 0
CONDENSER WATER PUMP | 10782 | NULL | BRG 6309-2Z | NA | 0
CONDENSER WATER PUMP | 13C2009A14 | NULL | AUSGF3 | NA | 0
VARIABLE SPEED DRIVE |  | ABB | ACH550-01-031A-4+B055 | NA | 0
VARIABLE SPEED DRIVE |  | ABB | ACH550-01-031A-4+B055 | NA | 0
VARIABLE SPEED DRIVE |  | ABB | ACH550-01-031A-4+B055 | NA | 0
CONDENSER WATER PUMP | 10186 11J | TEMPERZONE | BRG6312 6212 | NA | 0
CONDENSER WATER PUMP | 12C2009A01 | NULL | AUSHG3B | NA | 0
CONDENSER WATER PUMP | 10174 11J | TEMPERZONE | BRG6312 6212 | NA | 0
CONDENSER WATER PUMP | 10277 IJJ | TEMPERZONE | BRG 6311 6211 | NA | 0
CONDENSER WATER PUMP | 1202009A05 | NULL | AUSHF3B | NA | 0
VARIABLE SPEED DRIVE |  | ABB | ACH550-01-045A-4+B055 | NA | 0
VARIABLE SPEED DRIVE |  | ABB | ACH550-01-08A8-4+B055 | NA | 0
CONDENSER WATER PUMP | 10299 IJJ | TEMPERZONE | BRG 6311 6211 | NA | 0
CONDENSER WATER PUMP | 12C2009A03 | NULL | AUSHF3R | NA | 0
VARIABLE SPEED DRIVE |  | ABB | ACH550-01-045A-4+B055 | NA | 0
CONDENSER WATER PUMP | 10278 IJJ | TEMPERZONE | BRG 6311 6211 | NA | 0
CHILLED WATER PUMP | 12C2009A12 | NULL | AUSHF3B | NA | 0
VARIABLE SPEED DRIVE |  | ABB | ACH550-01-045A-4+B055 | NA | 0
CONDENSER WATER PUMP | 10081 JDJ | TEMPERZONE | BRG 6312 6212 | NA | 0
CONDENSER WATER PUMP | 12C2009A02 | NULL | AUSHG3B | NA | 0
CONDENSER WATER PUMP | 31C2010A01 | NULL | AUSJE3B | NA | 0
VARIABLE SPEED DRIVE |  | ABB | ACH550-01-059A-4+B055 | NA | 0
CONDENSER WATER PUMP | 10098 JFJ | TEMPERZONE | BRG 6312 6212 | NA | 0
VARIABLE SPEED DRIVE |  | ABB | ACH550-01-059A-4+B055 | NA | 0
HEAT EXCHANGER - WATER TO WAT | 0811-429A | NULL | GCP5IN | NA | 0
HEAT EXCHANGER - WATER TO WAT | 0811-429B | NULL | GCP5IN | NA | 0
CHILLER - WATER COOLED | 12G110431 | CIEMANTS | 30RW-185-A0084-EEE-- | NA | 0
CHILLER - WATER COOLED | 50610C92432241 | ZEIL | YEWS130SA53D1 | NA | 0
CHILLED WATER PUMP | HQW-002 | ZEIL | SSS7L-50B | NA | 0
CHILLER - WATER COOLED | BRW-002 | ZEIL | SSS14L-50B | NA | 0
CHILLER - WATER COOLED | BRW-50B | ZEIL | SSS14L-50B | NA | 0
VARIABLE SPEED DRIVE |  | ABB | ACH550-01-031A-4+B055 | NA | 0
AIR FAN - SUPPLY | 13710080582 | TEMPERZONE | BKBFMTL | NA | 0
AIR HANDLING UNIT | 9021054 | ZEIL | YDM 60X60 | NA | 0
AIR FAN - SUPPLY | H6087065 | TECO | BRG 6309ZZ | NULL | NULL
AIR FAN - SUPPLY | H2085107 | TEMPERZONE | BRG8312 | NA | 0
VARIABLE SPEED DRIVE |  | ABB | ACH550-01-059A-4+B055 | NA | 0
AIR HANDLING UNIT | 9021055 | ZEIL | YDM 70X110 | NA | 0
VARIABLE SPEED DRIVE |  | ABB | ACH550-01-031A-4+B055 | NA | 0
AIR FAN - SUPPLY | 1371008058-1 | TEMPERZONE | BRG 6309ZZ | NA | 0
AIR FAN - SUPPLY | H6087065020 | TEMPERZONE | BRG 6309ZZ | NA | 0
SMOKE EXHAUST FAN |  | NULL | RSS0804CA12H055 | NA | 0
SMOKE EXHAUST FAN |  | NULL | RSS0804CA12H055 | NA | 0
AIR HANDLING UNIT | A0903066 | ZEIL | YDM60X70 | NA | 0
VARIABLE SPEED DRIVE |  | ABB | ACH550-01-023A-4+B055 | NA | 0
AIR HANDLING UNIT | A0903070 | ZEIL | YDM 60X80 | NA | 0
AIR FAN - SUPPLY | AP0804CP6P04 | FEDERAL | MF080 | NA | 0
VARIABLE SPEED DRIVE |  | ABB | ACH550-01-059A-4+B055 | NA | 0
VARIABLE SPEED DRIVE |  | ABB | ACH550-01-059A-4+B055 | NA | 0
CHILLED WATER PUMP | 10825 IJJ | TEMPERZONE | BRG-6309-2Z 6209-2Z | NA | 0
CHILLED WATER PUMP | 10905 IJJ | TEMPERZONE | BRG 6309-2Z 6209-2Z | NA | 0
CHILLED WATER PUMP | 10108 LFJ | TEMPERZONE | BRG 6209-2ZC3 | NA | 0
AIR FAN - RETURN |  | NULL |  | NA | 0
VARIABLE SPEED DRIVE |  | ABB | ACH550-01-059A-4+B055 | NA | 0
0 - NOT SET |  | NULL |  | NA | 0
AIR HANDLING UNIT | NA | NULL | NA | NA | 0
FAN COIL UNIT - DUCTED | 779726 | THERMAL EQUP CO | HWP370RKTN | NA | 0
DUCTED SPLIT SYSTEM | 67423 | THERMAL EQUP CO | CCE750QS110 | NA | 0
AIR HANDLING UNIT |  | ROBERT SHAW |  | NA | 0
AIR HANDLING UNIT |  | ROBERT SHAW |  | NA | 0
AIR FAN - SUPPLY |  | ROBERT SHAW |  | NA | 0
AIR FAN - SUPPLY |  | ROBERT SHAW |  | NA | 0
AIR HANDLING UNIT | NA | NULL | NA | NA | 0
AIR HANDLING UNIT |  | NULL |  | NA | 0
AIR HANDLING UNIT | NA | NULL | NA | NA | 0
VARIABLE SPEED DRIVE | 014110G319 | DB INDUSTRIES | 131F7539 | NA | 0
AIR FAN - SUPPLY | M3081350002 | TEMPERZONE | AEHBUC020 | NA | 0
VARIABLE SPEED DRIVE | 000214H309 | DB INDUSTRIES | 131H7675 | NA | 0
AIR FAN - SUPPLY |  | PORTCHIL | 4445-228535 | NA | 0
AIR FAN - SUPPLY |  | PORTCHIL | 4445-228535 | NA | 0
VARIABLE SPEED DRIVE | 010739G315 | DB INDUSTRIES | 131F9783 | NA | 0
AIR FAN - RETURN | NA | NULL | R6S8M747T | NA | 0
AIR FAN - RETURN | NA | NULL | R6S8M747T | NA | 0
AIR FAN - EXHAUST | WO548 | NULL | 24G4P | NA | 0
CHILLED WATER PUMP |  | ALCAIR | 11995T | NA | 0
CHILLED WATER PUMP | 4445-223-529 | PORTCHIL | HC5859 | NA | 0
AIR FAN - SUPPLY | 4445-227-523 | PORTCHIL | CM2925 | NA | 0
VARIABLE SPEED DRIVE | 000214H309 | DB INDUSTRIES | 131H7676 | NA | 0
AIR HANDLING UNIT |  | NULL |  | NA | 0
AIR FAN - SUPPLY |  | NULL | 4445111111 | NA | 0
VARIABLE SPEED DRIVE | 014210G319 | DB INDUSTRIES | 131F7539 | NA | 0
AIR FAN - RETURN |  | NULL |  | NA | 0
VARIABLE SPEED DRIVE |  | DB INDUSTRIES |  | NA | 0
VARIABLE SPEED DRIVE |  | DB INDUSTRIES |  | NA | 0
VARIABLE SPEED DRIVE | 08610G299 | DB INDUSTRIES | 131F7541 | NA | 0
AIR FAN - RETURN | 1007 JA J | MTA HCYGNUS |  | NA | 0
AIR FAN - SUPPLY | 7094117005 | TEMPERZONE | ASHB-UCC20 | NA | 0
VARIABLE SPEED DRIVE | 010911G319 | DB INDUSTRIES | 131H2658 | NA | 0
CONDENSER WATER PUMP |  | ALCAIR | PUMP SIZE 65X60-160 MOTOR MN 4445-109-12 | NA | 0
CONDENSER WATER PUMP |  | ALCAIR | PUMP SIZE 65X60-160 MOTOR MN 4445-109-12 | NA | 0
AIR COMPRESSOR | 10.05 | NULL | PULFORD 5055 | NA | 0
AIR FAN - SUPPLY | 10055JDJ | MTA HCYGNUS | AS1359 | NA | 0
AIR HANDLING UNIT |  | NULL |  | NA | 0
VARIABLE SPEED DRIVE | 016310G319 | DANFOSS | 131F7540 | NULL | NULL
AIR FAN - SUPPLY | 7094021011 | TEMPERZONE | ASHB-UCC20 | NA | 0
AIR FAN - RETURN | H4093303 003 | TEMPERZONE | AEHBUC067RSEFMC20 | NA | 0
AIR HANDLING UNIT |  | NULL |  | NA | 0
PRESSURISATION SYSTEM |  | AQUATHERM | LW304010 | NA | 0
STAIRWELL PRESSURISATION FAN |  | AQUATHERM | LW304010 | NA | 0
VARIABLE SPEED DRIVE |  | DB INDUSTRIES | 131U2237 | NA | 0
VARIABLE SPEED DRIVE |  | DB INDUSTRIES | 131U2237 | NA | 0
AIR COMPRESSOR | NA | NULL | NA | NULL | NULL
COOLING TOWER |  | NULL |  | NA | 0
COOLING TOWER |  | NULL |  | NA | 0
COOLING TOWER |  | NULL |  | NA | 0
COOLING TOWER |  | NULL |  | NA | 0
AIR FAN - SUPPLY | 010112G319 | DB INDUSTRIES | 131W4424 | NA | 0
AIR FAN - SUPPLY | 7096317002 | TEMPERZONE | ASHBUCC2G | NA | 0
VARIABLE SPEED DRIVE | 012815G319 | DB INDUSTRIES | 131F7542 | NA | 0
AIR FAN - RETURN |  | NULL |  | NA | 0
AIR FAN - SUPPLY | W0923 | NULL | 19G2P G.W AXIAL | NA | 0
KITCHEN EXHAUST FAN | V9525 | NULL | 24G4P | NA | 0
VARIABLE SPEED DRIVE | 010211G319 | DB INDUSTRIES | 131H8116 | NA | 0
HEAT EXCHANGER - WATER TO WAT |  | NULL | REG NO. 86003 | NA | 0
CONDENSER WATER PUMP |  | ALCAIR | PUMP SIZE65X50-160 MOTOR MN 4445-109-121 | NA | 0
CONDENSER WATER PUMP |  | ALCAIR | Q31146 | NA | 0
CONDENSER WATER PUMP |  | ALCAIR |  | NA | 0
AIR HANDLING UNIT |  | NULL |  | NA | 0
AIR FAN - SUPPLY | 10026JCJ | MTA HCYGNUS | MOTOR MN 6309-22 6209-27 | NA | 0
VARIABLE SPEED DRIVE | 019210G319 | DB INDUSTRIES | 131F7541 | NA | 0
AIR FAN - SUPPLY | 7094021006 | TEMPERZONE | ASHBUCC20 | NA | 0
VARIABLE SPEED DRIVE | 010331G319 | DB INDUSTRIES | 131N4436 | NA | 0
AIR HANDLING UNIT |  | NULL |  | NA | 0
AIR FAN - SUPPLY | 7085364001 | TEMPERZONE | ASHBUCC20 | NA | 0
AIR FAN - SUPPLY | P6109454001 | TEMPERZONE | AEMBUCC2G | NA | 0
VARIABLE SPEED DRIVE | 010212G319 | DB INDUSTRIES | 131N4424 | NA | 0
VARIABLE SPEED DRIVE | 011415G913 | DB INDUSTRIES | 131F7543 | NA | 0
AIR HANDLING UNIT |  | NULL |  | NA | 0
VARIABLE SPEED DRIVE | 012315G139 | DB INDUSTRIES | 131F7542 | NA | 0
VARIABLE SPEED DRIVE | 010311G319 | DB INDUSTRIES | 131H8166 | NA | 0
AIR FAN - SUPPLY | 708C742001 | TEMPERZONE | ASHBUCC20 | NA | 0
CONDENSER WATER PUMP |  | ALCAIR | Q75-108 | NA | 0
CONDENSER WATER PUMP |  | ALCAIR | Q75-108 | NA | 0
CHILLED WATER PUMP |  | ALCAIR | 75-108 | NA | 0
CHILLED WATER PUMP |  | ALCAIR | 75-108 | NA | 0
CHILLED WATER PUMP |  | ALCAIR | 75-108 | NA | 0
CHILLED WATER PUMP |  | ALCAIR | 75-108 | NA | 0
CONDENSER WATER PUMP |  | ALCAIR |  | NA | 0
AIR FAN - RETURN |  | ALCAIR | 75-108 | NA | 0
CONDENSER WATER PUMP |  | ALCAIR | Q75-108 | NA | 0
CHILLER - WATER COOLED | NOT SITED | RAC | AIRMASTER | NA | 0
AIR HANDLING UNIT |  | NULL |  | NA | 0
AIR FAN - RETURN | H4093303002 | TEMPERZONE | AEHBUCO67R50FMC20 | NA | 0
VARIABLE SPEED DRIVE | 016410G319 | DB INDUSTRIES | 131F7540 | NA | 0
AIR FAN - SUPPLY |  | TEMPERZONE | ASHBUCC20 | NA | 0
VARIABLE SPEED DRIVE | 010111G319 | DB INDUSTRIES | 131N4436 | NA | 0
AIR HANDLING UNIT |  | NULL |  | NA | 0
AIR FAN - RETURN | 4091368004 | TEMPERZONE | ARMBUCC20 | NA | 0
VARIABLE SPEED DRIVE | 014310G319 | DANFOSS | 131F7539 | NULL | NULL
AIR FAN - SUPPLY | H6093309 | TEMPERZONE | ASHBUCO400025FMC20 | NA | 0
VARIABLE SPEED DRIVE | 010305G309 | DB INDUSTRIES | 131F7544 | NA | 0
AIR HANDLING UNIT |  | NULL |  | NA | 0
AIR HANDLING UNIT |  | MTA HCYGNUS | AS1359 | NA | 0
VARIABLE SPEED DRIVE | 019110G913 | DB INDUSTRIES | 131F7541 | NA | 0
VARIABLE SPEED DRIVE | 010811G319 | DB INDUSTRIES | 131H2658 | NA | 0
AIR HANDLING UNIT |  | TEMPERZONE | ASHBUCC20 | NA | 0
FAN COIL UNIT - DUCTED |  | MUNTERS |  | NA | 0
AIR FAN - EXHAUST |  | NULL | G.W AXIAL 30G4P | NA | 0
AIR FAN - EXHAUST |  | NULL | G.W AXIAL G30WP | NA | 0
AIR FAN - EXHAUST |  | NULL |  | NA | 0
AIR FAN - SUPPLY | 38G6P | NULL | G.W ACIAL | NA | 0
AIR HANDLING UNIT |  | NULL |  | NA | 0
AIR FAN - RETURN | 4086392004 | TEMPERZONE | AEMBUCC20 | NA | 0
VARIABLE SPEED DRIVE | 014010G319 | DB INDUSTRIES | 131F7539 | NA | 0
AIR FAN - SUPPLY | H6093309 | TEMPERZONE | ASHBUCO40025FMC20 | NA | 0
VARIABLE SPEED DRIVE | 010359G319 | DB INDUSTRIES | 131F7544 | NA | 0
VARIABLE SPEED DRIVE |  | DB INDUSTRIES | 131N4436 | NA | 0
UPRIGHT SINGLE DOOR FRIDGE |  | NULL | 2155008862 AIRDESIGN | NA | 0
AIR FAN - SUPPLY |  | NULL | G.W.AXIAL 3866P | NA | 0
FAN COIL UNIT - DUCTED |  | NULL | HVAC | NA | 0
AIR COOLED SPLIT SYSTEM |  | NULL | HVAC | NA | 0
AIR FAN - OUTSIDE |  | NULL | FAN TECH PCD454DD | NA | 0
CAR PARK EXHAUST FAN |  | NULL | FANTECH PCD504DD | NA | 0
CAR PARK SUPPLY AIR FAN |  | NULL |  | NA | 0
AIR FAN - OUTSIDE |  | NULL |  | NA | 0
VARIABLE SPEED DRIVE | 010113G369 | DB INDUSTRIES | 131F8479 | NA | 0
AIR FAN - OUTSIDE | 0123G4108 | DB INDUSTRIES | 131B4061 | NA | 0
FAN COIL UNIT - DUCTED |  | NULL | NA | NA | 0
AIR HANDLING UNIT |  | NULL | N:A | NA | 0
FAN COIL UNIT - DUCTED |  | MUNTERS |  | NA | 0
CHILLER - AIR COOLED | 631MD0995 | NULL | FLUID CHILLERS AUST CA100P | R407C | 20
CHILLER - WATER COOLED |  | RAC | AIRMASTER | R134A | 200
CHILLER - WATER COOLED |  | RAC | AIRMASTER | R134A | 200
HEAT EXCHANGER - WATER TO WAT | 54537 | NULL | S26-IS | NA | 0
HEAT EXCHANGER - WATER TO WAT | 54536 | NULL | S26-IS | NA | 0
HEAT EXCHANGER - WATER TO WAT | 54535 | NULL | S26-IS | NA | 0
HEAT EXCHANGER - WATER TO WAT | 54534 | NULL | S9A-1G | NA | 0
HEAT EXCHANGER - WATER TO WAT | 54533 | NULL | S9A-1G | NA | 0
HEAT EXCHANGER - WATER TO WAT | 2011 077 | NULL | H17 MGS 10 | NA | 0
HEAT EXCHANGER - WATER TO WAT | 506737 | NULL | 50 | NA | 0
HEAT EXCHANGER - WATER TO WAT | 506737 | NULL | 50 | NA | 0
COOLING TOWER | 12JO209 | BAC | RCT 2540 | NA | 0
COOLING TOWER | 12JO208 | BAC | RCT 2540 | NA | 0
COOLING TOWER | 12JO207 | BAC | RCT 2540 | NA | 0
COOLING TOWER | 12JO206 | BAC | RCT 2540 | NA | 0
COOLING TOWER | 12JO206 | BAC | RCT 2540 | NA | 0
VARIABLE SPEED DRIVE | 3114405437 | ABB | ACH550-01-023A-4+BO55 | NA | 0
VARIABLE SPEED DRIVE | 3114405433 | ABB | ACH550-01-023A-4+BO55 | NA | 0
VARIABLE SPEED DRIVE | 3115100631 | ABB | ACH550-01-012A-4+BO55 | NA | 0
VARIABLE SPEED DRIVE | 3114705090 | ABB | ACH550-01-045A-4+BO55 | NA | 0
VARIABLE SPEED DRIVE | 3120704293 | ABB | ACH550-01-06A9-4+BO55 | NA | 0
VARIABLE SPEED DRIVE | 3123502949 | ABB | ACH550-01-012A-4+BO55 | NA | 0
CHILLED WATER PUMP | 125X100-200 | AJAX | 120434ND | NA | 0
AIR HANDLING UNIT | CR26A08-1250 | AIR DESIGN | 5160-062684 | OTHER | 0
CONDENSER WATER PUMP | 150X125-315 | AJAX | 120442ND | NA | 0
CONDENSER WATER PUMP | 150X125-315 | AJAX | 120442ND | NA | 0
CONDENSER WATER PUMP | 125X100-400 | AJAX | 120438ND | NA | 0
CONDENSER WATER PUMP | 125X100-400 | AJAX | 120438ND | NA | 0
CONDENSER WATER PUMP | 125X100-400 | AJAX | 120438ND | NA | 0
CONDENSER WATER PUMP | 150X125-315 | AJAX | 120442ND | NA | 0
VARIABLE SPEED DRIVE | 3142304134 | ABB | ACH550-01-059A-4+BO55 | NA | 0
VARIABLE SPEED DRIVE | 3114704961 | ABB | ACH550-01-087A-4+BO55 | NA | 0
CONDENSER WATER PUMP | 150X125-315 | AJAX | 120442ND | NA | 0
VARIABLE SPEED DRIVE | 3121801144 | ABB | ACH550-01-059A-4+BO55 | NA | 0
VARIABLE SPEED DRIVE | 3114904587 | ABB | ACH550-01-059A-4+BO55 | NA | 0
VARIABLE SPEED DRIVE | 3114105467 | ABB | ACH550-01-087A-4+BO55 | NA | 0
VARIABLE SPEED DRIVE | 3114704966 | ABB | ACH550-01-087A-4+BO55 | NA | 0
CONDENSER WATER PUMP | 150X125-315 | AJAX | 120442ND | NA | 0
CHILLED WATER PUMP | 125X100-200 | AJAX | 120434ND | NA | 0
HEATING HOT WATER PUMP | 100X65-315 | AJAX | 120423ND | NA | 0
VARIABLE SPEED DRIVE | 3114806439 | ABB | ACH550-01-045A-4+BO55 | NA | 0
VARIABLE SPEED DRIVE | 3115003754 | ABB | ACH550-01-038A-4+BO55 | NA | 0
CHILLED WATER PUMP | 150X125-315 | AJAX | 120442ND | NA | 0
HEATING HOT WATER PUMP | 125X100-200 | AJAX | 120434ND | NA | 0
CONDENSER WATER PUMP | 150X125-315 | AJAX | 120442ND | NA | 0
CONDENSER WATER PUMP | 150X125-315 | AJAX | 120442ND | NA | 0
SWITCHBOARD MECHANICAL | 1361-L28.1-1 | NULL |  | NA | 0
SWITCHBOARD MECHANICAL | 1361-L28.1-1 | NULL |  | NA | 0
SWITCHBOARD MECHANICAL | 1361-15.1 | NULL |  | NA | 0
SWITCHBOARD MECHANICAL | 1361-15.2 | NULL |  | NA | 0
SWITCHBOARD MECHANICAL | 1361-15.3 | NULL |  | NA | 0
CHILLED WATER PUMP | 150X125-315 | AJAX | 120442ND | NA | 0
VARIABLE SPEED DRIVE | 3113800177 | ABB | ACH550-01-045A-4+BO55 | NA | 0
CHILLED WATER PUMP | 80X50-315 | AJAX | 120416ND | NA | 0
CONDENSER WATER PUMP | 150X125-315 | AJAX | 120442ND | NA | 0
CONDENSER WATER PUMP | 124003000 | AJAX | ISO100X65-315 | NA | 0
VARIABLE SPEED DRIVE | 3113800166 | ABB | ACH550-01-045A-4+BO55 | NA | 0
VARIABLE SPEED DRIVE | 3113800182 | ABB | ACH550-01-045A-4+BO55 | NA | 0
VARIABLE SPEED DRIVE | 3114506127 | ABB | ACH550-01-012A-4+BO55 | NA | 0
VARIABLE SPEED DRIVE | 3113800169 | ABB | ACH550-01-045A-4+BO55 | NA | 0
VARIABLE SPEED DRIVE | 3114304707 | ABB | ACH550-01-023A-4+BO55 | NA | 0
AIR FAN - EXHAUST |  | FANTECH |  | NA | 0
VARIABLE SPEED DRIVE | 3114205707 | ABB | ACH550-1-023A-4+BO55 | NA | 0
VARIABLE SPEED DRIVE | 3114105168 | ABB | ACH550-1-038A-4+BO55 | NA | 0
VARIABLE SPEED DRIVE | 3114105167 | ABB | ACH550-1-038A-4+BO55 | NA | 0
VARIABLE SPEED DRIVE | 3114105168 | ABB | ACH550-1-038A-4+BO55 | NA | 0
AIR FAN - RETURN |  | FANTECH |  | NA | 0
VARIABLE SPEED DRIVE | 3111504241 | ABB | ACH550-1-045A-4+BO55 | NA | 0
VARIABLE SPEED DRIVE | 3104302228 | ABB | ACH550-01-023A-4+BO55 | NA | 0
VARIABLE SPEED DRIVE | 3112504463 | ABB | ACH550-1-072A-4+BO55 | NA | 0
VARIABLE SPEED DRIVE | 3141204805 | ABB | ACH550-1-023A-4+BO55 | NA | 0
VARIABLE SPEED DRIVE | 3114205707 | ABB | ACH550-1-023A-4+BO55 | NA | 0
VARIABLE SPEED DRIVE | 3112504462 | ABB | ACH550-1-072A-4+BO55 | NA | 0
VARIABLE SPEED DRIVE | 3114105049 | ABB | ACH550-1-06A9-4+BO55 | NA | 0
VARIABLE SPEED DRIVE | 3113205899 | ABB | ACH550-1-059A-4+BO55 | NA | 0
VARIABLE SPEED DRIVE | 3114105171 | ABB | ACH550-1-038A-4+BO55 | NA | 0
VARIABLE SPEED DRIVE | 3113005320 | ABB | ACH550-1-031A-4+BO55 | NA | 0
VARIABLE SPEED DRIVE | 3114105173 | ABB | ACH550-1-038A-4+BO55 | NA | 0
VARIABLE SPEED DRIVE | 3114001459 | ABB | ACH550-1-059A-4+BO55 | NA | 0
VARIABLE SPEED DRIVE | 3120604517 | ABB | ACH550-1-015A-4+BO55 | NA | 0
VARIABLE SPEED DRIVE | 3113204767 | ABB | ACH550-1-072A-4+BO55 | NA | 0
AIR HANDLING UNIT | CR26A08-1250 | AIR DESIGN | 5160-062687 | OTHER | 0
AIR HANDLING UNIT | CR26A08-1250 | AIR DESIGN | 5160-06268? | OTHER | 0
AIR HANDLING UNIT | CR26A08-1250 | AIR DESIGN | 5160-062688 | OTHER | 0
VARIABLE SPEED DRIVE | 3114705694 | ABB | ACH550-01-023A-4+BO55 | NA | 0
FAN COIL UNIT - DUCTED | HMP09-6CH-R250L2L | AIR DESIGN | 4533-039124 | NA | 0
VARIABLE SPEED DRIVE | 3114305275 | ABB | ACH550-01-012A-4+B055 | NA | 0
VARIABLE SPEED DRIVE | 3114705694 | ABB | ACH550-01-023A-4+BO55 | NA | 0
AIR FAN - EXHAUST | UNKNOWN | FANTECH | UNKNOWN | NA | 0
FAN COIL UNIT - DUCTED | HMP25-5CH-R400L2L | AIR DESIGN | 4533-039125 | NA | 0
AIR FAN - SUPPLY | UNKNOWN | FANTECH | UNKNOWN | NA | 0
AIR HANDLING UNIT | ?? | AIR DESIGN | 5160-062689 | OTHER | 0
AIR HANDLING UNIT | CR21A08-1000 | AIR DESIGN | 5160-062686 | OTHER | 0
AIR FAN - SUPPLY | UNKNOWN | FANTECH | UNKNOWN | NA | 0
AIR FAN - RETURN |  | FANTECH |  | NA | 0
AIR FAN - RETURN | UNKNOWN | FANTECH | UNKNOWN | NA | 0
AIR FAN - EXHAUST | UNKNOWN | FANTECH | UNKNOWN | NA | 0
TOILET EXHAUST FAN | UNKNOWN | FANTECH | UNKNOWN | NA | 0
CAR PARK EXHAUST FAN | 1400 DIAM | FANTECH | AP1404CA12M300 | NA | 0
AIR FAN - RETURN | UNKNOWN | FANTECH | UNKNOWN | NA | 0
TOILET EXHAUST FAN | UNKNOWN | FANTECH | UNKNOWN | NA | 0
SWITCHBOARD MECHANICAL | 1361-M.1-M | NULL |  | NA | 0
AIR FAN - RETURN |  | FANTECH |  | NA | 0
FAN COIL UNIT - DUCTED | HMP14-BCH-R280L1L | AIR DESIGN | 4533-039126 | NA | 0
AIR FAN - RETURN | UNKNOWN | FANTECH | UNKNOWN | NA | 0
FAN COIL UNIT - DUCTED | HMP09-8CH-R250L1L | AIR DESIGN | 4533-039116 | NA | 0
FAN COIL UNIT - DUCTED | HFCV84A05-560 | AIR DESIGN | 4533-039115 | NA | 0
FAN COIL UNIT - DUCTED | HMP25-8CH-R355L1L | AIR DESIGN | 4533-039117 | NA | 0
VARIABLE SPEED DRIVE | 3113800292 | ABB | ACH550-01-02A4-4+B055 | NA | 0
VARIABLE SPEED DRIVE | 3114404564 | ABB | ACH550-01-05A4-4+B055 | NA | 0
VARIABLE SPEED DRIVE | 3113103583 | ABB | ACH550-01-04A1-4+B055 | NA | 0
FAN COIL UNIT - DUCTED | UNKNOWN | AIR DESIGN | UNKNOWN | NA | 0
VARIABLE SPEED DRIVE | 3113404194 | ABB | ACH550-01-03A3-4+B055 | NA | 0
VARIABLE SPEED DRIVE | 3114404564 | ABB | ACH550-01-05A4-4+B055 | NA | 0
VARIABLE SPEED DRIVE | 3150304788 | ABB | ACH550-01-012A-4+B055 | NA | 0
SWITCHBOARD MECHANICAL | 1361-M-2 | NULL |  | NA | 0
VARIABLE SPEED DRIVE | 3113103583 | ABB | ACH550-01-04A1-4+B055 | NA | 0
VARIABLE SPEED DRIVE | 3111604866 | ABB | ACH550-01-059A-4+B055 | NA | 0
AIR FAN - SUPPLY | UNKNOWN | FANTECH | UNKNOWN | NA | 0
CAR PARK SUPPLY AIR FAN | UNKNOWN | FANTECH | UNKNOWN | NA | 0
CAR PARK SUPPLY AIR FAN | UNKNOWN | FANTECH | UNKNOWN | NA | 0
AIR FAN - SUPPLY | UNKNOWN | FANTECH | PCD 564DD | NA | 0
AIR DAMPER |  | BULLOCK |  | NA | 0
AIR FAN - SUPPLY | UNKNOWN | FANTECH | UNKNOWN | NA | 0
CAR PARK SUPPLY AIR FAN | UNKNOWN | FANTECH | UNKNOWN | NA | 0
AIR FAN - EXHAUST | 470095 | FANTECH | CPD0564F | NA | 0
EXPANSION TANK (CLOSED LOOPS) | 16426 | NULL | 4253 | NA | 0
EXPANSION TANK (CLOSED LOOPS) | 16817 | NULL | 801.5 | NA | 0
EXPANSION TANK (CLOSED LOOPS) | 16306 | NULL | 3003 | NA | 0
EXPANSION TANK (CLOSED LOOPS) | 08L0728 61976 | NULL | 140L | NA | 0
EXPANSION TANK (CLOSED LOOPS) | 08L0728 61976 | NULL | 140L | NA | 0
CIRCULATING PUMP | 87360232 | GRUNDFOS | MG132SB2-38FF265-F1 | NA | 0
EXPANSION TANK (CLOSED LOOPS) | 11L042780031 | NULL | 50L | NA | 0
FIRE DAMPER | VARIOUS | BULLOCK | VARIOUS | NA | 0
DOSING POT (CLOSED LOOPS) | 22813 | NULL | V500-4-D8 | NA | 0
ICE STORAGE TANK |  | NULL |  | NA | 0
CASSETTE SPLIT SYSTEM | 2005885T | MITSUBISHI | MSZ-GE50VA2 | R410A | 1
CASSETTE SPLIT SYSTEM | 2004366T | MITSUBISHI | MSZ-GE50VA2 | R410A | 1
CONDENSER UNIT | 1005886T | MITSUBISHI | MUZ-GE50VA | R410A | 1
UNDER CEILING SPLIT SYSTEM | OYU03748 | MITSUBISHI | PUHZ-RP100VHA2 | R410A | 5
UNDER CEILING SPLIT SYSTEM | OYU03751 | MITSUBISHI | PUHZ-RP100VHA2 | R410A | 5
CONDENSER UNIT | 1157 | MITSUBISHI | PUZ-ZM100VKA-A | R32 | 4
CONDENSER UNIT | 1158 | MITSUBISHI | PUZ-ZM100VKA-A | R32 | 4
CHILLER - SCREW | U11E00203 | TRANE | RTWD 120E | R134A | 238
CHILLER - CENTRIFUGAL | L11D01488 | TRANE | CVHG480 | R134A | 238
CHILLER - CENTRIFUGAL | L11D01480 | TRANE | CVHG480 | R123 | 455
DUCTED HYDRONIC HEATING COIL | UNKNOWN | NULL | UNKNOWN | NA | 0
AIR HANDLING UNIT | A02793 | AIRITE | RLH58 | NA | 0
AIR HANDLING UNIT | A02794 | AIRITE | RLH58 | NA | 0
AIR HANDLING UNIT | A02795 | AIRITE | RLH511 | NA | 0
SWITCHBOARD MECHANICAL |  | NULL | BENLEC PTY LTD | NA | 0
AIR HANDLING UNIT | A02792 | AIRITE | RLH58 | NA | 0
AIR HANDLING UNIT | A02791 | AIRITE | A532H | NA | 0
AIR FAN - EXHAUST | UNKNOWN | FEDERAL | AP040-10010 | NA | 0
AIR FAN - EXHAUST | UNKNOWN | FEDERAL | AP050-10-10 | NA | 0
AIR FAN - EXHAUST | UNKNOWN | FEDERAL | AP040-10-10 | NA | 0
AIR FAN - EXHAUST | UNKNOWN | FEDERAL | MT302 | NA | 0
AIR FAN - EXHAUST | UNKNOWN | FEDERAL | AP031-10-23 | NA | 0
PACKAGED AIR CONDITIONING UNIT | UNKNOWN | ENGLISH ELECT | UNKNOWN | NA | 0
PACKAGED AIR CONDITIONING UNIT | UNKNOWN | ENGLISH ELECT | UNKNOWN | NA | 0
AIR HANDLING UNIT | A02796 | AIRITE | ALH54 | NA | 0
SWITCHBOARD MECHANICAL | NA | NULL | E.C. & I PTY LTD | NA | 0
FRIDGE | HA110411446 | NULL | TME650-H | NA | 0
FRIDGE | 49628 | WOODS | HBR2UST-0A0 | NA | 0
COOL ROOM | NA | NULL | CUSTOM BUILT | NA | 0
FREEZER ROOM | NA | NULL | CUSTOM MADE | NA | 0
EVAPORATIVE COOLER | C9410204 | ELECTROLUX | RPA600 | NA | 0
AIR FAN - EXHAUST | NA | FEDERAL | MV132E | NA | 0
AIR FAN - EXHAUST |  | FEDERAL | CE224D | NA | 0
AIR FAN - EXHAUST | 412232 | FEDERAL | CE254D | NA | 0
AIR FAN - EXHAUST | UNKNOWN | FEDERAL | MV252E | NA | 0
AIR FAN - EXHAUST | UNKNOWN | FEDERAL | MV204 | NA | 0
AIR FAN - EXHAUST | 505665 | FEDERAL | MRV2 | NA | 0
AIR FAN - EXHAUST | 491061 | FEDERAL | RV3 | NA | 0
AIR FAN - EXHAUST | 491061 | FEDERAL | RV3 | NA | 0
AIR FAN - EXHAUST | 496059 | FEDERAL | MRV2 | NA | 0
CASSETTE SPLIT SYSTEM | C028115 | DAKO | FXFQ63PVE9 | NA | 0
VRF DUCTED SPLIT | E021940 | DAKO | FXMQ100PVE | NA | 0
CASSETTE SPLIT SYSTEM | E001768 | DAKO | FXZQ20MVE | NA | 0
CASSETTE SPLIT SYSTEM | E001766 | DAKO | FXZQ20MVE9 | NA | 0
CASSETTE SPLIT SYSTEM | E002690 | DAKO | FXZQ40 MVE | NA | 0
CASSETTE SPLIT SYSTEM | E003051 | DAKO | FXZQ32 MVE | NA | 0
CASSETTE SPLIT SYSTEM | E002727 | DAKO | FXZQ32MVE | NA | 0
CASSETTE SPLIT SYSTEM | E002724 | DAKO | FXZQ32 MVE | NA | 0
CASSETTE SPLIT SYSTEM | E002656 | DAKO | FXZQ32MVE | NA | 0
CASSETTE SPLIT SYSTEM | E003251 | DAKO | FXZQ32MVE | NA | 0
VRF DUCTED SPLIT | E015221 | DAKO | FXMQ63 PVE | NA | 0
CASSETTE SPLIT SYSTEM | E001781 | DAKO | FXZQ20 MVE | NA | 0
CASSETTE SPLIT SYSTEM | C028026 | DAKO | FXFQ63PVE9 | NA | 0
CASSETTE SPLIT SYSTEM | E002694 | DAKO | FXZQ40MVE | NA | 0
CASSETTE SPLIT SYSTEM | E002596 | DAKO | FXZQ32MVE | NA | 0
AIR COOLED SPLIT SYSTEM | A000982 | DAKO | REYQ16PY1 | NA | 0
AIR COOLED SPLIT SYSTEM | A000926 | DAKO | REYQ16PY1 | NA | 0
VRF DUCTED SPLIT | UNKNOWN | DAKO | FXMQ63PVE | NA | 0
HEAT EXCHANGER - AIR TO AIR | 1306154-1 | NULL | ARMCOR XC1000CM | NA | 0
BMS | UNKNOWN | DAKO | ITOUCH CONTROLLER | NA | 0
SWITCHBOARD MECHANICAL |  | E C I | PRO 21704 | NA | 0
VRF DUCTED SPLIT | E024870 | DAKO | FXMQ125PVE | NA | 0
VRF DUCTED SPLIT | E021939 | DAKO | FXMQ100 PVE | NA | 0
WALL MOUNTED SPLIT SYSTEM | 4000501 | MODULEX | MSZ-A09YV | NA | 0
WALL MOUNTED SPLIT SYSTEM |  | GREGORY | UNKNOWN | NA | 0
WALL MOUNTED SPLIT SYSTEM | 4000179 | MODULEX | MSZ-A09YV | NA | 0
WALL MOUNTED SPLIT SYSTEM | 4000442 | MODULEX | MSZ-A09YV | NA | 0
WALL MOUNTED SPLIT SYSTEM | 4000409 | MODULEX | MSZ-A18YV | NA | 0
WALL MOUNTED SPLIT SYSTEM | 4000143 | MODULEX | MUZ-A09YV | NA | 0
WALL MOUNTED SPLIT SYSTEM | 4000218 | MODULEX | MSZ-A09YV | NA | 0
DUCTED SPLIT SYSTEM | T010995 | GREGORY | ARTC54LATU | NA | 0
WALL MOUNTED SPLIT SYSTEM | 4000454 | MODULEX | MSZ-A09YV | NA | 0
WALL MOUNTED SPLIT SYSTEM | 4000450 | MODULEX | MSZ-A09YV | NA | 0
WALL MOUNTED SPLIT SYSTEM | 4000130 | MODULEX | MSZ-A09YV | NA | 0
WALL MOUNTED SPLIT SYSTEM | E044458 | GREGORY | ASTA09LCC | NA | 0
WALL MOUNTED SPLIT SYSTEM | 4000277 | MODULEX | MSZ-A09YV | NA | 0
WALL MOUNTED SPLIT SYSTEM | 4000305 | MODULEX | MUZ-A09YV | NA | 0
WALL MOUNTED SPLIT SYSTEM | 4000226 | MODULEX | MUZ-A18YV | NA | 0
WALL MOUNTED SPLIT SYSTEM | E044056 | GREGORY | AOTG09LVC | NA | 0
WALL MOUNTED SPLIT SYSTEM | 4000396 | MODULEX | MUZ-A12YV | NA | 0
WALL MOUNTED SPLIT SYSTEM | 4000273 | MODULEX | MUZ-A09YV | NA | 0
WALL MOUNTED SPLIT SYSTEM | 4000127 | MODULEX | MUZ-A09YV | NA | 0
WALL MOUNTED SPLIT SYSTEM | 4000300 | MODULEX | MUZ-A09YV | NA | 0
WALL MOUNTED SPLIT SYSTEM | 4000274 | MODULEX | MUZ-A09YV | NA | 0
WALL MOUNTED SPLIT SYSTEM | E044855 | GREGORY | AOTR09LCC | NA | 0
WALL MOUNTED SPLIT SYSTEM | 4000227 | MODULEX | MUZ-A09YV | NA | 0
WALL MOUNTED SPLIT SYSTEM | 4000277 | MODULEX | MUZ-A09YV | NA | 0
WALL MOUNTED SPLIT SYSTEM | 4000303 | MODULEX | MUZ-A09YV | NA | 0
WALL MOUNTED SPLIT SYSTEM | 4000185 | MODULEX | MUZ-A09YV | NA | 0
DUCTED SPLIT SYSTEM | T020899 | GREGORY | AOT54LJBYL | NA | 0
WALL MOUNTED SPLIT SYSTEM | 4000130 | MODULEX | MUZ-A18YV | NA | 0
WALL MOUNTED SPLIT SYSTEM | 4000276 | MODULEX | MUZ-A09YV | NA | 0
WALL MOUNTED SPLIT SYSTEM | 4000117 | MODULEX | MSZ-A18YV | NA | 0
WALL MOUNTED SPLIT SYSTEM | 4000213 | MODULEX | MSZ-A09YV | NA | 0
WALL MOUNTED SPLIT SYSTEM | 4000447 | MODULEX | MSZ-A09YV | NA | 0
SWITCHBOARD MECHANICAL | NA | NULL | NHP | NA | 0
WALL MOUNTED SPLIT SYSTEM | NA | TEMPERZONE | LS1508V | NA | 0
WALL MOUNTED SPLIT SYSTEM | NA | TEMPERZONE | LS1508 V | NA | 0
WALL MOUNTED SPLIT SYSTEM | NA | TEMPERZONE | LS1508V | NA | 0
WALL MOUNTED SPLIT SYSTEM | NA | TEMPERZONE | LS1508V | NA | 0
WALL MOUNTED SPLIT SYSTEM | NA | TEMPERZONE | LS1508V | NA | 0
WALL MOUNTED SPLIT SYSTEM | NA | TEMPERZONE | LS1508V | NA | 0
WALL MOUNTED SPLIT SYSTEM | E056805 | TEMPERZONE | ASTA24LCC | NA | 0
WALL MOUNTED SPLIT SYSTEM | NA | TEMPERZONE | LS1508V | NA | 0
WALL MOUNTED SPLIT SYSTEM | NA | TEMPERZONE | LS1508V | NA | 0
WALL MOUNTED SPLIT SYSTEM | E056814 | GREGORY | ASTA24LCC | NA | 0
WALL MOUNTED SPLIT SYSTEM | NA | TEMPERZONE | LS1508V | NA | 0
WALL MOUNTED SPLIT SYSTEM | NA | TEMPERZONE | LS1508 | NA | 0
WALL MOUNTED SPLIT SYSTEM | UNKNOWN | TEMPERZONE | LT1508V | NA | 0
DUCTED SPLIT SYSTEM | T011133 | GREGORY | AOT54LJBYL | NA | 0
WALL MOUNTED SPLIT SYSTEM | NA | TEMPERZONE | LT1108V | NA | 0
WALL MOUNTED SPLIT SYSTEM | UNABLE TO DETERMINE | GREGORY | AOTR24LCC | NA | 0
WALL MOUNTED SPLIT SYSTEM | NA | TEMPERZONE | LT1508V | NA | 0
WALL MOUNTED SPLIT SYSTEM |  | TEMPERZONE | LT1508V | NA | 0
WALL MOUNTED SPLIT SYSTEM | NA | TEMPERZONE | LT1508V | NA | 0
WALL MOUNTED SPLIT SYSTEM | NA | TEMPERZONE | LT1508V | NA | 0
WALL MOUNTED SPLIT SYSTEM | NA | TEMPERZONE | LT1508V | NA | 0
WALL MOUNTED SPLIT SYSTEM | E056587 | GREGORY | AITR24LCC | NA | 0
WALL MOUNTED SPLIT SYSTEM | NA | TEMPERZONE | LT1508V | NA | 0
WALL MOUNTED SPLIT SYSTEM | NA | TEMPERZONE | LT1508V | NA | 0
WALL MOUNTED SPLIT SYSTEM | NA | TEMPERZONE | LT1508V | NA | 0
DUCTED SPLIT SYSTEM | T001149 | GREGORY | ARTC54LATU | NA | 0
SWITCHBOARD MECHANICAL | NA | NULL | NHP | NA | 0
CHILLER - WATER COOLED | 2013190 | NULL | 200LG-LX | NA | 0
CHILLER - WATER COOLED | 2013398 | NULL | 200LG-LX | NA | 0
AIR HANDLING UNIT | BA1006049609 | MECHANICAL SER | MTZ73HN4AVE | NA | 0
DUCTED SPLIT SYSTEM | B174 4540 | ZEIL | Y53 | NA | 0
PACKAGE AC - WATER SOURCED | 1485J01552 | CIEMANTS | 5H80-A194 | NA | 0
CHILLER - WATER COOLED | 1670807340 | BONAIR | S6F-30.2Y-40P | NA | 0
CHILLER - WATER COOLED | 160070808882 | BONAIR | S6F-30.2Y-40P | NA | 0
CHILLER - WATER COOLED | 1671108677 | BONAIR | S6F-30.2Y-40P | NA | 0
CHILLER - WATER COOLED | 1671108678 | BONAIR | S6F-30.2Y-40P | NA | 0
CHILLER - WATER COOLED | 16070806000 | BONAIR | S6F-30.2Y-40P | NA | 0
CHILLER - REVERSE CYC AIR | EY016429-5031004 | ZEIL | F62S-22A | NA | 0
CHILLER - AIR COOLED | RA240E1091 | CIEMANTS | 30RA240AACC3 | NA | 0
COOL ROOM | 1284 | KIRBY | AS200.3 | NA | 0
FREEZER ROOM | 1682804994 | BONAIR | 2CC-4.2Y-40S | NA | 0
COOL ROOM | AML 17065 | PRIVA MAXIMISER | S100 | NA | 0
COOL ROOM | AML 17065 | PRIVA MAXIMISER | S100 | NA | 0
COOL ROOM | 1680818307 | BONAIR | 2EC-3.2Y-40S | NA | 0
COOL ROOM | 08FE9698H | CROSSLE | CS20K6E-TFD-55R | NA | 0
DUCTED SPLIT SYSTEM | 82U01537 | MODULEX | PUHZ-RP140VHA2 | R410A | 6
DUCTED SPLIT SYSTEM | 82U01677 | MODULEX | PUHZ-RP140VHA2 | R410A | 6
DUCTED SPLIT SYSTEM | 82U00773 | MODULEX | PUHZ-RP100VHA2 | R410A | 6
DUCTED SPLIT SYSTEM | 3SB62521-1A | DAKO | RMX140JZVMB | R407C | 10
0 - NOT SET | 1670400193 | BONAIR | 6G-40.2Y-40P | NA | 0
COOL ROOM | 1666906692 | BONAIR | 4T-12.2Y-40P | NA | 0
COOL ROOM | 1666906692 | BONAIR | 4T-12.2Y-40P | NA | 0
COOL ROOM | 1972300925 | BONAIR | 6G-40.2 Y | NA | 0
COOL ROOM | 430 014 | BONAIR | 41-12.2 | NA | 0
0 - NOT SET | 430 014 | BONAIR | 41-12.2 | NA | 0
AIR FAN - RETURN | 430 014 | BONAIR | 41-12.2 | NA | 0
CHILLER - WATER COOLED |  | ZEIL | WS 6004 | NA | 0
CHILLER - WATER COOLED | ET24-0123 | RAC | W1250-4A-24157294E2-20157318C2 | NA | 0
CHILLER - WATER COOLED | ET24-0123 | RAC | W1250-4A-24157294E2-20157318C2 | NA | 0
CHILLER - WATER COOLED | ET24-0123 | RAC | W1250-4A-24157294E2-20157318C2 | NA | 0
CHILLER - WATER COOLED | ET20-0217 | RAC | W0440-2A-20126146E2-1612617C3 | NA | 0
COOL ROOM | 1666501030 | BONAIR | 4T-12.2Y-40P | NA | 0
COOL ROOM | 17K10 0200307 | KLOCHNER MOLLER | BA 8MG-1 | NA | 0
COOL ROOM | 1271101270 | BONAIR | 2HC-22Y-40S | NA | 0
COOL ROOM | 2052390 | CROSSLE | DSKJP-15X-EWL | NA | 0
COOL ROOM | SC 10 4625070 | MECHANICAL SER | MTZ65HM4AVE | NA | 0
COOL ROOM | SD 10 4655557 | MECHANICAL SER | MTZ65HM4AVE | NA | 0
COOL ROOM | VK 5691610REFRIGERANT | MECHANICAL SER | MTZ32JF4BVE | NA | 0
COOL ROOM | RJ 10 4468033 | MECHANICAL SER | MTZ32JF4BVE | NA | 0
COOL ROOM | RJ 10 4468033 | MECHANICAL SER | MTZ32JF4BVE | NA | 0
COOL ROOM | TA 10 4875175 | MECHANICAL SER | MTZ36JG4AVE | NA | 0
COOL ROOM | TA 10 4888632 | MECHANICAL SER | MTZ51HK4AVE | NA | 0
COOL ROOM | TA 10 4888629 | MECHANICAL SER | MTZ51HK4AVE | NA | 0
PACKAGE AC - WATER SOURCED | 3706UA8205 | CIEMANTS | 5H126-A219 | NA | 0
PACKAGE AC - WATER SOURCED | 3706UA8205 | CIEMANTS | 5H126-A219 | NA | 0
PACKAGE AC - WATER SOURCED | 3706UA8205 | CIEMANTS | 5H126-A219 | NA | 0
COOL ROOM | 13ACL278M | CROSSLE | CS10K6E-PFJ-595 | NA | 0
COOL ROOM | 06D19708H | CROSSLE | CS10K6E-PFJ-551 | NA | 0
DUCTED SPLIT SYSTEM | 38271 | ACPAC | S0360VR9AD | R407C | 4
DUCTED SPLIT SYSTEM | 743076 | THERMAL EQUP CO | OSA 298RKTBGV | NA | 0
DUCTED SPLIT SYSTEM | 0024RAE045785 | ACPAC | S0240VR9AE | NA | 0
AIR FAN - RETURN | 1670400193 | BONAIR | 6G-40.2Y-40P | NA | 0
AIR COMPRESSOR | 2580642823 | BONAIR | 6HE-25Y-40P | NA | 0
AIR COMPRESSOR | 2580744159 | BONAIR | 6HE-25Y-40P | NA | 0
AIR COMPRESSOR | 1977006546 | BONAIR | 4G-20.2Y-40P | NA | 0
AIR COMPRESSOR | CT92D00053-S | BONAIR | 4RL1-1500-MSM | NA | 0
AIR COMPRESSOR | CT-93J-04046 S | CROSSLE | COPELMATIC - 4RL1-1500-MN | NA | 0
AIR COMPRESSOR | 80D11924 | CROSSLE | COPELMATIC - 4RL1500FSM (REMANUFACTURED) | NA | 0
AIR COMPRESSOR | 6998M917 | CROSSLE | 4R2000 | NA | 0
AIR COMPRESSOR | 79J09168 | CROSSLE | 4RA3-2000-TSE | NA | 0
CHILLER - WATER COOLED | 03H002124 | CIEMANTS | 30HR090911-03 | NA | 0
CONDENSER WATER PUMP | 501526046 | UNKNOWN | TGL20675 | NA | 0
CONDENSER WATER PUMP | 5615225115 | UNKNOWN | TGL20675 | NA | 0
CONDENSER WATER PUMP | 50915276 7 | UNKNOWN | TGL20675 | NA | 0
CONDENSER WATER PUMP | 60167358 | TRANE | FCKW8 | NA | 0
CHILLED WATER PUMP | UNKNOWN | AUTOHEAT | MA112M | NA | 0
CHILLER - WATER COOLED | L73 2051 | ZEIL | BF9 25S | NA | 0
CHILLER - WATER COOLED | 6111117 | ZEIL | FM178489 | NA | 0
CHILLER - AIR COOLED |  | CIEMANTS | 30GB 070 940 1 | NA | 0
CHILLER - WATER COOLED | 1198W09409 | CIEMANTS | 30LU-0150-910-R-03 | NA | 0
CHILLER - WATER COOLED | 3898W9573 | CIEMANTS | 30LU-0150-910BA-R-03 | NA | 0
CHILLER - WATER COOLED | 3898W9573 | CIEMANTS | 30LU-0150-910BA-R-03 | NA | 0
CHILLER - WATER COOLED | 4298W09602 | CIEMANTS | 30HXC126RY-901-03 | NA | 0
CHILLER - WATER COOLED | 12U114537 | CIEMANTS | 30HXCO89-A0115-HEE | NA | 0
COOL ROOM | 1527655 | CROSSLE | PLA1P-020E-TAM-201 | NA | 0
COOL ROOM | 1438768 | CROSSLE | PLA1P-020E-TAM-201 | NA | 0
FREEZER ROOM | 11G035751 M | CROSSLE | DLEP-20X-EWL | NA | 0
CHILLER - AIR COOLED | 09AY103819 | CIEMANTS | 30RA013-9B | R410A | 3
COOL ROOM | 612028862 | KLOCHNER MOLLER | PP250HM-4 | R404A | 3
COOL ROOM | 0305112-0803254 | FRIGOPOL | EL200Z | R404A | 4
COOL ROOM | 0305112-0803255 | FRIGOPOL | EL200Z | R404A | 4
COOL ROOM | GK 9976 | LUNITE HERMITI | AJS2296 | R404A | 4
COOL ROOM | GK 9977 | LUNITE HERMITI | AJS2296 | R404A | 4
DUCTED SPLIT SYSTEM | E004694 | DAKO | RZQ160KV4A | R410A | 4
DUCTED SPLIT SYSTEM | 161383 | AQUA | S0160RD005541 | R22 | 5
DUCTED SPLIT SYSTEM | GJ 12782 | ENGLISH ELECT | DN253H | R22 | 5
DUCTED SPLIT SYSTEM | E000114 | DAKO | RZYQ7PY1 | R410A | 10
DUCTED SPLIT SYSTEM | 3P142699-2B | DAKO | RZQ71FV4A | R410A | 28
WALL MOUNTED SPLIT SYSTEM | 82601932 | KIRBY | KSE35CRA | NA | 0
WALL MOUNTED SPLIT SYSTEM | 82601933 | KIRBY | KSE35CRA | NA | 0
VARIABLE AIR VOLUME UNITS | 2344 | NULL | 29408 CELMEC | NA | 0
WALL MOUNTED SPLIT SYSTEM | 82602001 | KIRBY | KSE35CRA | NA | 0
WALL MOUNTED SPLIT SYSTEM | 82903932 | KIRBY | KSE53HRA | NA | 0
PACKAGED AIR CONDITIONING UNIT | 233945 | AIRHANDLER | PCA92SD0200 | NA | 0
EXTRACTION SYSTEM - SMOKE | NA | EMAIL | NA | NA | 0
SWITCHBOARD MECHANICAL |  | EMAIL |  | NA | 0
SWITCHBOARD MECHANICAL |  | EMAIL |  | NA | 0
AIR FAN - EXHAUST | 04644-8 | NULL | TECH AIRE - SP21304 | NA | 0
DUCTED SPLIT SYSTEM | 244442 | AIRHANDLER | STA180E-0100 | NA | 0
VARIABLE AIR VOLUME UNITS | ? | NULL | ? | NA | 0
VARIABLE AIR VOLUME UNITS | NA | NULL | CELMEC - | NA | 0
VARIABLE AIR VOLUME UNITS | 2342 | NULL | 29408 | NA | 0
VARIABLE AIR VOLUME UNITS |  | NULL |  | NA | 0
VARIABLE AIR VOLUME UNITS | NO ACCESS | NULL | CELMEC | NA | 0
WALL MOUNTED SPLIT SYSTEM | E004225 | DAKO | FTXS90JVMA | NA | 0
WALL MOUNTED SPLIT SYSTEM | 2905405 | DAKO | FTY60GAV1A | NA | 0
WALL MOUNTED SPLIT SYSTEM | 2905434 | DAKO | FTY60GAV1A | NA | 0
WALL MOUNTED SPLIT SYSTEM | 2305335 | DAKO | FTY50GAV1A | NA | 0
WALL MOUNTED SPLIT SYSTEM | 2905431 | DAKO | FTY50GAV1A | NA | 0
WALL MOUNTED SPLIT SYSTEM | 2905468 | DAKO | FYT50GAV1A | NA | 0
WALL MOUNTED SPLIT SYSTEM | 2905778 | DAKO | FYT50GAV1A | NA | 0
WALL MOUNTED SPLIT SYSTEM | 2905446 | DAKO | FTY50GAV1A | NA | 0
WALL MOUNTED SPLIT SYSTEM | 2905555 | DAKO | FTY50GAV1A | NA | 0
WALL MOUNTED SPLIT SYSTEM | 7112303286 | PARKER | CS-C12CKP | NA | 0
DUCTED SPLIT SYSTEM | 3399W11671 | CIEMANTS | 060-751-GK-03 | NA | 0
WALL MOUNTED SPLIT SYSTEM | 70317-0043 | TEMPERZONE | LS1818YPS | NA | 0
WALL MOUNTED SPLIT SYSTEM | 7475302803 | PARKER | CS-E1SHKR | NA | 0
WALL MOUNTED SPLIT SYSTEM | 7475502805 | PARKER | CS-E1SHKR | NA | 0
WALL MOUNTED SPLIT SYSTEM | 7475402800 | PARKER | CS-E15HKR | NA | 0
WALL MOUNTED SPLIT SYSTEM | 7475802804 | PARKER | CS-E15HKR | NA | 0
WALL MOUNTED SPLIT SYSTEM | 7553103550 | PARKER | CU-E15HKR | NA | 0
WALL MOUNTED SPLIT SYSTEM | 2975200406 | PARKER | CS-E9MKR | NA | 0
DUCTED SPLIT SYSTEM | 28643 | BRITANNIA THERM | DAER2001 | NA | 0
DUCTED SPLIT SYSTEM | 28307 | BRITANNIA THERM | DSER1404 | NA | 0
DUCTED SPLIT SYSTEM | 140192 | AIRHANDLER | SCA27E-0100 | NA | 0
DUCTED SPLIT SYSTEM | 140192 | AIRHANDLER | SCA27E-0100 | NA | 0
WALL MOUNTED SPLIT SYSTEM | 200511 | NULL | DWM60HRG | NA | 0
WALL MOUNTED SPLIT SYSTEM | 200511 | NULL | KFR-60GA10 | NA | 0
WALL MOUNTED SPLIT SYSTEM | 200511 | NULL | KFR-35GJ11 | NA | 0
WALL MOUNTED SPLIT SYSTEM | 200511 | NULL | KFR-35GJ11 | NA | 0
WALL MOUNTED SPLIT SYSTEM | 200511 | NULL | KFR-35GJ11 | NA | 0
WALL MOUNTED SPLIT SYSTEM | 200900 | MODULEX | MSZ-GE71VA | NA | 0
DUCTED SPLIT SYSTEM | 244340 | AIRHANDLER | SRA180C-0100K | NA | 0
PACKAGED AIR CONDITIONING UNIT | 233947 | AIRHANDLER | PCA200U-0100-K | NA | 0
PACKAGED AIR CONDITIONING UNIT | 233946 | AIRHANDLER | PCA54SD0300-K | NA | 0
AIR FAN - EXHAUST |  | NULL | TECHAIRE | NA | 0
0 - NOT SET | NA | NULL | RIS HEIGHT SAFETY | NA | 0
WALL MOUNTED SPLIT SYSTEM | 7206602433 | PARKER | CU-C12CKP5 | NA | 0
WALL MOUNTED SPLIT SYSTEM | 70086T-0001 | TEMPERZONE | LT1818YPS | NA | 0
WALL MOUNTED SPLIT SYSTEM | 7553103551 | PARKER | CU-E15HKR | NA | 0
WALL MOUNTED SPLIT SYSTEM | 7553103555 | PARKER | CU-E15HKR | NA | 0
WALL MOUNTED SPLIT SYSTEM | 7553103558 | PARKER | CU-E15HKR | NA | 0
WALL MOUNTED SPLIT SYSTEM | 6626404391 | PARKER | CU-E9MKR | NA | 0
DUCTED SPLIT SYSTEM | NA | CIEMANTS | NA | NA | 0
DUCTED SPLIT SYSTEM | NA | BRITANNIA THERM | SCR2001 | NA | 0
DUCTED SPLIT SYSTEM | NA | BRITANNIA THERM | SCR1401 | NA | 0
DUCTED SPLIT SYSTEM | 140253 | AIRHANDLER | SCA27C-0600 | NA | 0
DUCTED SPLIT SYSTEM | 137145 | AIRHANDLER | SCA27C-0600 | NA | 0
WALL MOUNTED SPLIT SYSTEM | NA | NULL | DWM60HRZ | NA | 0
WALL MOUNTED SPLIT SYSTEM | 200511 | NULL | KFW-35WJ11 | NA | 0
WALL MOUNTED SPLIT SYSTEM | 200502 | NULL | KFR-R60WA10 | NA | 0
WALL MOUNTED SPLIT SYSTEM | 200511 | NULL | KFR-35WJ11 | NA | 0
WALL MOUNTED SPLIT SYSTEM | 200511 | NULL | KFR-35WJ11 | NA | 0
WALL MOUNTED SPLIT SYSTEM | 2009098 | MODULEX | MUZ-GE71VA | NA | 0
DUCTED SPLIT SYSTEM | NA | BRITANNIA THERM | DSER3300 | NA | 0
DUCTED SPLIT SYSTEM | 87W03710 | MODULEX | PEFY-P140VMH-E | NA | 0
CASSETTE SPLIT SYSTEM | 7YA0051 | MODULEX | PLFY-P40VBM-E | NA | 0
CASSETTE SPLIT SYSTEM | 85A00171 | MODULEX | PLFY-P63VBM-E | NA | 0
DUCTED SPLIT SYSTEM | 86W03810 | MODULEX | PEFY-P200YMH-E | NA | 0
UNDER CEILING SPLIT SYSTEM | 87M05473 | MODULEX | PLFY-P32VCM-E | OTHER | 1
CASSETTE SPLIT SYSTEM | 87M05930 | MODULEX | PLFY-P32VCM-E | NA | 0
DUCTED SPLIT SYSTEM | 886W03809 | MODULEX | PEFY-P200VMH-E | NA | 0
CASSETTE SPLIT SYSTEM | 887M05895 | MODULEX | PLFY-P32VCM-E | NA | 0
DUCTED SPLIT SYSTEM | 886W03809 | MODULEX | PEFY-P200VMH-E | NA | 0
AIR COOLED SPLIT SYSTEM | 87M05884 | MODULEX | PLFY-P32VCM-E | NA | 0
CASSETTE SPLIT SYSTEM | 87M04800 | MODULEX | PLFY-P32VCM-E | NA | 0
DUCTED SPLIT SYSTEM | 83W03997 | PUMP ENGINEERS | PEFY-P250VMHE- | NA | 0
CASSETTE SPLIT SYSTEM | 86M04793 | MODULEX | PLFY-P32VCM-E | NA | 0
CASSETTE SPLIT SYSTEM | 86M04790 | MODULEX | PLFY-P32VCM-E | NA | 0
CASSETTE SPLIT SYSTEM | 87M05891 | MODULEX | PLFY-P32VCM-E | NA | 0
CASSETTE SPLIT SYSTEM | 87M05810 | MODULEX | PLFY-P32VCM-E | NA | 0
WALL MOUNTED SPLIT SYSTEM | 8000222T | MODULEX | MSY- GC35A | NA | 0
CASSETTE SPLIT SYSTEM | 85M01600 | MODULEX | SLZ-KA50VA | NA | 0
CASSETTE SPLIT SYSTEM | 85M01599 | MODULEX | SUZ-KA50VA | NA | 0
CASSETTE SPLIT SYSTEM | 86W03180 | MODULEX | PLFY-P63VBM-E | NA | 0
MULTI HEAD DUCTED SPLIT SYSTEM | 88W01453 | MODULEX | PURY-P350YHM-A <G> | NA | 0
MULTI HEAD DUCTED SPLIT SYSTEM | 88W01985 | MODULEX | PURY-P300YHM-A <G> | NA | 0
MULTI HEAD DUCTED SPLIT SYSTEM | 89W01318 | MODULEX | PURY-P400YHM-A <G> | NA | 0
MULTI HEAD DUCTED SPLIT SYSTEM | 88W01981 | MODULEX | PURY-P300YHM-A <G> | NA | 0
WALL MOUNTED SPLIT SYSTEM | 8000080T | MODULEX | MUY-GC35VA | NA | 0
CASSETTE SPLIT SYSTEM | POOR ACCESS | MODULEX | SUZ-KA50VA | NA | 0
CASSETTE SPLIT SYSTEM | POOR ACCESS | MODULEX | SUZ-KA50VA | NA | 0
DUCTED SPLIT SYSTEM | 336810 | THERMAL EQUP CO | ISDL71Q | NA | 0
DUCTED SPLIT SYSTEM | 357805 | THERMAL EQUP CO | ISD50Q | NA | 0
DUCTED SPLIT SYSTEM | N112 | THERMAL EQUP CO | ISDL71Q | NA | 0
DUCTED SPLIT SYSTEM | 342378 | THERMAL EQUP CO | ISD181Q | NA | 0
DUCTED SPLIT SYSTEM | 367356 | THERMAL EQUP CO | ISDL71Q | NA | 0
DUCTED SPLIT SYSTEM | 348990 | THERMAL EQUP CO | ISD150Q | NA | 0
DUCTED SPLIT SYSTEM | 324556 | THERMAL EQUP CO | ISP150Q | NA | 0
DUCTED SPLIT SYSTEM | 312387 | THERMAL EQUP CO | ISPL150Q | NA | 0
DUCTED SPLIT SYSTEM | 321849 | THERMAL EQUP CO | ISP71Q | NA | 0
DUCTED SPLIT SYSTEM | 329810 | THERMAL EQUP CO | ISP150Q | NA | 0
DUCTED SPLIT SYSTEM | 342889 | THERMAL EQUP CO | ISDL71Q | NA | 0
DUCTED SPLIT SYSTEM | 327896 | THERMAL EQUP CO | ISP150Q | NA | 0
DUCTED SPLIT SYSTEM | N112 | THERMAL EQUP CO | ISD75Q | NA | 0
DUCTED SPLIT SYSTEM | N112 | THERMAL EQUP CO | ISDL71Q | NA | 0
DUCTED SPLIT SYSTEM | N112 | THERMAL EQUP CO | ISD220Q | NA | 0
DUCTED SPLIT SYSTEM | N112 | THERMAL EQUP CO | ISD220Q | NA | 0
DUCTED SPLIT SYSTEM | N112 | THERMAL EQUP CO | ISDL71Q | NA | 0
DUCTED SPLIT SYSTEM | N112 | THERMAL EQUP CO | ISDL71Q | NA | 0
DUCTED SPLIT SYSTEM | 149898 | AIRHANDLER | SRA11E-0200 | NA | 0
DUCTED SPLIT SYSTEM | 150266 | THERMAL EQUP CO | SRA09E-0200 | NA | 0
DUCTED SPLIT SYSTEM | N112 | THERMAL EQUP CO | ISD220Q | NA | 0
DUCTED SPLIT SYSTEM | N112 | THERMAL EQUP CO | ISDL71Q | NA | 0
DUCTED SPLIT SYSTEM | 154309 | PARKER | CS-F2DD1E5 | NA | 0
DUCTED SPLIT SYSTEM | N112 | THERMAL EQUP CO | ISD220Q | NA | 0
DUCTED SPLIT SYSTEM | N112 | THERMAL EQUP CO | ISD71Q | NA | 0
DUCTED SPLIT SYSTEM | 149698 | AIRHANDLER | SRA-11E0200 | NA | 0
DUCTED SPLIT SYSTEM | N112 | THERMAL EQUP CO | ISD220Q | NA | 0
DUCTED SPLIT SYSTEM | N112 | THERMAL EQUP CO | ISDL71Q | NA | 0
DUCTED SPLIT SYSTEM | 147560 | AIRHANDLER | SRA-11E002 | NA | 0
DUCTED SPLIT SYSTEM | N112 | THERMAL EQUP CO | ISD220Q | NA | 0
DUCTED SPLIT SYSTEM | 141175 | AIRHANDLER | SRA-07E00 | NA | 0
DUCTED SPLIT SYSTEM | N112 | THERMAL EQUP CO | ISD300Q | NA | 0
DUCTED SPLIT SYSTEM | N112 | THERMAL EQUP CO | ISD250Q | NA | 0
DUCTED SPLIT SYSTEM | T009668 | GREGORY | ART54LUAK | NA | 0
DUCTED SPLIT SYSTEM | UB40018898 | HONEYWELL | RP1-70FSN1S | NA | 0
WALL MOUNTED SPLIT SYSTEM | NULL | TEMPERZONE | NA | NA | 0
DUCTED SPLIT SYSTEM | N112 | THERMAL EQUP CO | ISD250Q | NA | 0
DUCTED SPLIT SYSTEM | N112 | THERMAL EQUP CO | ISD300Q | NA | 0
DUCTED SPLIT SYSTEM | N112 | THERMAL EQUP CO | OSA-300Q | NA | 0
CASSETTE SPLIT SYSTEM | NULL | NULL | AMANI | NA | 0
WALL MOUNTED SPLIT SYSTEM | 135668 | TRANE | RAS-22SAV2-A | NA | 0
WALL MOUNTED SPLIT SYSTEM | 134527 | TRANE | RAS-22SAV2-A | NA | 0
DUCTED SPLIT SYSTEM | N112 | THERMAL EQUP CO | ISD250Q | NA | 0
DUCTED SPLIT SYSTEM | N112 | THERMAL EQUP CO | ISD300Q | NA | 0
DUCTED SPLIT SYSTEM | N112 | THERMAL EQUP CO | ISD181Q | NA | 0
CASSETTE SPLIT SYSTEM | E000722 | DAKO | FHYC50KVE9 | NA | 0
WALL MOUNTED SPLIT SYSTEM | 4902054 | DAKO | FTY50GAV1AB | NA | 0
WALL MOUNTED SPLIT SYSTEM | E007750 | DAKO | FTXD25DVMA | NA | 0
DUCTED SPLIT SYSTEM | N112 | THERMAL EQUP CO | ISD181Q | NA | 0
DUCTED SPLIT SYSTEM | N112 | DAKO | FDY160LD1 | NA | 0
DUCTED SPLIT SYSTEM | N112 | THERMAL EQUP CO | ISD181Q | NA | 0
DUCTED SPLIT SYSTEM | 10504 | ACTRON | SRAE16E0200 | NA | 0
DUCTED SPLIT SYSTEM | N112 | AIRHANDLER | ISD181Q | NA | 0
DUCTED SPLIT SYSTEM | 162362 | AIRHANDLER | SRA16E0200 | NA | 0
DUCTED SPLIT SYSTEM | N112 | THERMAL EQUP CO | ISD300Q | NA | 0
ROOM AIR CONDITIONING UNIT | 3307920 | KIRBY | KWH15CMC | NA | 0
AIR FAN - EXHAUST | NULL | FEDERAL | APO-564BE14E022 | NULL | NULL
CASSETTE SPLIT SYSTEM | NULL | DAKO | NULL | NA | 0
DUCTED SPLIT SYSTEM | 377921 | THERMAL EQUP CO | OSA73R | NA | 2.1
DUCTED SPLIT SYSTEM | 406475 | THERMAL EQUP CO | OSA181R | NA | 0
DUCTED SPLIT SYSTEM | 401456 | THERMAL EQUP CO | OSA73R | NA | 2.1
DUCTED SPLIT SYSTEM | 406290 | THERMAL EQUP CO | OSA150A | NA | 0
DUCTED SPLIT SYSTEM | 323450 | THERMAL EQUP CO | OSA220R | NA | 0
DUCTED SPLIT SYSTEM | 377931 | THERMAL EQUP CO | OSA73R | NA | 2.1
DUCTED SPLIT SYSTEM | 377911 | THERMAL EQUP CO | OSA73R | NA | 2.1
DUCTED SPLIT SYSTEM | 376910 | THERMAL EQUP CO | OSA150R | NA | 0
DUCTED SPLIT SYSTEM | 377980 | THERMAL EQUP CO | OSA150R | NA | 0
DUCTED SPLIT SYSTEM | 377945 | THERMAL EQUP CO | OSA73R | NA | 2.1
DUCTED SPLIT SYSTEM | 337799 | THERMAL EQUP CO | OSA73R | NA | 2.1
DUCTED SPLIT SYSTEM | 377994 | THERMAL EQUP CO | OSA220R | NA | 0
DUCTED SPLIT SYSTEM | 325447 | THERMAL EQUP CO | OSA220R | NA | 0
DUCTED SPLIT SYSTEM | 325679 | THERMAL EQUP CO | OSA73R | NA | 2.1
DUCTED SPLIT SYSTEM | 356889 | THERMAL EQUP CO | OSA220R | NA | 0
DUCTED SPLIT SYSTEM | 345890 | THERMAL EQUP CO | OSA73R | NA | 2.1
DUCTED SPLIT SYSTEM | 400020 | THERMAL EQUP CO | OSA73R | NA | 2.1
DUCTED SPLIT SYSTEM | 151088 | AIRHANDLER | SRE11C-0100 | NA | 0
DUCTED SPLIT SYSTEM | 401001 | THERMAL EQUP CO | OSA220R | NA | 0
DUCTED SPLIT SYSTEM | 140010 | AIRHANDLER | SRE09C 100 | NA | 0
DUCTED SPLIT SYSTEM | 400567 | THERMAL EQUP CO | OSA73R | NA | 2.1
DUCTED SPLIT SYSTEM | 401203 | THERMAL EQUP CO | OSA73R | NA | 2.1
DUCTED SPLIT SYSTEM | 779601533 | PARKER | CU-L24DBE5 | NA | 0
DUCTED SPLIT SYSTEM | 429901 | THERMAL EQUP CO | OSA220R | NA | 0
DUCTED SPLIT SYSTEM | 147403 | AIRHANDLER | SRE97C0100 | NA | 0
DUCTED SPLIT SYSTEM | 151087 | AIRHANDLER | SRE11C 0100 | NA | 0
DUCTED SPLIT SYSTEM | 147510 | AIRHANDLER | SRE07C-0100 | NA | 0
DUCTED SPLIT SYSTEM | EO41198 | GREGORY | AOTGOGLVC | NA | 0
DUCTED SPLIT SYSTEM | 407889 | THERMAL EQUP CO | OSA73R | NA | 2.1
DUCTED SPLIT SYSTEM | 402334 | THERMAL EQUP CO | OSA220R | NA | 0
DUCTED SPLIT SYSTEM | 402335 | THERMAL EQUP CO | OSA73R | NA | 2.1
DUCTED SPLIT SYSTEM | 403212 | THERMAL EQUP CO | OSA220R | NA | 0
WALL MOUNTED SPLIT SYSTEM | NA | TEMPERZONE | L0930Y | NA | 0
AIR FAN - EXHAUST | NULL | NULL | ODV-7 R.U.I.L | NULL | NULL
DUCTED SPLIT SYSTEM | NA | NULL | NA | NA | 0
DUCTED SPLIT SYSTEM | U43E6481 | HONEYWELL | RAS-7HVRN | NA | 0
DUCTED SPLIT SYSTEM | T007282 | GREGORY | AOT54LJBYL | NA | 0
WALL MOUNTED SPLIT SYSTEM | 135798 | THERMAL EQUP CO | RAS-22SAV2-A | NA | 0
WALL MOUNTED SPLIT SYSTEM | 2500206 | TRANE | RAS-22SAV2-A | NA | 0
DUCTED SPLIT SYSTEM | N112 | THERMAL EQUP CO | OSA300R | NA | 0
DUCTED SPLIT SYSTEM | N112 | THERMAL EQUP CO | OSA300R | NA | 0
DUCTED SPLIT SYSTEM | N112 | THERMAL EQUP CO | OSA250R | NA | 0
DUCTED SPLIT SYSTEM | N112 | THERMAL EQUP CO | OSA-250RX | NA | 0
DUCTED SPLIT SYSTEM | N112 | THERMAL EQUP CO | OSA-300R | NA | 0
DUCTED SPLIT SYSTEM | N112 | THERMAL EQUP CO | OSA300R | NA | 0
DUCTED SPLIT SYSTEM | N112 | THERMAL EQUP CO | OSA181R | NA | 0
DUCTED SPLIT SYSTEM | N112 | THERMAL EQUP CO | OSA181R | NA | 0
DUCTED SPLIT SYSTEM | N112 | THERMAL EQUP CO | OSA181R | NA | 0
DUCTED SPLIT SYSTEM | 145626 | ACTRON | SRA16C0500 | NA | 0
DUCTED SPLIT SYSTEM | 149755 | ACTRON | SRA1C0500 | NA | 0
DUCTED SPLIT SYSTEM | N112 | THERMAL EQUP CO | OSA181Q | NA | 0
WALL MOUNTED SPLIT SYSTEM | E????? | DAKO | ?TXD2???MA? | NA | 0
DUCTED SPLIT SYSTEM | E003323 | DAKO | RY160LUY1 | NA | 0
CASSETTE SPLIT SYSTEM | EOO2432 | DAKO | RY50GAV1A | NA | 0
WALL MOUNTED SPLIT SYSTEM | E0002324 | DAKO | RY50GAV1A | NA | 0
CASSETTE SPLIT SYSTEM | E001947 | DAKO | RY60GAV1A | NA | 0
DUCTED SPLIT SYSTEM | N112 | THERMAL EQUP CO | OSA250R-X | NA | 0
DUCTED SPLIT SYSTEM | N113 | THERMAL EQUP CO | OSA300R-X | NA | 0
VARIABLE SPEED DRIVE |  | ABB | ACH550-01-06A9-4+B055 | NA | 0
CHILLED WATER PUMP | 1320402404 | NULL | 3M40-1603 | NA | 0
VARIABLE SPEED DRIVE |  | ABB | ACH550-01-06A9-4+B055 | NA | 0
VARIABLE SPEED DRIVE |  | ABB | ACH550-01-031A-4+B055 | NA | 0
CHILLED WATER PUMP | 20E2009A20 | NULL | AUSH03B CZ2CP | NA | 0
CHILLED WATER PUMP | 10637 IJJ | TEMPERZONE | BRG 6309-2Z 6209-2Z | NA | 0
VARIABLE SPEED DRIVE |  | DB INDUSTRIES |  | NA | 0
PACKAGED AIR CONDITIONING UNIT |  | THERMAL EQUP CO | OPA161RKTYH | NA | 0
DUCTED SPLIT SYSTEM | E233070116 | PARKER | S-140PE1RS | NA | 0
DUCTED SPLIT SYSTEM | NA | THERMAL EQUP CO | ISD330K | NA | 0
DUCTED SPLIT SYSTEM | NA | THERMAL EQUP CO | ISD380KVY | NA | 0
DUCTED SPLIT SYSTEM | NA | THERMAL EQUP CO | ISD330K | NA | 0
WALL MOUNTED SPLIT SYSTEM | 711704360 | PARKER | CU 1273KR | NA | 0
WALL MOUNTED SPLIT SYSTEM | NA | PARKER | CU - 1879KR | NA | 0
WALL MOUNTED SPLIT SYSTEM | NA | PARKER | CU - 1873KR | NA | 0
WALL MOUNTED SPLIT SYSTEM | NA | PARKER | CU - 1873KR | NA | 0
WALL MOUNTED SPLIT SYSTEM | NA | PARKER | CU - 1873KR | NA | 0
WALL MOUNTED SPLIT SYSTEM | NA | PARKER | CU 1273KR | NA | 0
AIR FAN - OUTSIDE |  | WALKER | TD 500 | NA | 0
WALL MOUNTED SPLIT SYSTEM | 7453401081 | PARKER | CS- E12GKR | NA | 0
WALL MOUNTED SPLIT SYSTEM | 7453701317 | PARKER | CS-E21GKR | NA | 0
ROOM AIR CONDITIONING UNIT |  | SCHNEIDER |  | NA | 0
ROOM AIR CONDITIONING UNIT | NA | SCHNEIDER | NA | NA | 0
WALL MOUNTED SPLIT SYSTEM | EAH-1185 | TEMPERZONE | LS1809Y | NA | 0
DUCTED SPLIT SYSTEM | 10163 | DIRECTAIRE VENT | ACSH020 | NA | 0
DUCTED SPLIT SYSTEM |  | DIRECTAIRE VENT |  | NA | 0
PACKAGED AIR CONDITIONING UNIT | POOR ACCESS TO NUMBER | THERMAL EQUP CO | OPA155RKT | NA | 0
DUCTED SPLIT SYSTEM | 677837 | THERMAL EQUP CO | OSA 182RKTH | NA | 0
DUCTED SPLIT SYSTEM | NA | THERMAL EQUP CO | OSA 182RKTH | NA | 0
WALL MOUNTED SPLIT SYSTEM |  | DAKO | NA | NA | 0
DUCTED SPLIT SYSTEM | 639410 | THERMAL EQUP CO | OSA 330RKTV | NA | 0
DUCTED SPLIT SYSTEM | 6509800868 | PARKER | U-140PE1R8 | NA | 0
DUCTED SPLIT SYSTEM | 643286 | THERMAL EQUP CO | OSA 330RKTV | NA | 0
DUCTED SPLIT SYSTEM | 787274 | THERMAL EQUP CO | OSA 380RKTBV | NA | 0
WALL MOUNTED SPLIT SYSTEM | 7534201824 | PARKER | CU-E12GKR | NA | 0
WALL MOUNTED SPLIT SYSTEM | 7534501681 | PARKER | CU-E21GKR | NA | 0
CONDENSER UNIT | NA | TEMPERZONE | LT1809Y | NA | 0
WALL MOUNTED SPLIT SYSTEM | E009995 | DAKO | RX835EBVMA | NA | 0
PACKAGED AIR CONDITIONING UNIT | U4B18431 | HONEYWELL | RUA-15AT1 | NA | 0
PACKAGED AIR CONDITIONING UNIT | U4D61406 | HONEYWELL | RUA-20AT1 | NA | 0
PACKAGED AIR CONDITIONING UNIT |  | HONEYWELL | NA | NA | 0
FIRE DAMPER |  | NULL |  | NA | 0
FIRE DAMPER |  | NULL |  | NA | 0
FIRE DAMPER |  | NULL |  | NA | 0
FIRE DAMPER |  | NULL |  | NA | 0
FIRE DAMPER |  | NULL |  | NA | 0
FIRE DAMPER |  | NULL |  | NA | 0
FIRE DAMPER |  | NULL |  | NA | 0
FIRE DAMPER |  | NULL |  | NA | 0
FIRE DAMPER |  | NULL |  | NA | 0
FIRE DAMPER |  | NULL |  | NA | 0
FIRE DAMPER |  | NULL |  | NA | 0
FIRE DAMPER |  | NULL |  | NA | 0
FIRE DAMPER |  | NULL |  | NA | 0
FIRE DAMPER |  | NULL |  | NA | 0
FIRE DAMPER |  | NULL |  | NA | 0
FIRE DAMPER |  | NULL |  | NA | 0
FIRE DAMPER |  | NULL |  | NA | 0
FIRE DAMPER |  | NULL |  | NA | 0
FIRE DAMPER |  | NULL |  | NA | 0
FIRE DAMPER |  | NULL |  | NA | 0
FIRE DAMPER |  | NULL |  | NA | 0
FIRE DAMPER |  | NULL |  | NA | 0
FIRE DAMPER |  | NULL |  | NA | 0
FIRE DAMPER |  | NULL |  | NA | 0
FIRE DAMPER |  | NULL |  | NA | 0
FIRE DAMPER |  | NULL |  | NA | 0
FIRE DAMPER |  | NULL |  | NA | 0
FIRE DAMPER |  | NULL |  | NA | 0
FIRE DAMPER |  | NULL |  | NA | 0
FIRE DAMPER |  | NULL |  | NA | 0
FIRE DAMPER |  | NULL |  | NA | 0
FIRE DAMPER |  | NULL |  | NA | 0
FIRE DAMPER |  | NULL |  | NA | 0
FIRE DAMPER |  | NULL |  | NA | 0
FIRE DAMPER |  | NULL |  | NA | 0
HEAT EXCHANGER - WATER TO WAT | ALT16100B1-3010991342 | NULL | TL10BFM83LT1 | NULL | NULL
HEAT EXCHANGER - WATER TO WAT | ALT16100A2-5010991341 | NULL | TERALBA-TL10B FM 65L T1 | NULL | NULL
KITCHEN EXHAUST FAN |  | NULL |  | NA | 0
KITCHEN EXHAUST FAN | NA | RICHARDSON | NA | NULL | NULL
KITCHEN EXHAUST FAN | 33B1010176 | TECO | AEEBUC | NULL | NULL
AIR FAN - EXHAUST | 05PM6984 | S&P | TD-2000315 | NULL | NULL
AIR FAN - EXHAUST | 05PM6979 | S&P | TD2000-315 | NULL | NULL
AIR FAN - SUPPLY | NA | FANTECH | ILD560-4 | NULL | NULL
KITCHEN EXHAUST FAN | 600CP | RICHARDSON | Q40465 | NULL | NULL
MAKE UP TANK | NA | NULL | NA | NULL | NULL
MAKE UP TANK | NA | NULL | NO DETAILS | NULL | NULL
PACKAGED AIR CONDITIONING UNIT | NA | TEMPERZONE | HWP225RKT | R410A | 2
SMOKE SPILL FAN | NA | TECO | NA | NULL | NULL
SMOKE SPILL FAN |  | NULL |  | NA | 0
SMOKE SPILL FAN | NA | NULL | NA | NULL | NULL
SMOKE SPILL FAN |  | NULL |  | NA | 0
SMOKE SPILL FAN | 524471 | FANTECH | AP1258CA1238 | NULL | NULL
SMOKE SPILL FAN | C709871 | TECO | AEEBXX | NULL | NULL
SMOKE SPILL FAN |  | NULL |  | NA | 0
SMOKE SPILL FAN |  | NULL |  | NA | 0
SMOKE SPILL FAN | NA | WOODS | 1220MM | NULL | NULL
HEAT EXCHANGER - WATER TO WAT | ALT16100B2-3010991343 | NULL | TL10BFM83LT1 | NULL | NULL
STAIRWELL PRESSURISATION FAN |  | NULL |  | NA | 0
STAIRWELL PRESSURISATION FAN | NA | WOODS | 760MM | NULL | NULL
STAIRWELL PRESSURISATION FAN | 760MM | WOODS | SP-38-21 | NULL | NULL
STAIRWELL PRESSURISATION FAN | 760MM | WOODS | SP-39-21 | NULL | NULL
STAIRWELL PRESSURISATION FAN | 760MM | WOODS | SP 46 21 | NULL | NULL
STAIRWELL PRESSURISATION FAN | 760MM | WOODS | SP 47 21 | NULL | NULL
STAIRWELL PRESSURISATION FAN | XH26955708 | WOODS | D112NR | NULL | NULL
STAIRWELL PRESSURISATION FAN | XK10845611 | WOODS | D112HR | NULL | NULL
VARIABLE SPEED DRIVE | 401307A355 | DANFOSS | FC-101P | NA | 0
WATER FILTRATION SYSTEM | 13-10-04199 | INTEGRA | PPP-750-1P | NULL | NULL
SWITCHBOARD MECHANICAL | NULL | HADEN | NULL | NULL | NULL
SWITCHBOARD MECHANICAL | NULL | HADEN | NULL | NULL | NULL
SWITCHBOARD MECHANICAL | NULL | HADEN | NULL | NULL | NULL
TOILET EXHAUST FAN | NA | RICHARDSON | NA | NULL | NULL
TOILET EXHAUST FAN | NA | RICHARDSON | NA | NULL | NULL
TOILET EXHAUST FAN |  | NULL |  | NA | 0
TOILET EXHAUST FAN | 40461 | RICHARDSON | OP 600 | NULL | NULL
TOILET EXHAUST FAN | A404611 | RICHARDSON | 660 CP | NULL | NULL
TOILET EXHAUST FAN |  | NULL |  | NA | 0
TOILET EXHAUST FAN |  | NULL |  | NA | 0
VARIABLE SPEED DRIVE | 3064401400 | ABB | ACH550-01-096A-4+B055 | NULL | NULL
VARIABLE SPEED DRIVE | 010224G136 | DANFOSS | FC-101 | NULL | NULL
SWITCHBOARD MAIN DISTRIBUTION | NULL | NULL | NULL | NULL | NULL
AIR DAMPER | NA | NULL | NA | NA | 0
AIR DAMPER | NA | BULLOCK | NA | NA | 0
AIR DAMPER | NA | BULLOCK | 950MM X 900MM | NA | 0
AIR DAMPER | NA | NULL | NA | NA | 0
AIR DAMPER | NA | NULL | NA | NA | 0
AIR DAMPER | NA | NULL | NA | NA | 0
AIR DAMPER | NA | NULL | NA | NA | 0
CHILLER - WATER COOLED | KI 6632 | POWER PAX | WA140.3HH7.22NS | R134A | 451
CHILLER - WATER COOLED | KC 6468 | POWER PAX | WA140.3HH7.22NS | R134A | 561
CHILLER - WATER COOLED | KC 6469 | POWER PAX | WA140.3HH7.22NS | R134A | 561
AIR HANDLING UNIT | 132S | TECO | AEEBCD | NA | 0
AIR HANDLING UNIT | 1329 | TECO | AEEBCD | NA | 0
AIR HANDLING UNIT | 276340030 | TECO | AEEBCD | NA | 0
AIR HANDLING UNIT | 160M | NULL | AEEBXX | NA | 0
AIR HANDLING UNIT | 17540349 | TECO | AEEBXX | CHILLED WATER | 0
AIR HANDLING UNIT | 2937 | WOLF ELECTRICAL | DWSQ | NA | 0
AIR HANDLING UNIT | 2935 | WOLF ELECTRICAL | DWSQ | NA | 0
AIR HANDLING UNIT | 280SC | TECO | AEEBXX | NA | 0
AIR HANDLING UNIT | C801209 | NULL | AEEBXX | NA | 0
AIR HANDLING UNIT | 4870170000 | TECO | AEEBXX | NA | 0
AIR HANDLING UNIT | 2934 | WOLF ELECTRICAL | 60DW | NA | 0
FAN COIL UNIT - DUCTED | 8XW04406 | MITSUBISHI | PEFY P250VMH E <G> | R410A | 0
FAN COIL UNIT - DUCTED | 89W04253 | MITSUBISHI | PEFY P250VMH E <G> | R410A | 0
ELECTRIC DUCT HEATER | NA | HADEN | LRCV-4 | NA | 0
ELECTRIC DUCT HEATER | NA | HADEN | LRCV-4 | NA | 0
ELECTRIC DUCT HEATER | NA | HADEN | LRCV-1 | NA | 0
ELECTRIC DUCT HEATER | NA | HADEN | LRCV-2 | NA | 0
ELECTRIC DUCT HEATER | NA | HADEN | LRCV-1 | NA | 0
ELECTRIC DUCT HEATER | NA | HADEN | LRCV-2 | NA | 0
ELECTRIC DUCT HEATER | NA | HADEN | LRCV-3 | NA | 0
ELECTRIC DUCT HEATER | NA | HADEN | LRCV-5 | NA | 0
ELECTRIC DUCT HEATER | NA | HADEN | LRCV-3 | NA | 0
ELECTRIC DUCT HEATER | NA | HADEN | NA | NA | 0
FAN COIL UNIT - DUCTED | 89W04240 | MITSUBISHI | PEFY P250VMH E <G> | R410A | 0
FAN COIL UNIT - DUCTED | 89W04254 | MITSUBISHI | PEFY P250VMH E <G> | R410A | 0
AIR HANDLING UNIT | 1851040026 | TECO | AEEBXX | NA | 0
AIR HANDLING UNIT | 2860440112 | TECO | AEEBCD | NA | 0
ELECTRIC DUCT HEATER | NA | HADEN | HRCV-2 | NA | 0
ELECTRIC DUCT HEATER | NA | HADEN | HRCV-2 | NA | 0
AIR HANDLING UNIT | 2938 | WOLF ELECTRICAL | DWSQ | NA | 0
ELECTRIC DUCT HEATER | NA | HADEN | HRCV-2 | NA | 0
ELECTRIC DUCT HEATER | NA | HADEN | HRCV-4 | NA | 0
ELECTRIC DUCT HEATER | NA | HADEN | HRCV-4 | NA | 0
ELECTRIC DUCT HEATER | NA | HADEN | HRCV-3 | NA | 0
ELECTRIC DUCT HEATER | NA | NULL | NA | NA | 0
AIR DAMPER | NA | NULL | NA | NA | 0
AIR DAMPER | NA | NULL | NA | NA | 0
AIR DAMPER | NA | NULL | NA | NA | 0
AIR DAMPER | NA | NULL | NA | NA | 0
AIR DAMPER | NA | NULL | NA | NA | 0
AIR DAMPER | NA | NULL | NA | NA | 0
AIR DAMPER | NA | NULL | NA | NA | 0
AIR DAMPER | NA | NULL | NA | NA | 0
AIR DAMPER | NA | NULL | NA | NA | 0
AIR DAMPER | NA | NULL | NA | NA | 0
AIR DAMPER | NA | NULL | NA | NA | 0
AIR DAMPER | NA | NULL | NA | NA | 0
AIR DAMPER | NA | NULL | NA | NA | 0
AIR DAMPER | NA | NULL | NA | NA | 0
AIR DAMPER | NA | NULL | NA | NA | 0
AIR DAMPER | NA | NULL | NA | NA | 0
AIR DAMPER | NA | NULL | NA | NA | 0
AIR DAMPER | NA | NULL | NA | NA | 0
AIR DAMPER | NA | NULL | NA | NA | 0
AIR DAMPER | NA | NULL | NA | NA | 0
AIR DAMPER | NA | NULL | NA | NA | 0
AIR DAMPER | NA | NULL | NA | NA | 0
AIR DAMPER | NA | NULL | NA | NA | 0
AIR DAMPER | NA | NULL | NA | NA | 0
COOLING TOWER | NA | BAC | NA | NA | 0
COOLING TOWER | NA | BAC | NA | NA | 0
COOLING TOWER | NA | BAC | NA | NA | 0
COOLING TOWER | 12J0701 | BAC | PCT0909P3L | NA | 0
COOLING TOWER | 12J0702 | BAC | PCT0909P3L | NA | 0
COOLING TOWER | NA | BAC | NA | NA | 0
AIR FAN - SUPPLY |  | NULL |  | NA | 0
AIR FAN - SUPPLY |  | NULL |  | NA | 0
AIR FAN - SUPPLY |  | NULL |  | NA | 0
AIR FAN - SUPPLY |  | NULL |  | NA | 0
AIR HANDLING UNIT |  | NULL |  | NA | 0
AIR HANDLING UNIT |  | NULL |  | NA | 0
AIR HANDLING UNIT |  | NULL |  | NA | 0
CHILLED WATER PUMP | 8021063 | WILO | NL 125315-44 | NA | 0
CONDENSER WATER PUMP | 8021063 | WILO | NL 125315-44 | NA | 0
CHILLED WATER PUMP | 8021057 | NULL | NL 100200-44 | NA | 0
CONDENSER WATER PUMP | 8021068 | WILO | NL150400-44 | NA | 0
CONDENSER WATER PUMP | 8021068 | WILO | NL150400-44 | NA | 0
AIR FAN - EXHAUST | NA | NULL | NA | NA | 0
AIR FAN - EXHAUST | NA | NULL | NA | NA | 0
AIR FAN - EXHAUST | NA | NULL | NA | NA | 0
CONDENSER WATER PUMP | 8021063 | WILO | NL 125315-44 | NA | 0
CHILLED WATER PUMP | 8021057 | WILO | NL 100200-44 | NA | 0
CHILLED WATER PUMP | 3021063 | WILO | ML 125315-44 | NA | 0
CONDENSER WATER PUMP | SJF 2 | NULL | 125X100-400 G | NA | 0
CONDENSER WATER PUMP | SJF 2 | NULL | 125X100-400 L | NA | 0
CONDENSER WATER PUMP | 8021064 | WILO | NL 125400-44 | NA | 0
CONDENSER WATER PUMP | 8021064 | WILO | NL 125400-44 | NA | 0
AIR DAMPER |  | NULL |  | NA | 0
ELECTRIC DUCT HEATER |  | NULL |  | NA | 0
AIR FAN - EXHAUST | 431927 | FANTECH | SCE564 | NA | 0
AIR FAN - EXHAUST |  | NULL |  | NA | 0
AIR FAN - EXHAUST |  | NULL |  | NA | 0
AIR FAN - EXHAUST |  | NULL |  | NA | 0
AIR FAN - EXHAUST |  | NULL |  | NA | 0
AIR FAN - EXHAUST |  | NULL |  | NA | 0
AIR FAN - EXHAUST |  | NULL |  | NA | 0
AIR FAN - EXHAUST |  | NULL |  | NA | 0
AIR FAN - EXHAUST |  | NULL |  | NA | 0
AIR FAN - EXHAUST |  | NULL |  | NA | 0
AIR FAN - EXHAUST |  | NULL |  | NA | 0
AIR FAN - EXHAUST |  | NULL |  | NA | 0
FILTERS |  | NULL |  | NA | 0
FIRE DAMPER |  | NULL |  | NA | 0
HEAT EXCHANGER - AIR TO AIR | 3010990268 | ALFA LAVAL | TL-10-BFG | NA | 0
HEAT EXCHANGER - AIR TO AIR | 30115-63-723 | ALFA LAVAL | TL-10-BFG | NA | 0
KITCHEN EXHAUST FAN | 2800110071 | TECO | AEEBCD | NA | 0
KITCHEN EXHAUST FAN |  | NULL |  | NA | 0
PACKAGED AIR CONDITIONING UNIT |  | NULL |  | NA | 0
PACKAGED AIR CONDITIONING UNIT | NA | CARRIER | NA | NA | 0
SMOKE EXHAUST FAN | 2947 | WOLF ELECTRICAL | NA | NA | 0
SMOKE EXHAUST FAN | 2948 | WOLF ELECTRICAL | NA | NA | 0
SMOKE EXHAUST FAN | C802192 | TECO | AEEBCD | NA | 0
SMOKE EXHAUST FAN | 802192 | TECO | AEEBCD | NA | 0
STAIRWELL PRESSURISATION FAN | 16265103 | TECO | AEEBCD | NA | 0
STAIRWELL PRESSURISATION FAN | ILLEGIBLE | TECO | AEEBCD | NA | 0
STAIRWELL PRESSURISATION FAN | 276340052 | TECO | AEEBCD | NA | 0
STAIRWELL PRESSURISATION FAN | ILLEGIBLE | TECO | AEEBCD | NA | 0
STAIRWELL PRESSURISATION FAN | 705250054 | TECO | AEEBCD | NA | 0
STAIRWELL PRESSURISATION FAN | 705250056 | TECO | AEEBCD | NA | 0
SWITCHBOARD MECHANICAL | NA | HADEN | NA | NA | 0
SWITCHBOARD MECHANICAL | NA | HADEN | NA | NA | 0
TOILET EXHAUST FAN | 2860110074 | TECO | AEEBCD | NA | 0
TOILET EXHAUST FAN | 2860110148 | TECO | AEEBCD | NA | 0
TOILET EXHAUST FAN | 2800440105 | NULL | AEEBCD | NA | 0
TOILET EXHAUST FAN | 2860440111 | TECO | AEEBCD | NA | 0
VARIABLE SPEED DRIVE |  | NULL |  | NA | 0
VARIABLE SPEED DRIVE | 3103905793 | ABB | ACH550-01-087A-4+B055 | NA | 0
SWITCHBOARD MECHANICAL | 000296 - DDC PANEL LEVEL 1 | NULL | QMEC | NA | 0
VARIABLE SPEED DRIVE | 3103905794 | ABB | ACH550-01-087A-4+B055 | NA | 0
SWITCHBOARD MECHANICAL | NA | HADEN | NA | NA | 0
VARIABLE SPEED DRIVE | 3064401396 | ABB | ACH550-01-087A-4+B055 | NA | 0
VARIABLE SPEED DRIVE | 3100100125 | ABB | ACH550-01-087A-4+B055 | NA | 0
VARIABLE SPEED DRIVE | 3064401393 | ABB | ACH550-01-087A-4+B055 | NA | 0
VARIABLE SPEED DRIVE | 3052300161 | ABB | ACH550-01-087A-4+B055 | NA | 0
AIR FAN - EXHAUST | 7797020008 | TECO | AEEB YSBUC | NA | 0
AIR FAN - EXHAUST | 10604 | DUCTLINE | N90-35507 | NA | 0
AIR FAN - SUPPLY | 70172098 | TECO | AEEBCD | NA | 0
SWITCHBOARD MECHANICAL | MSB2005-22359 | ELSTEEL | NA | NA | 0
PACKAGED AIR CONDITIONING UNIT | 72900 | TEMPERZONE | CC 500CE | R22 | 0
TOILET EXHAUST FAN | N360957 | NULL | SIC 355 4E | NA | 0
AIR FAN - EXHAUST | 7797020014 | TECO | AEEB YSBUC | NA | 0
PACKAGED AIR CONDITIONING UNIT | NA | HITACHI | NA | R22 | 0
AIR FAN - OUTSIDE | N277544 | DUCTLINE | SIC 400 4D | NA | 0
AIR FAN - SUPPLY | ILLEGIBLE | TECO | AEEBXX | NA | 0
AIR FAN - SUPPLY | ILLEGIBLE | TECO | AEEBXX | NA | 0
SWITCHBOARD MECHANICAL | NA | NULL | NA | NA | 0
VARIABLE SPEED DRIVE | 3143795332 | ABB | ACH550-01-072A-4+B055 | NA | 0
VARIABLE SPEED DRIVE | 3143795870 | ABB | ACH550-01-072A-4+B055 | NA | 0
VARIABLE SPEED DRIVE | 3094501853 | ABB | ACH550-01-072A-4+B055 | NA | 0
SWITCHBOARD MECHANICAL | NA | HADEN | NA | NA | 0
VARIABLE SPEED DRIVE | 3143705104 | ABB | ACH550-01-072A-4+B055 | NA | 0
VARIABLE SPEED DRIVE | 3124505416 | ABB | ACH550-01-059A-4+B055 | NA | 0
VARIABLE SPEED DRIVE | 3120801261 | ABB | ACH550-01-072A-4+B055 | NA | 0
VARIABLE SPEED DRIVE | 3124603117 | ABB | ACH550-01-015A-4+B055 | NA | 0
VARIABLE SPEED DRIVE | 3121904151 | ABB | ACH550-01-015A-4+B055 | NA | 0
VARIABLE SPEED DRIVE | 3124105507 | ABB | ACH550-01-015A-4+B055 | NA | 0
VARIABLE SPEED DRIVE | 3131800416 | ABB | ACH550-01-059A-4+B055 | NA | 0
VARIABLE SPEED DRIVE | 3113504978 | ABB | ACH550-01-072A-4+B055 | NA | 0
VARIABLE SPEED DRIVE | 3122704407 | ABB | ACH550-01-125A-4+B055 | NA | 0
VARIABLE SPEED DRIVE | 3114404874 | ABB | ACH550-01-072A-4+B055 | NA | 0
VARIABLE SPEED DRIVE | 3122700080 | ABB | ACH550-01-125A-4+B055 | NULL | NULL
CONDENSER WATER PUMP | 8021063 | WILO | NL 125315-44 | NA | 0
CHILLED WATER PUMP | 8021057 | NULL | NL 100200-44 | NA | 0
VARIABLE SPEED DRIVE | 3064201754 | ABB | ACH550-01-124A-4+B055 | NA | 0
VARIABLE SPEED DRIVE | 5702427090507 | DANFOSS | VLT 6000 | NA | 0
VARIABLE SPEED DRIVE | 3063800306 | ABB | ACH550-01-157A-4+B055 | NA | 0
VARIABLE SPEED DRIVE | 3064700002 | ABB | ACH550-01-157A-4+B055 | NA | 0
VARIABLE SPEED DRIVE | 3114703426 | ABB | ACH550-01-038A-4+B055 | NA | 0
VARIABLE SPEED DRIVE | 3114703369 | ABB | ACH550-01-038A-4+B055 | NA | 0
VARIABLE SPEED DRIVE | 3114703420 | ABB | ACH550-01-038A-4+B055 | NA | 0
VARIABLE SPEED DRIVE | 3121801261 | ABB | ACH550-01-023A-4+B055 | NA | 0
VARIABLE SPEED DRIVE | 3121801283 | ABB | ACH550-01-023A-4+B055 | NA | 0
VARIABLE SPEED DRIVE | 3121801260 | ABB | ACH550-01-023A-4+B055 | NA | 0
SWITCHBOARD MECHANICAL | NA | HADEN | NA | NA | 0
SWITCHBOARD MECHANICAL | NA | HADEN | NA | NA | 0
AIR FAN - EXHAUST | 431926 | FANTECH | SCE564 | NA | 0
AIR FAN - EXHAUST | 431988 | FANTECH | SCE564 | NA | 0
AIR FAN - EXHAUST | 431917 | FANTECH | SCE564 | NA | 0
AIR FAN - EXHAUST | 431996 | FANTECH | SCE564 | NA | 0
AIR FAN - EXHAUST | 431974 | FANTECH | SCE564 | NA | 0
AIR DAMPER | NA | NULL | NA | NA | 0
AIR DAMPER | NA | NULL | NA | NA | 0
AIR DAMPER | NA | NULL | NA | NA | 0
AIR DAMPER | NA | NULL | NA | NA | 0
AIR DAMPER | NA | NULL | NA | NA | 0
AIR DAMPER | NA | NULL | NA | NA | 0
PACKAGED AIR CONDITIONING UNIT | NA | HITACHI | RP-P5WP | R407C | 1.8
PACKAGED AIR CONDITIONING UNIT | 17A03475 | HITACHI | RP-15WL | R22 | 5.4
PACKAGED AIR CONDITIONING UNIT | 2KC16144-A | HITACHI | RP-P20WP | R407C | 8.6
PACKAGED AIR CONDITIONING UNIT | 17C20915 | HITACHI | RP-25WL | R22 | 8.7
AIR COOLED SPLIT SYSTEM | 8ZW00012 | MITSUBISHI | PUHY P300YHM A BS <G> | R410A | 9
AIR COOLED SPLIT SYSTEM | 88W00014 | MITSUBISHI | PUHY P350YHM A BS <G> | R410A | 1.15
AIR COOLED SPLIT SYSTEM | 87W00007 | MITSUBISHI | PUHY P350YHM A BS <G> | R410A | 1.15
CHILLER - WATER COOLED | NA | POWER PAX | WA130.2LH9.2A2ANS | R134A | 3.55
CHILLER - WATER COOLED | MG7174 | POWER PAX | WA130.2LH9.2A2ANS | R134A | 3.55
CHILLER - WATER COOLED | MG7172 | POWER PAX | WA130.2LH9.2A2ANS | R134A | 3.55
AIR HANDLING UNIT | 08G00852CV01963KA | AIR DESIGN | ADA 1400 TM CCW 360 | NA | 0
AIR HANDLING UNIT | NA | AIR DESIGN | 595 007879 | NA | 0
AIR HANDLING UNIT | NA | AIR DESIGN | 1595-007880 | NA | 0
AIR HANDLING UNIT | NA | AIR DESIGN | 1595-007881 | NA | 0
AIR DAMPER | NA | NULL | NA | NA | 0
AIR DAMPER | NA | NULL | NA | NA | 0
AIR DAMPER | NA | NULL | NA | NA | 0
AIR DAMPER | NA | NULL | NA | NA | 0
AIR DAMPER | NA | NULL | NA | NA | 0
AIR DAMPER | NA | NULL | NA | NA | 0
AIR DAMPER | NA | NULL | NA | NA | 0
AIR DAMPER | NA | NULL | NA | NA | 0
AIR DAMPER | NA | NULL | NA | NA | 0
AIR DAMPER | NA | NULL | NA | NA | 0
AIR DAMPER | NA | NULL | NA | NA | 0
AIR DAMPER | NA | NULL | NA | NA | 0
COOLING TOWER | NA | BAC | NA | NA | 0
COOLING TOWER | NA | BAC | NA | NA | 0
COOLING TOWER | NA | BAC | NA | NA | 0
AIR FAN - RETURN | 167750 | SIGREST DESIGN | AX12TFANFF | NA | 0
AIR FAN - RETURN | 167751 | SIGREST DESIGN | AX12TF30A6NFF | NA | 0
AIR FAN - SUPPLY | 9897 | SIGREST DESIGN | ILCE 355 | NA | 0
AIR FAN - SUPPLY |  | NULL |  | NA | 0
CAR PARK EXHAUST FAN | NA | SIGREST DESIGN | TA1000047.9.9.35 | NA | 0
AIR FAN - SUPPLY | NA | SIGREST DESIGN | TA100004.9.9.30 | NA | 0
CHILLED WATER PUMP | 28D2008A33 | SOUTHERN CROSS | AUSH03 | NA | 0
CHILLED WATER PUMP |  | SOUTHERN CROSS | AUSH03 | NA | 0
CONDENSER WATER PUMP | 28D2008A08 | SOUTHERN CROSS | AUSGE2BF | NA | 0
CONDENSER WATER PUMP | 2802008A10 | SOUTHERN CROSS | AUSGE2BE | NA | 0
CONDENSER WATER PUMP | 2802008A09 | SOUTHERN CROSS | AUSGE2BE | NA | 0
CONDENSER WATER PUMP | 2802008A06 | SOUTHERN CROSS | AUSHE3BE | NA | 0
CONDENSER WATER PUMP | 2802058A03 | SOUTHERN CROSS | AUSHE38E | NA | 0
ELECTRIC DUCT HEATER |  | NULL |  | NA | 0
AIR FAN - EXHAUST | NA | SIGREST DESIGN | NA | NA | 0
AIR FAN - EXHAUST | NA | NULL | NA | NA | 0
AIR FAN - EXHAUST | NA | NULL | VORTICE LINEO 315 VO | NA | 0
AIR FAN - EXHAUST | NA | NULL | VORTICE LINEO | NA | 0
AIR FAN - EXHAUST | 315 VO | NULL | VORTICE LINEO | NA | 0
EXPANSION TANK (CLOSED LOOPS) | NA | NULL | NA | NA | 0
FILTERS |  | NULL |  | NA | 0
FIRE DAMPER |  | NULL |  | NA | 0
HEATING HOT WATER PUMP | 96913096 | GRUNDFOS | UPS 20 60 N 150 | NA | 0
HEATING HOT WATER PUMP | 59726600 | GRUNDFOS | UPS 20 60 B 150 | NA | 0
KITCHEN EXHAUST FAN |  | NULL |  | NA | 0
STAIRWELL PRESSURISATION FAN | NA | NULL | NA | NA | 0
STAIRWELL PRESSURISATION FAN | NA | SIGREST DESIGN | NA | NA | 0
STAIRWELL PRESSURISATION FAN | NA | SIGREST DESIGN | NA | NA | 0
SWITCHBOARD MECHANICAL | NA | HADEN | NA | NA | 0
VARIABLE SPEED DRIVE |  | NULL |  | NA | 0
VARIABLE SPEED DRIVE | 3083001646 | ABB | ACH550-01-023A-4-B055 | NA | 0
VARIABLE SPEED DRIVE | 30748011543 | ABB | ACH550-01-023A-4-B055 | NA | 0
CHILLED WATER PUMP | 28D2008A34 | SOUTHERN CROSS | AUSH03 | NA | 0
DUCTED SPLIT SYSTEM | 75209 | TEMPERZONE | OSA 500RB-X | R22 | 0
AIR FAN - RETURN | 167751 | SIGREST DESIGN | AX12TF30A6NFF | NA | 0
VARIABLE SPEED DRIVE | 3074700596 | ABB | ACH550-01-045A-4-B055 | NA | 0
VARIABLE SPEED DRIVE | NA | ABB | ACH550-01-045A-4-B055 | NA | 0
VARIABLE SPEED DRIVE | 3082001827 | ABB | ACH550-01-087A-4-B055 | NA | 0
VARIABLE SPEED DRIVE | 3081302312 | ABB | ACH550-01-045A-4-B055 | NA | 0
VARIABLE SPEED DRIVE | 3081602464 | ABB | ACH550-01-033A-4-B055 | NA | 0
VARIABLE SPEED DRIVE | 3081602808 | ABB | ACH550-01-038A-4-B055 | NA | 0
VARIABLE SPEED DRIVE | 3081801820 | ABB | ACH550-01-012A-4-B055 | NA | 0
VARIABLE SPEED DRIVE | 3081801818 | ABB | ACH550-01-012A-4-B055 | NA | 0
VARIABLE SPEED DRIVE | 3081801821 | ABB | ACH550-01-012A-4-B055 | NA | 0
VARIABLE SPEED DRIVE | 3031800745 | ABB | ACH550-01-023A-4-B055 | NA | 0
VARIABLE SPEED DRIVE | 3082301698 | ABB | ACH550-01-031A-4-B055 | NA | 0
VARIABLE SPEED DRIVE | 3081602505 | ABB | ACH550-01-031A-4-B055 | NA | 0
VARIABLE SPEED DRIVE | 3081800747 | ABB | ACH550-01-023A-4-B055 | NA | 0
VARIABLE SPEED DRIVE | 3081600221 | ABB | ACH550-01-031A-4-B055 | NA | 0
VARIABLE SPEED DRIVE | 3081600221 | ABB | ACH550-01-031A-4-B055 | NA | 0
VARIABLE SPEED DRIVE | 3081902298 | ABB | ACH550-01-023A-4-B055 | NA | 0
VARIABLE SPEED DRIVE | 3081503461 | ABB | ACH550-01-033A-4-B055 | NA | 0
VARIABLE SPEED DRIVE | 3081602364 | ABB | ACH550-01-031A-4-B055 | NA | 0
VARIABLE SPEED DRIVE | 3081902300 | ABB | ACH550-01-023A-4-B055 | NA | 0
AIR FAN - SUPPLY | 11579 | SIGREST DESIGN | TAM 560-4 | NA | 0
AIR FAN - SUPPLY | 98970 | SIGREST DESIGN | TAM DLCE 450 | NA | 0
VARIABLE SPEED DRIVE | 3081801825 | ABB | ACH550-01-012A-4-B055 | NA | 0
VARIABLE SPEED DRIVE | 3081802006 | ABB | ACH550-01-012A-4-B055 | NA | 0
SWITCHBOARD MECHANICAL | NA | HADEN | NA | NA | 0
SWITCHBOARD MECHANICAL | NA | HADEN | NA | NA | 0
SWITCHBOARD MECHANICAL | NA | HADEN | NA | NA | 0
AIR FAN - EXHAUST | 315 VO | NULL | VORTICE LINEO | NA | 0
AIR FAN - EXHAUST | 315 VO | NULL | VORTICE LINEO | NA | 0
AIR FAN - EXHAUST | 315 VO | NULL | VORTICE LINEO | NA | 0
AIR FAN - EXHAUST | 315 VO | NULL | VORTICE LINEO | NA | 0
AIR FAN - EXHAUST | 315 VO | NULL | VORTICE LINEO | NA | 0
AIR FAN - EXHAUST | 315 VO | NULL | VORTICE LINEO | NA | 0
AIR FAN - EXHAUST | 315 VO | NULL | VORTICE LINEO | NA | 0
AIR FAN - EXHAUST | 315 VO | NULL | VORTICE LINEO | NA | 0
AIR FAN - EXHAUST | 315 VO | NULL | VORTICE LINEO | NA | 0
CHILLER - WATER COOLED | NA | POWER PAX | PPW440-2 | R134A | 1.18
CHILLER - WATER COOLED | NA | POWER PAX | PPW440-2 | R134A | 1.18
CHILLER - WATER COOLED | NA | POWER PAX | PPW440-2 | R134A | 1.18
WALL MOUNTED SPLIT SYSTEM | 3601Y50823 | CIEMANTS | 426225HF-1 | NA | 0
WALL MOUNTED SPLIT SYSTEM | 3601Y50831 | CIEMANTS | 426225HF-1 | NA | 0
WALL MOUNTED SPLIT SYSTEM | UNKNOWN | CIEMANTS | UNKNOWN | NA | 0
WALL MOUNTED SPLIT SYSTEM | 3601Y50826 | CIEMANTS | 428225HF-1 | NA | 0
WALL MOUNTED SPLIT SYSTEM | 3601Y50828 | CIEMANTS | 428225HF-1 | NA | 0
WALL MOUNTED SPLIT SYSTEM | 3601Y50832 | CIEMANTS | 428225HF-1 | NA | 0
WALL MOUNTED SPLIT SYSTEM | E045779 | GREGORY | ASTA09LCC | NA | 0
WALL MOUNTED SPLIT SYSTEM | 7903567 | DAKO | FTY25FV1C | NA | 0
WALL MOUNTED SPLIT SYSTEM | UNKNOWN | DAKO | FAQ90CV4A | NA | 0
WALL MOUNTED SPLIT SYSTEM | UNKNOWN | DAKO | FAQ90CV4A | NA | 0
WALL MOUNTED SPLIT SYSTEM | 22407850 | MODULEX | DXK12Z3-S | NA | 0
UNDER CEILING SPLIT SYSTEM | E000389 | DAKO | FLXS608BVMA | NA | 0
WALL MOUNTED SPLIT SYSTEM | UNKNOWN | MODULEX | DXC12Z3-S | NA | 0
AIR COOLED SPLIT SYSTEM | UNKNOWN | DAIKIN | RZQ90CV4A | NA | 0
AIR COOLED SPLIT SYSTEM | UNKNOWN | DAKO | RZQ90CV4A | NA | 0
AIR COOLED SPLIT SYSTEM | UNKNOWN | DAKO | RY 25FV1C | NA | 0
AIR COOLED SPLIT SYSTEM | UNKNOWN | CIEMANTS | UNKNOWN | NA | 0
AIR COOLED SPLIT SYSTEM | 3801Y11326 | CIEMANTS | UNKNOWN | NA | 0
AIR COOLED SPLIT SYSTEM | 3601Y11340 | CIEMANTS | UNKNOWN | NA | 0
AIR COOLED SPLIT SYSTEM | UNKNOWN | DAKO | UNKNOWN | NA | 0
AIR COOLED SPLIT SYSTEM | 038902573RE | MODULEX | DXC09Z3-S | NA | 0
AIR COOLED SPLIT SYSTEM | E005389 | DAKO | RXS60BVMA | NA | 0
CHILLER - WATER COOLED | A92H0403 | TRITEC ELECT | CGWD100DCC00110010021111H | NA | 0
CHILLED WATER PUMP | UNKNOWN | NULL | UNKNOWN | NA | 0
CHILLED WATER PUMP | UNKNOWN | NULL | UNKNOWN | NA | 0
HEAT EXCHANGER - WATER TO WAT | 2643 | NULL | PROCESS | NA | 0
CONDENSER WATER PUMP | UNKNOWN | NULL | ASEA | NA | 0
CONDENSER WATER PUMP | UNKNOWN | NULL | ASEA | NA | 0
CHILLED WATER PUMP | 7611393 | ABB | MBT 160M | NA | 0
CHILLED WATER PUMP | 7611393 | ABB | MBT 160M | NA | 0
ICE STORAGE TANK |  | BARREL FAN | UNKNOWN | NA | 0
ICE STORAGE TANK |  | BARREL FAN | UNKNOWN | NA | 0
ICE STORAGE TANK |  | BARREL FAN | UNKNOWN | NA | 0
MAKE UP TANK |  | NULL | AUTO HEAT | NA | 0
EXPANSION TANK (CLOSED LOOPS) |  | NULL | UNKNOWN | NA | 0
0 - NOT SET | UNKNOWN | NULL | CUSTOM MADE | NA | 0
WATER COOLED CONDENSOR | MJ4891075 | MUNTERS | H07-3C46 | NA | 0
WALL MOUNTED SPLIT SYSTEM | 022302596 RE | MODULEX | DXK09Z3 | NA | 0
AIR FAN - EXHAUST | UNKNOWN | FEDERAL | MV304 | NA | 0
AIR FAN - EXHAUST | UNKNOWN | FEDERAL | UNKNOWN | NA | 0
AIR FAN - EXHAUST | UNKNOWN | FEDERAL | CE254D | NA | 0
CASSETTE SPLIT SYSTEM | UNKNOWN | DAKO | UNKNOWN | NA | 0
AIR HANDLING UNIT | 222 | NULL | 200 | NA | 0
EVAPORATIVE COOLER | 1160576 | BONAIRE | 3040025 | NA | 0
KITCHEN EXHAUST FAN | 41518 | NULL | V46-756-SP4 | NA | 0
KITCHEN EXHAUST FAN | 22509 | CFM FANS | MCV310 | NA | 0
SMOKE EXHAUST FAN | 506981 | FANTECH | RSS1258CA929 | NA | 0
KITCHEN EXHAUST FAN | 513493 | FANTECH | CHD636HT | NA | 0
EVAPORATIVE COOLER | 1206955 | BONAIRE | 3060025S | NA | 0
DUCTED SPLIT SYSTEM | 1125096 | DAIKIN | FDYQ100LV1RZQ100KCV4 | NA | 0
AIR FAN - OUTSIDE | 452100 | FEDERAL | RIL100 | NA | 0
AIR FAN - OUTSIDE | 36963 | FANTECH | VCW204 | NA | 0
AIR FAN - OUTSIDE | 58792 | FANTECH | RIL150SW | NA | 0
AIR FAN - OUTSIDE | sf234167 | FANTECH | VCW204 | NA | 0
AIR FAN - OUTSIDE | SF115425 | FANTECH | VCW204 | NA | 0
AIR FAN - OUTSIDE | sf115248 | FANTECH | VCW204 | NA | 0
AIR FAN - OUTSIDE | SF345611 | FEDERAL | RIL125 | NA | 0
AIR FAN - OUTSIDE | ef0000215 | FANTECH | RIL150SW | NA | 0
AIR FAN - OUTSIDE | EF1000078 | FANTECH | TD800200N | NA | 0
AIR FAN - OUTSIDE | EF100088 | FANTECH | TD800200N | NA | 0
AIR FAN - OUTSIDE | SF111045 | FANTECH | TD800200N | NA | 0
FAN COIL UNIT - DUCTED | 201500E | FUJITSU | ASTG24LFCCAOTG24LFCC | NA | 0
DUCTED SPLIT SYSTEM | 1200095E | PANASONIC | U100PE1RFS100PU1R5 | NA | 0
KITCHEN EXHAUST FAN | PN234041A | FANTECH | RCV560-6E | NA | 0
EVAPORATIVE COOLER | 1206954 | BONAIRE | 3060025S | NA | 0
EVAPORATIVE COOLER | 1205856 | BONAIRE | 3060025S | NA | 0
KITCHEN EXHAUST FAN | 513493 | FANTECH | CHD636HT | NA | 0
WALL MOUNTED SPLIT SYSTEM | E002810 | DAIKIN | FTKS50FVMA | R410A | 1
DUCTED SPLIT SYSTEM | 408535 | NULL | U | R410A | 1
CASSETTE SPLIT SYSTEM | 401KAWQ00001 | LG | ARNU18GTQA2 | R410A | 1
CASSETTE SPLIT SYSTEM | 401KAPB00008 | LG | ARNU18GTQA2 | R410A | 1
DUCTED SPLIT SYSTEM | 303KAED00004 | LG | AT H36GMLE1 | R410A | 1
WALL MOUNTED SPLIT SYSTEM | E026857 | DAIKIN | FTXS25LVMA | R410A | 2
WALL MOUNTED SPLIT SYSTEM | E000979 | DAIKIN | FTKS50FVMA | R410A | 2
WALL MOUNTED SPLIT SYSTEM | E28076 | DAIKIN | RXS25LVMA | R410A | 2
WALL MOUNTED SPLIT SYSTEM | E18093 | DAIKIN | RXS35LVMA | R410A | 2
VRV DUCTED SPLIT | E000141 | DAIKIN | RXYQ18TY1A | R410A | 2
PACKAGED AIR CONDITIONING UNIT | 811589 | TEMPERZONE | OPA242RKTBH-P | R410A | 2
DUCTED SPLIT SYSTEM | E003142 | DAIKIN | RZQ100KV4A | R410A | 3
CASSETTE SPLIT SYSTEM | 307KACA00003 | LG | UU24WH | R410A | 3
PACKAGED AIR CONDITIONING UNIT | 797617 | THERMAL EQUP CO | OPA116RKTY | R410A | 3
VRF DUCTED SPLIT | 6509000173 | PANASONIC | U 100 PE1R5 | R410A | 4
DUCTED SPLIT SYSTEM | 301KAGJU0004 | LG | UU42WH | R410A | 4
PACKAGED AIR CONDITIONING UNIT | 397521 | ACTRON | PCG153U | R410A | 4
CASSETTE SPLIT SYSTEM | 302KAHG00009 | LG | UU36WH | R410A | 4
PACKAGED AIR CONDITIONING UNIT | 795300 | THERMAL EQUP CO | OPA2452RKTB | R410A | 4
MULTI HEAD NON DUCTED SPLIT | 303KAWQ00057 | LG | UHXM70MA0 | R410A | 4
PACKAGED AIR CONDITIONING UNIT | 399637 | ACTRON | PCG153U | R410A | 5
DUCTED SPLIT SYSTEM | 310KAHG00001 | LG | ARUB260LT3 | R410A | 5
DUCTED SPLIT SYSTEM | 401KAWQ00001 | LG | ARUB80LT3 | R410A | 5
DUCTED SPLIT SYSTEM | 307KACA0003 | LG | ARUB200LT3 | R410A | 5
DUCTED SPLIT SYSTEM | 401KAXV0002 | LG | ARUB80LT3 | R410A | 5
DUCTED SPLIT SYSTEM | 411943 | ACTRON | SRA131C | R410A | 6
PACKAGED AIR CONDITIONING UNIT | 452100164L | TRITEC ELECT | WSC060ADROA08YA | R22 | 6
DUCTED SPLIT SYSTEM | 307KACA00003 | LG | ARUB120LT3 | R410A | 7
VRF DUCTED SPLIT | 401KAWQ00001 | LG | ARUB140LT3 | R407C | 7
VRF DUCTED SPLIT | 401KAFX00003 | LG | ARUB140LT3 | R410A | 7
PACKAGED AIR CONDITIONING UNIT | 377362 | BRAEMAR | PCA 230J | R410A | 7
PACKAGED AIR CONDITIONING UNIT | 410365 | ACTRON | PCG203U | R410A | 7
PACKAGED AIR CONDITIONING UNIT | 398483 | ACTRON | PCA23OU | R404A | 7
DUCTED SPLIT SYSTEM | 307KACA00003 | LG | ARUB100LT3 | R410A | 7
PACKAGED AIR CONDITIONING UNIT | 398484 | ACTRON | PCA23OU | R410A | 8
PACKAGED AIR CONDITIONING UNIT | 398485 | ACTRON | PCA23OU | R410A | 8
PACKAGED AIR CONDITIONING UNIT | 20510710-0004 | ACTROL | ART90BRFX AA | R22 | 8
PACKAGED AIR CONDITIONING UNIT | 398482 | ACTRON | PCA23OU | R410A | 8
VRV DUCTED SPLIT | E000818 | DAIKIN | RZYQ8PY1 | R410A | 9
PACKAGED AIR CONDITIONING UNIT | 804340 | TEMPERZONE | OPA370RKTBH | R410A | 10
AIR COOLED SPLIT SYSTEM | 653672 | APAC | S128DVC5BA | R22 | 10
AIR COOLED SPLIT SYSTEM | 553673 | APAC | S129DVC5BA | R22 | 10
PACKAGED AIR CONDITIONING UNIT | N52101267D | TRANE | WCH200BD00ED | R22 | 10
PACKAGED AIR CONDITIONING UNIT | 397535 | ACTRON | PCG290L | R410A | 11
PACKAGED AIR CONDITIONING UNIT | PCG397536 | ACTRON | PCG290L | R410A | 11
PACKAGED AIR CONDITIONING UNIT | 397534 | ACTRON | PCG290L | R410A | 11
PACKAGED AIR CONDITIONING UNIT | 398481 | ACTRON | PCG340L | R410A | 12
VRV DUCTED SPLIT | E00190 | DAIKIN | RXYQ16TY1A | R410A | 12
VRV DUCTED SPLIT | E000231 | DAIKIN | RXYQ12TY1A | R410A | 12
PACKAGED AIR CONDITIONING UNIT | 398480 | ACTRON | PCG340L | R410A | 12
PACKAGED AIR CONDITIONING UNIT | 418051 | ACTRON | PCG340L | R410A | 12
PACKAGED AIR CONDITIONING UNIT |  | ACTRON | PCG 360L | R410A | 12
PACKAGED AIR CONDITIONING UNIT | 397987 | ACTRON | PKY470T-6Q1 | R410A | 15
PACKAGED AIR CONDITIONING UNIT | 398478 | ACTRON | PCG400L | R410A | 16
PACKAGED AIR CONDITIONING UNIT | 377363 | ACTRON | PCG 400L | R410A | 16
PACKAGED AIR CONDITIONING UNIT | 398447 | ACTRON | PCG400L | R410A | 16
PACKAGED AIR CONDITIONING UNIT | 393131 | ACTRON | PXY62OT-6Q1 | R410A | 20
DUCTED SPLIT SYSTEM | 408553 | ACTRON | CAY700T-6Q1-TA-Z | R410A | 20
PACKAGED AIR CONDITIONING UNIT | 402635 | ACTRON | PXY620T-6Q1 | R410A | 20
PACKAGED AIR CONDITIONING UNIT | 96428 | TEMPERZONE | OPA770RKTB | R410A | 25
PACKAGED AIR CONDITIONING UNIT | 387183 | ACTRON | PCG 290L | R410A | 105
PACKAGED AIR CONDITIONING UNIT | 387184 | ACTRON | PCG 290R | R410A | 105
PACKAGED AIR CONDITIONING UNIT | 398479 | ACTRON | PCG400L | R410A | 152
VARIABLE AIR VOLUME UNITS |  | JOHNSON CONTROL | SDV5000-14 | NA | 0
VARIABLE AIR VOLUME UNITS |  | JOHNSON CONTROL | SDV5000-12 | NA | 0
VARIABLE AIR VOLUME UNITS |  | JOHNSON CONTROL | SDV500-14 | NA | 0
VARIABLE AIR VOLUME UNITS |  | JOHNSON CONTROL |  | NA | 0
VARIABLE AIR VOLUME UNITS |  | JOHNSON CONTROL |  | NA | 0
VARIABLE AIR VOLUME UNITS |  | JOHNSON CONTROL |  | NA | 0
WALL MOUNTED SPLIT SYSTEM | E013650 | DAIKIN | FTXS60KVMA | R410A | 0
WALL MOUNTED SPLIT SYSTEM | 22900084 | TOSHIBA | RAS-18SKV-A | R410A | 0
WALL MOUNTED SPLIT SYSTEM | E000602 | DAIKIN | FTXS90KVMA | R410A | 0
VARIABLE AIR VOLUME UNITS |  | JOHNSON CONTROL | SDV5000-14 | NA | 0
VARIABLE AIR VOLUME UNITS |  | JOHNSON CONTROL | SDV5000-14 | NA | 0
VARIABLE AIR VOLUME UNITS |  | JOHNSON CONTROL |  | NA | 0
VARIABLE AIR VOLUME UNITS |  | JOHNSON CONTROL |  | NA | 0
CASSETTE SPLIT SYSTEM | J037739 | DAIKIN | RXS35LW3V1B | R410A | 1.2
WALL MOUNTED SPLIT SYSTEM | 22900064 | TOSHIBA | RAS -18SAV2 - A | R410A | 0
WALL MOUNTED SPLIT SYSTEM | 2603448 | SHARP | AE-A129J | NA | 0
WALL MOUNTED SPLIT SYSTEM | E003424 | DAIKIN | FTXS95LVMA | R410A | 0
BOILER - GAS ATMOSPHERIC | FTA8002 | AIRA | FTA800 | NA | 0
HEATING HOT WATER PUMP | JJ3027A51799D | REGENT | 65 320 BS1T | NA | 0
VARIABLE AIR VOLUME UNITS |  | JOHNSON CONTROL | SDV 5000-14 | NA | 0
CHILLED WATER PUMP | JJ3027A57192F | REGENT | 150X125-250BS1MBPO | NA | 0
VARIABLE AIR VOLUME UNITS | 50530K70769227 | JOHNSON CONTROL | SDV-5000-12-000-0 | NA | 0
AIR HANDLING UNIT | 10439 | FANTECH | 36ALDW | NA | 0
CAR PARK EXHAUST FAN | AP2008FA12B450 | FANTECH | AP2008FA1215 | NA | 0
AIR FAN - EXHAUST |  | FANTECH | MMD4564 | NA | 0
AIR FAN - EXHAUST |  | FANTECH | MMD 4564 | NA | 0
AIR FAN - EXHAUST | 337197 | FANTECH | AP1608DA9B150 | NA | 0
VARIABLE AIR VOLUME UNITS | 50530K70769199 | JOHNSON CONTROL | SDV5000-12 | NA | 0
SWITCHBOARD MECHANICAL | NA | NULL | NA | NA | 0
VARIABLE AIR VOLUME UNITS | UNAVALIABLE | JOHNSON CONTROL | SDV5000-14 | NA | 0
VARIABLE AIR VOLUME UNITS | UNAVALIABLE | JOHNSON CONTROL | SDV5000-12 | NA | 0
VARIABLE AIR VOLUME UNITS |  | JOHNSON CONTROL | SDV500-14 | NA | 0
COOLING TOWER | 08J0267 | BAC | RCT-2352 | NA | 0
DUCTED HYDRONIC HEATING COIL |  | OTHER |  | NA | 0
VARIABLE AIR VOLUME UNITS |  | JOHNSON CONTROL | SDV5000-14 | NA | 0
AIR FAN - EXHAUST | 355563 | FANTECH | AP1256DA914 | NA | 0
AIR FAN - SUPPLY | 385682 | FANTECH | AP1258FA1234 | NA | 0
AIR FAN - SUPPLY | 11484 10 | FAN & BLOWER | 24ALDW | NA | 0
SMOKE EXHAUST FAN | 406499 | FANTECH | RSS1256CA923 | NA | 0
SMOKE EXHAUST FAN | 406499 | FANTECH | RSS1256CA923 | NA | 0
SMOKE EXHAUST FAN | 341271 | FANTECH | RSS1256CA9F075 | NA | 0
SMOKE SPILL FAN | 341271 | FANTECH | RSS1256CA9F075 | NA | 0
SMOKE EXHAUST FAN | 397922 | FANTECH | RSS1256CA1229 | NA | 0
SMOKE EXHAUST FAN | 406498 | FANTECH | RSS1256CA923 | NA | 0
SMOKE EXHAUST FAN | 406499 | FANTECH | RSS1256CA1223 | NA | 0
TOILET EXHAUST FAN | 334552 | FANTECH | TILD566 | NA | 0
FAN COIL UNIT - DUCTED |  | CARRIER | 40HW-034-THF | NA | 0
VARIABLE AIR VOLUME UNITS |  | JOHNSON CONTROL | SDV5000-12 | NA | 0
VARIABLE AIR VOLUME UNITS |  | JOHNSON CONTROL | SDV5000-12 | NA | 0
FAN COIL UNIT - DUCTED | 40HW014069789 | CARRIER | 40HW-014-THF | NA | 0
KITCHEN EXHAUST FAN | 404428 | FANTECH | CHD638 | NA | 0
KITCHEN EXHAUST FAN | 40428 | FANTECH | CHD638 | NA | 0
SMOKE EXHAUST FAN | 341271 | FANTECH | RSS1256CA9F075 | NA | 0
AIR FAN - EXHAUST | 341271 | FANTECH | RSS1256CA9F075 | NA | 0
SMOKE SPILL FAN | 341270 | FANTECH | RSS1256CA12F150 | NA | 0
SMOKE EXHAUST FAN | 341270 | FANTECH | RSS1256CA12F150 | NA | 0
FAN COIL UNIT - DUCTED |  | GJ WALKER | ALHS20 | NA | 0
AIR FAN - EXHAUST |  | FANTECH | PCD716DD | NA | 0
TOILET EXHAUST FAN |  | FANTECH | TD-350125HI | NA | 0
AIR FAN - EXHAUST |  | FANTECH | MMD4563 | NA | 0
AIR HANDLING UNIT |  | FAN & BLOWER | 24 ALDW | NA | 0
AIR HANDLING UNIT |  | FAN & BLOWER | 24 ALDW | NA | 0
AIR FAN - EXHAUST | 397921 | FANTECH | AP1608DA629 | NA | 0
AIR FAN - EXHAUST |  | FANTECH | MMD4564 | NA | 0
AIR FAN - EXHAUST |  | FANTECH | MMD4564 | NA | 0
AIR FAN - EXHAUST | 334553 | FANTECH | MMD4564 | NA | 0
AIR FAN - EXHAUST | 337200 | FANTECH | AP0714AP10HT011 | NA | 0
AIR FAN - EXHAUST | 339732 | FANTECH | PCD716DD | NA | 0
FAN COIL UNIT - DUCTED |  | CARRIER | 40-APB024-THF | NA | 0
AIR FAN - EXHAUST |  | FANTECH | RSS1258CA923 | NA | 0
FAN COIL UNIT - DUCTED |  | CARRIER | 40-APB-080-THF | NA | 0
FAN COIL UNIT - DUCTED |  | CARRIER | 40APB-080-THF | NA | 0
SMOKE EXHAUST FAN | 403033 | FANTECH | M0161800 | NA | 0
FAN COIL UNIT - DUCTED |  | CARRIER | 40HW-PP7-THF | NA | 0
AIR HANDLING UNIT | Wa290110-001 | FAN COIL INC | FCS-500V | NA | 0
AIR HANDLING UNIT | 1601 | FANTECH | 33ALDW | NA | 0
VARIABLE AIR VOLUME UNITS | NA | JOHNSON CONTROL | SDV500-12 | NA | 0
VARIABLE AIR VOLUME UNITS |  | JOHNSON CONTROL | SDV5000-14 | NA | 0
VARIABLE AIR VOLUME UNITS |  | JOHNSON CONTROL |  | NA | 0
VARIABLE AIR VOLUME UNITS |  | JOHNSON CONTROL | SDV5000-10 | NA | 0
VARIABLE AIR VOLUME UNITS |  | JOHNSON CONTROL | SDV5000-14 | NA | 0
VARIABLE AIR VOLUME UNITS |  | JOHNSON CONTROL | SDV5000-10 | NA | 0
VARIABLE AIR VOLUME UNITS |  | JOHNSON CONTROL | SDV5000-16 | NA | 0
VARIABLE AIR VOLUME UNITS |  | JOHNSON CONTROL | SDV5000-10 | NA | 0
VARIABLE AIR VOLUME UNITS |  | JOHNSON CONTROL | SDV5000-12 | NA | 0
VARIABLE AIR VOLUME UNITS |  | JOHNSON CONTROL |  | NA | 0
VARIABLE AIR VOLUME UNITS |  | JOHNSON CONTROL | SDV5000-14 | NA | 0
VARIABLE AIR VOLUME UNITS |  | JOHNSON CONTROL | SDV5000-12 | NA | 0
VARIABLE AIR VOLUME UNITS |  | JOHNSON CONTROL | SDV5000-16 | NA | 0
VARIABLE AIR VOLUME UNITS |  | JOHNSON CONTROL | SDV5000-12 | NA | 0
VARIABLE AIR VOLUME UNITS |  | JOHNSON CONTROL | SDV5000-14 | NA | 0
VARIABLE AIR VOLUME UNITS |  | JOHNSON CONTROL | SDV5000-12 | NA | 0
COOLING TOWER | 08J0266 | BAC | RCT-2352 | NA | 0
COOLING TOWER | 03J268 | BAC | RCT-2352 | NA | 0
VARIABLE AIR VOLUME UNITS |  | JOHNSON CONTROL |  | NA | 0
VARIABLE AIR VOLUME UNITS |  | JOHNSON CONTROL |  | NA | 0
VARIABLE AIR VOLUME UNITS |  | JOHNSON CONTROL | SDV5000-14 | NA | 0
VARIABLE AIR VOLUME UNITS |  | JOHNSON CONTROL |  | NA | 0
VARIABLE AIR VOLUME UNITS |  | JOHNSON CONTROL | SDV5000-14 | NA | 0
VARIABLE AIR VOLUME UNITS |  | JOHNSON CONTROL | SDV5000-12 | NA | 0
VARIABLE AIR VOLUME UNITS |  | JOHNSON CONTROL | SDV5000-8 | NA | 0
VARIABLE AIR VOLUME UNITS |  | JOHNSON CONTROL | SDV5000-14 | NA | 0
VARIABLE AIR VOLUME UNITS |  | JOHNSON CONTROL | SDV5000-10 | NA | 0
VARIABLE AIR VOLUME UNITS |  | JOHNSON CONTROL | SDV5000-12 | NA | 0
VARIABLE AIR VOLUME UNITS |  | JOHNSON CONTROL | SDV5000-12 | NA | 0
VARIABLE AIR VOLUME UNITS |  | JOHNSON CONTROL | SDV5000-16 | NA | 0
VARIABLE AIR VOLUME UNITS |  | JOHNSON CONTROL | SDV5000-12 | NA | 0
VARIABLE AIR VOLUME UNITS |  | JOHNSON CONTROL | SDV5000-12 | NA | 0
VARIABLE AIR VOLUME UNITS |  | JOHNSON CONTROL | SDV5000-14 | NA | 0
VARIABLE AIR VOLUME UNITS |  | JOHNSON CONTROL | SDV5000-12 | NA | 0
VARIABLE AIR VOLUME UNITS |  | JOHNSON CONTROL | SDV5000-12 | NA | 0
VARIABLE AIR VOLUME UNITS |  | JOHNSON CONTROL | SDV5000-12 | NA | 0
VARIABLE AIR VOLUME UNITS |  | JOHNSON CONTROL | SDV5000-12 | NA | 0
VARIABLE AIR VOLUME UNITS |  | JOHNSON CONTROL | SDV5000-14 | NA | 0
VARIABLE AIR VOLUME UNITS |  | JOHNSON CONTROL | SDV5000-12 | NA | 0
VARIABLE AIR VOLUME UNITS |  | JOHNSON CONTROL | SDV5000-14 | NA | 0
VARIABLE AIR VOLUME UNITS |  | JOHNSON CONTROL | SDV5000-14 | NA | 0
VARIABLE AIR VOLUME UNITS |  | JOHNSON CONTROL | SDV5000-14 | NA | 0
VARIABLE AIR VOLUME UNITS |  | JOHNSON CONTROL | SDV5000-12 | NA | 0
VARIABLE AIR VOLUME UNITS |  | JOHNSON CONTROL | SVD5000-8 | NA | 0
VARIABLE AIR VOLUME UNITS |  | JOHNSON CONTROL | SDV5000-14 | NA | 0
FAN COIL UNIT - DUCTED |  | CARRIER | 40AP5080 | NA | 0
VARIABLE AIR VOLUME UNITS |  | JOHNSON CONTROL | SDV5000-14 | NA | 0
VARIABLE AIR VOLUME UNITS |  | JOHNSON CONTROL | SDV5000-14 | NA | 0
VARIABLE AIR VOLUME UNITS |  | JOHNSON CONTROL | SDV5000-14 | NA | 0
VARIABLE AIR VOLUME UNITS |  | JOHNSON CONTROL | SDV5000-14 | NA | 0
VARIABLE AIR VOLUME UNITS |  | JOHNSON CONTROL | SDV5000-14 | NA | 0
VARIABLE AIR VOLUME UNITS |  | JOHNSON CONTROL | SDV5000-12 | NA | 0
VARIABLE AIR VOLUME UNITS |  | JOHNSON CONTROL | SDV5000-12 | NA | 0
VARIABLE AIR VOLUME UNITS |  | JOHNSON CONTROL | SDV5000-12 | NA | 0
VARIABLE AIR VOLUME UNITS |  | JOHNSON CONTROL | SDV5000-12 | NA | 0
VARIABLE AIR VOLUME UNITS |  | JOHNSON CONTROL |  | NA | 0
VARIABLE AIR VOLUME UNITS |  | JOHNSON CONTROL | SDV5000-14 | NA | 0
VARIABLE AIR VOLUME UNITS |  | JOHNSON CONTROL | SDV5000-14 | NA | 0
CHILLER - WATER COOLED | 1308Q75617 | CARRIER | 19XR-4042374KFH52S | R134A | 0
CHILLER - WATER COOLED | 1308Q75616 | CARRIER | 19XR-4042374KFH52S | R134A | 0
CHILLED WATER PUMP | JJ3027A57190D | REGENT | 100-200-RS1T | NA | 0
CHILLED WATER PUMP | JJ3027A57191F | REGENT | 150X125-250BS1MBPO | NA | 0
CHILLED WATER PUMP | JJ5027A57194D | REGENT | 150-320BS1T | NA | 0
AIR FAN - EXHAUST |  | FANTECH | BT17B112-170 | NA | 0
AIR FAN - EXHAUST |  | FANTECH | RT17B112-170 | NA | 0
CONDENSER WATER PUMP | JJ3027A57196D | REGENT | 150X320-BS1T | NA | 0
CONDENSER WATER PUMP | JJ3027AS7197D | REGENT | 150X320-BSIT | NA | 0
CONDENSER WATER PUMP | JJ3027A57195D | REGENT | 125-260 BS1T | NA | 0
CONDENSER WATER PUMP | JJ30273PA57218 | REGENT | D65L0204T21X | NA | 0
CONDENSER WATER PUMP | JJ3077SPA57216 | REGENT | D65L204T2JX | NA | 0
REFRIGERATION COMPRESSORS | 15819301 | BITZER | CSH7551-50R | R134A | 0
REFRIGERATION COMPRESSORS | 15819302 | BITZER | CSH7551-50R | R134A | 0
AIR HANDLING UNIT | na | FANTECH | FBA 36ALDW | NA | 0
AIR HANDLING UNIT |  | FANTECH | FBA 36ALDW | NA | 0
AIR HANDLING UNIT |  | FAN & BLOWER | 30ALDW | NA | 0
VARIABLE AIR VOLUME UNITS |  | JOHNSON CONTROL | SDV500-14 | NA | 0
VARIABLE AIR VOLUME UNITS |  | JOHNSON CONTROL | SDV500-14 | NA | 0
VARIABLE AIR VOLUME UNITS |  | JOHNSON CONTROL | SDV5000-12 | NA | 0
VARIABLE AIR VOLUME UNITS |  | JOHNSON CONTROL | SDV500-10 | NA | 0
VARIABLE AIR VOLUME UNITS |  | JOHNSON CONTROL | SDV5000-14 | NA | 0
VARIABLE AIR VOLUME UNITS |  | JOHNSON CONTROL |  | NA | 0
VARIABLE AIR VOLUME UNITS |  | JOHNSON CONTROL |  | NA | 0
VARIABLE AIR VOLUME UNITS |  | JOHNSON CONTROL |  | NA | 0
VARIABLE AIR VOLUME UNITS |  | JOHNSON CONTROL | SDV5000-12 | NA | 0
VARIABLE AIR VOLUME UNITS |  | JOHNSON CONTROL | SDV5000-12 | NA | 0
VARIABLE AIR VOLUME UNITS |  | JOHNSON CONTROL |  | NA | 0
VARIABLE AIR VOLUME UNITS |  | JOHNSON CONTROL | SDV5000-12 | NA | 0
VARIABLE AIR VOLUME UNITS |  | JOHNSON CONTROL |  | NA | 0
VARIABLE AIR VOLUME UNITS |  | JOHNSON CONTROL |  | NA | 0
CHILLED WATER PUMP |  | REGENT | 150-320BSIT | NA | 0
SWITCHBOARD MECHANICAL |  | NULL |  | NA | 0
SWITCHBOARD MECHANICAL |  | NULL |  | NA | 0
SWITCHBOARD MECHANICAL |  | NULL |  | NA | 0
AIR HANDLING UNIT |  | FAN & BLOWER | 30ALDW | NA | 0
SWITCHBOARD MECHANICAL |  | NULL |  | NA | 0
AIR HANDLING UNIT |  | FAN & BLOWER | 27ALDW | NA | 0
WATER FLOW METER | 90636 | DYNAMETERS | DMTFB-N-E123-N | NULL | NULL
VARIABLE AIR VOLUME UNITS |  | JOHNSON CONTROL | SDV5000-12 | NA | 0
FAN COIL UNIT - DUCTED |  | CARRIER | 40HW-016THF | NA | 0
FAN COIL UNIT - DUCTED |  | CARRIER | 40HW-016THF | NA | 0
VARIABLE AIR VOLUME UNITS |  | JOHNSON CONTROL | SDV5000-14 | NA | 0
VARIABLE AIR VOLUME UNITS |  | JOHNSON CONTROL | SDV5000-14 | NA | 0
VARIABLE AIR VOLUME UNITS |  | JOHNSON CONTROL | SDV5000-14 | NA | 0
VARIABLE AIR VOLUME UNITS |  | JOHNSON CONTROL | SDV5000-14 | NA | 0
VARIABLE AIR VOLUME UNITS |  | JOHNSON CONTROL | SDV5000-14 | NA | 0
VARIABLE AIR VOLUME UNITS |  | JOHNSON CONTROL | SDV5000-10 | NA | 0
VARIABLE AIR VOLUME UNITS |  | JOHNSON CONTROL |  | NA | 0
VARIABLE AIR VOLUME UNITS |  | JOHNSON CONTROL |  | NA | 0
VARIABLE AIR VOLUME UNITS |  | JOHNSON CONTROL | SDV5000-12 | NA | 0
VARIABLE AIR VOLUME UNITS |  | JOHNSON CONTROL | SDV5000-14 | NA | 0
VARIABLE AIR VOLUME UNITS |  | JOHNSON CONTROL | SDV5000-12 | NA | 0
VARIABLE AIR VOLUME UNITS |  | JOHNSON CONTROL | SDV-5000-12 | NA | 0
VARIABLE AIR VOLUME UNITS |  | JOHNSON CONTROL | SDV5000-16 | NA | 0
VARIABLE AIR VOLUME UNITS |  | JOHNSON CONTROL | SDV5000-12 | NA | 0
VARIABLE AIR VOLUME UNITS |  | JOHNSON CONTROL | SDV5000-12 | NA | 0
VARIABLE AIR VOLUME UNITS |  | JOHNSON CONTROL | SDV5000-14 | NA | 0
VARIABLE AIR VOLUME UNITS |  | JOHNSON CONTROL | SDV5000-14 | NA | 0
VARIABLE AIR VOLUME UNITS |  | JOHNSON CONTROL |  | NA | 0
VARIABLE AIR VOLUME UNITS |  | JOHNSON CONTROL | SDV500014 | NA | 0
VARIABLE AIR VOLUME UNITS |  | JOHNSON CONTROL | SDV5000-16 | NA | 0
VARIABLE AIR VOLUME UNITS |  | JOHNSON CONTROL | SDV5000-16 | NA | 0
VARIABLE AIR VOLUME UNITS |  | JOHNSON CONTROL | SDV5000-12 | NA | 0
VARIABLE AIR VOLUME UNITS |  | JOHNSON CONTROL |  | NA | 0
VARIABLE AIR VOLUME UNITS |  | JOHNSON CONTROL |  | NA | 0
AIR HANDLING UNIT | 1052307 | FANTECH | 30ALDW | NA | 0
SWITCHBOARD MECHANICAL |  | NULL |  | NA | 0
TOILET EXHAUST FAN | 367682 | FANTECH | CHD636 | NA | 0
TOILET EXHAUST FAN | 367682 | FANTECH | CQ 072 | NA | 0
TOILET EXHAUST FAN | 404173 | FANTECH | 4309FS8559 | NA | 0
KITCHEN EXHAUST FAN |  | FAN & BLOWER | 40LSW | NA | 0
AIR FAN - EXHAUST | 333434 | FANTECH | AP1258FA12B110 | NA | 0
SWITCHBOARD MECHANICAL |  | NULL |  | NA | 0
CAR PARK SUPPLY AIR FAN | 334553 | FANTECH | AP1258FA12B110 | NA | 0
SWITCHBOARD MECHANICAL |  | NULL |  | NA | 0
VARIABLE SPEED DRIVE | 010408G108 | DANFOSS | 141F7542 | NA | 0
SWITCHBOARD MECHANICAL |  | NULL |  | NA | 0
AIR FAN - EXHAUST | 333434 | FANTECH | AP1258FA12B110 | NA | 0
SWITCHBOARD MECHANICAL |  | NULL |  | NA | 0
CAR PARK EXHAUST FAN |  | COLT CYCLONE | CPV100N | NA | 0
CAR PARK EXHAUST FAN |  | COLT CYCLONE | CPV100N | NA | 0
CAR PARK EXHAUST FAN |  | COLT CYCLONE | CPV100N | NA | 0
CAR PARK EXHAUST FAN |  | COLT CYCLONE | CPV100N | NA | 0
CAR PARK EXHAUST FAN |  | NULL | CPV100N | NA | 0
CAR PARK EXHAUST FAN |  | COLT CYCLONE | CPV100N | NA | 0
CAR PARK EXHAUST FAN |  | COLT CYCLONE | CPV100N | NA | 0
CAR PARK EXHAUST FAN |  | COLT CYCLONE | CPV100N | NA | 0
CAR PARK EXHAUST FAN |  | COLT CYCLONE | CPV100N | NA | 0
CAR PARK EXHAUST FAN |  | COLT CYCLONE | CV100N | NA | 0
CAR PARK EXHAUST FAN |  | COLT CYCLONE | CPV100N | NA | 0
CAR PARK EXHAUST FAN |  | COLT CYCLONE | CPV100N | NA | 0
CAR PARK EXHAUST FAN |  | COLT CYCLONE | CPV100N | NA | 0
CAR PARK EXHAUST FAN |  | COLT CYCLONE | CPV100N | NA | 0
CAR PARK EXHAUST FAN |  | COLT CYCLONE | CPV-100N | NA | 0
AIR FAN - EXHAUST |  | FANTECH | AP1256DA920 | NA | 0
SWITCHBOARD MECHANICAL |  | NULL |  | NA | 0
SWITCHBOARD MECHANICAL |  | NULL |  | NA | 0
AIR FAN - EXHAUST |  | FANTECH | AP1256DA920 | NA | 0
SWITCHBOARD MECHANICAL | n/a | NULL | n/a | NA | 0
AIR FAN - EXHAUST |  | FANTECH | AP1608125 | NA | 0
AIR FAN - EXHAUST | 11550 10 | FAN & BLOWER | 36ALSW | NA | 0
SWITCHBOARD MECHANICAL |  | NULL |  | NA | 0
VARIABLE SPEED DRIVE | 059410G259 | DANFOSS | 131B8214 | NA | 0
AIR HANDLING UNIT | Na | FANTECH | 22ALDW | NA | 0
SWITCHBOARD MECHANICAL |  | NULL |  | NA | 0
SWITCHBOARD MECHANICAL |  | NULL |  | NA | 0
SMOKE SPILL FAN |  | FANTECH | RSS1256CA12F150 | NA | 0
SMOKE SPILL FAN |  | FANTECH | RSS1256CA12F150 | NA | 0
SMOKE SPILL FAN |  | FANTECH | RSS1256CA12F15 | NA | 0
SWITCHBOARD MECHANICAL |  | NULL |  | NA | 0
AIR HANDLING UNIT | NA | FANTECH | 30ALDW | NA | 0
AIR FAN - EXHAUST | 345670 | FANTECH | AP1608DA9B185 | NA | 0
AIR HANDLING UNIT |  | FANTECH | 33ALDW | NA | 0
AIR HANDLING UNIT |  | FANTECH | 27ALDW | NA | 0
AIR HANDLING UNIT |  | FANTECH | 27ALDW | NA | 0
AIR HANDLING UNIT |  | FANTECH | 22ALDW | NA | 0
SWITCHBOARD MECHANICAL |  | NULL |  | NA | 0
SWITCHBOARD MECHANICAL |  | NULL |  | NA | 0
SMOKE EXHAUST FAN | 397922 | FANTECH | M0158192 | NA | 0
SMOKE EXHAUST FAN | 397922 | FANTECH | M0158192 | NA | 0
BOILER - GAS ATMOSPHERIC | FTA800I | AIRA | FTA800 | NA | 0
HEATING HOT WATER PUMP | JJ3027A57198D | REGENT | 65320BS1T | NA | 0
SWITCHBOARD MECHANICAL |  | NULL |  | NA | 0
SWITCHBOARD MECHANICAL |  | NULL |  | NA | 0
SWITCHBOARD MECHANICAL |  | NULL |  | NA | 0
SWITCHBOARD MECHANICAL |  | NULL |  | NA | 0
AIR HANDLING UNIT | 102208 | FANTECH | 27ALDW | NA | 0
SWITCHBOARD MECHANICAL |  | NULL |  | NA | 0
SWITCHBOARD MECHANICAL |  | NULL |  | NA | 0
FAN COIL UNIT - DUCTED | NA | CARRIER | 40APB-080THF | NA | 0
SWITCHBOARD MECHANICAL |  | NULL |  | NA | 0
SWITCHBOARD MECHANICAL |  | NULL |  | NA | 0
SWITCHBOARD MECHANICAL |  | NULL |  | NA | 0
TOILET EXHAUST FAN | UNKNOWN | FANTECH | CE192D | NA | 0
AIR FAN - EXHAUST | UNKNOWN | UNKNOWN | UNKNOWN | NA | 0
AIR FAN - EXHAUST | UNKNOWN | UNKNOWN | UNKNOWN | NA | 0
AIR FAN - EXHAUST | UNKNOWN | UNKNOWN | UNKNOWN | NA | 0
AIR FAN - EXHAUST | UNKNOWN | UNKNOWN | UNKNOWN | NA | 0
CASSETTE SPLIT SYSTEM | 7453821477 | PANASONIC | CS-E24GKR | R410A | 1.5
CASSETTE SPLIT SYSTEM | 532403712BE | MHI | DXK24ZMA-S | R410A | 1.4
CASSETTE SPLIT SYSTEM | 901329 | DAIKIN | FTXD50JVEA | R22 | 1.4
ROOM AIR CONDITIONING UNIT | UNKNOWN | PANASONIC | UNKNOWN | R22 | 1
ROOM AIR CONDITIONING UNIT | UNKNOWN | FUJITSU | 9R | R22 | 1
CASSETTE SPLIT SYSTEM | UNKNOWN | DAIKIN | FTXS35EVMA | R410A | 1
ROOM AIR CONDITIONING UNIT | UNKNOWN | PANASONIC | UNKNOWN | R22 | 1
CASSETTE SPLIT SYSTEM | 2109559 | SHARP | AY-A249J | R22 | 2
AIR FAN - OUTSIDE | 14004 | AEROVENT | QUS040-401 | NA | 0
DUCTED SPLIT SYSTEM | 33W04686 | MODULEX | PEFY-P63VMA-E | R410A | 0
DUCTED SPLIT SYSTEM | 32W04650 | MODULEX | PEFY-P63VMA-E | R410A | 0
DUCTED SPLIT SYSTEM | 32W04647 | MODULEX | PEFY-P63VMA-E | R410A | 0
DUCTED SPLIT SYSTEM | 32W04648 | MODULEX | PEFY-P63VMA-E | R410A | 0
DUCTED SPLIT SYSTEM | 62W00760 | MITSUBISHI | PEA-RP250WHA | R410A | 0
VRF DUCTED SPLIT | 26W08594 | MITSUBISHI | PEFY-P140VMH-E | R410A | 0
VRF DUCTED SPLIT | 27W08681 | MITSUBISHI | PEFY-P140VMH-E | R410A | 0
VRF DUCTED SPLIT | 27W00986 | MITSUBISHI | PEFY-P200VMHS-E | R410A | 0
VRF DUCTED SPLIT | 25W00653 | MITSUBISHI | PEFY-P250VMHS-E | R410A | 0
VRF DUCTED SPLIT | 27W00987 | MITSUBISHI | PEFY-P200VMHS--E | R410A | 0
VRF DUCTED SPLIT | 26W08581 | MITSUBISHI | PEFY-P140VMH-E | R410A | 0
VRF DUCTED SPLIT | 25W00653 | MITSUBISHI | PEFY-P250VMHS-E | R410A | 0
VRF DUCTED SPLIT | 27W08682 | MITSUBISHI | PEFY-P140VMH-E | R410A | 0
VRF DUCTED SPLIT | 27W00989 | MITSUBISHI | PEFY-P200VMHS-E | R410A | 0
VRF DUCTED SPLIT | 26W08592 | MITSUBISHI | PEFY-P140VMH-E | R410A | 0
VRF DUCTED SPLIT | 27W00739 | MITSUBISHI | PEFY-P250VMHS-E | R410A | 0
VRF DUCTED SPLIT | 27W00732 | MITSUBISHI | PEFY-P250VMHS-E | R410A | 0
VRF DUCTED SPLIT | 27W00740 | MITSUBISHI | PEFY-P250VMHS-E | R410A | 0
VRF DUCTED SPLIT | 27W00949 | MITSUBISHI | PEFY-P200VMHS-E | R410A | 0
VRF DUCTED SPLIT | 27W08669 | MITSUBISHI | PEFY-P140VMH-E | R410A | 0
VRF DUCTED SPLIT | 28W00819 | MITSUBISHI | PEFY-P250VMHS-E | R410A | 0
VRF DUCTED SPLIT | 27W08695 | MITSUBISHI | PEFY-P140VMH-E | R410A | 0
VRF DUCTED SPLIT | 28W00818 | MITSUBISHI | PEFY-P250VMHS-E | R410A | 0
VRF DUCTED SPLIT | 28W00814 | MITSUBISHI | PEFY-P250VMHS-E | R410A | 0
VRF DUCTED SPLIT | 28W00784 | MITSUBISHI | PEFY-P250VMHS-E | R410A | 0
VRF DUCTED SPLIT | 28W00821 | MITSUBISHI | PEFY-P250VMHS-E | R410A | 0
VRF DUCTED SPLIT | 27W08676 | MITSUBISHI | PEFY-P200VMHS-E | R410A | 0
VRF DUCTED SPLIT | 27W00948 | MITSUBISHI | PEFY-P200VMHS-E | R410A | 0
VRF DUCTED SPLIT | 26W08580 | MITSUBISHI | PEFY-P140VMH-E | R410A | 0
VRF DUCTED SPLIT | 27W00988 | MITSUBISHI | PEFY-P200VMHS-E | R410A | 0
VRF DUCTED SPLIT | 26W08595 | MITSUBISHI | PEFY-P140VMH-E | R410A | 0
VRF DUCTED SPLIT | 27W00731 | MITSUBISHI | PEFY-P250VMHS-E | R410A | 0
VRF DUCTED SPLIT | 27W00737 | MITSUBISHI | PEFY-P250VMHS-E | R410A | 0
VRF DUCTED SPLIT | 26W08593 | MITSUBISHI | PEFY-P140VMH-E | R410A | 0
VRF DUCTED SPLIT | 27W01002 | MITSUBISHI | PEFY-P200VMHS-E | R410A | 0
VRF DUCTED SPLIT | 27W08675 | MITSUBISHI | PEFY-P140VMH-E | R410A | 0
VRF DUCTED SPLIT | 27W00738 | MITSUBISHI | PEFY-P250VMHS-E | R410A | 0
VRF DUCTED SPLIT | 27W01003 | MITSUBISHI | PEFY-P200VMHS-E | R410A | 0
VRF DUCTED SPLIT | 25W00654 | MITSUBISHI | PEFY-P250VMHS-E | R410A | 0
VRF DUCTED SPLIT | 25W00652 | MITSUBISHI | PEFY-P250VMHS-E | R410A | 0
VRF DUCTED SPLIT | 27W08702 | MITSUBISHI | PEFY-P140VMH-E | R410A | 0
VRF DUCTED SPLIT | 28W00792 | MITSUBISHI | PEFY-P250VMHS-E | R410A | 0
VRF DUCTED SPLIT | 28W08696 | MITSUBISHI | PEFY-P140VMH-E | R410A | 0
VRF DUCTED SPLIT | 28W00791 | MITSUBISHI | PEFY-P250VMHS-E | R410A | 0
VRF DUCTED SPLIT | 28W00783 | MITSUBISHI | PEFY-P250VMHS-E | R410A | 0
VRF DUCTED SPLIT | 28W00817 | MITSUBISHI | PEFY-P250VMHS-E | R410A | 0
VRF DUCTED SPLIT | 28W00815 | MITSUBISHI | PEFY-P250VMHS-E | R410A | 0
VRF DUCTED SPLIT | 24W02028 | MODULEX | PURY-P400YJM-A | NA | 0
SWITCHBOARD MECHANICAL | NA | SJ ELECTRIC | SJ ELECTRIC | NA | 0
VARIABLE SPEED DRIVE | XAC918-000500 | SIEMENS | A5E03668424FA | NA | 0
VARIABLE SPEED DRIVE | XAC905-002502 | SIEMENS | A5E03668424FA | NA | 0
AIR FAN - RETURN | 469302 | FANTECH | FLD716DD | NA | 0
AIR FAN - RETURN | 469302 | FANTECH | FLD716DD | NA | 0
AIR FAN - EXHAUST | 469304 | FANTECH | MME3142 | NA | 0
SWITCHBOARD MECHANICAL | NA | SJ ELECTRIC | SJ ELECTRIC | NA | 0
AIR FAN - RETURN | 469123 | FANTECH | MMD6365 | NA | 0
AIR FAN - RETURN | 469123 | FANTECH | MMD6365 | NA | 0
AIR FAN - EXHAUST | 469124 | FANTECH | MME3142 | NA | 0
VARIABLE SPEED DRIVE | XAC619-001914 | SIEMENS | A5E03668424FA | NA | 0
VARIABLE SPEED DRIVE | XAC619-001913 | SIEMENS | A5E03668424FA | NA | 0
SWITCHBOARD MECHANICAL | NA | SJ ELECTRIC | SJ ELECTRIC | NA | 0
AIR FAN - RETURN | 469121 | FANTECH | MMD6364 | NA | 0
AIR FAN - OUTSIDE | 469121 | FANTECH | MMD6364 | NA | 0
AIR FAN - EXHAUST | 469124 | FANTECH | MME3142 | NA | 0
VARIABLE SPEED DRIVE | XAC619-001923 | SIEMENS | A5E03668424FA | NA | 0
VARIABLE SPEED DRIVE |  | SIEMENS | A5E03668424FA | NA | 0
SWITCHBOARD MECHANICAL | NA | SJ ELECTRIC | SJ ELECTRIC | NA | 0
AIR FAN - RETURN | XAC619-001921 | FANTECH | FLD716DD | NA | 0
AIR FAN - RETURN | 469301 | FANTECH | MMD6364 | NA | 0
AIR FAN - EXHAUST | 469304 | FANTECH | MME3142 | NA | 0
VARIABLE SPEED DRIVE | XAC918-000503 | SIEMENS | A5E03668424FA | NA | 0
VARIABLE SPEED DRIVE | XAC918-000506 | SIEMENS | A5E03668424FA | NA | 0
SWITCHBOARD MECHANICAL | NA | SJ ELECTRIC | SJ ELECTRIC | NA | 0
AIR FAN - RETURN | 469123 | FANTECH | MMD6365 | NA | 0
AIR FAN - RETURN | 469123 | FANTECH | MMD6365 | NA | 0
AIR FAN - EXHAUST | 469124 | FANTECH | MME3142 | NA | 0
SWITCHBOARD MECHANICAL | NA | SJ ELECTRIC | SJ ELECTRIC | NA | 0
AIR FAN - RETURN | 469121 | FANTECH | MMD6364 | NA | 0
AIR FAN - RETURN | 469121 | FANTECH | MMD6364 | NA | 0
VARIABLE SPEED DRIVE | XAC905-002504 | SIEMENS | A5E03668424FA | NA | 0
VARIABLE SPEED DRIVE | XAC905-002506 | SIEMENS | A5E03668424FA | NA | 0
VARIABLE SPEED DRIVE | XAC619-001908 | SIEMENS | A5E03668424FA | NA | 0
VARIABLE SPEED DRIVE | XAC619-001915 | SIEMENS | A5E03668424FA | NA | 0
AIR FAN - EXHAUST | 469127 | FANTECH | CE454D | NA | 0
AIR FAN - EXHAUST | 469126 | FANTECH | CE456D | NA | 0
AIR FAN - EXHAUST | 488149 | FANTECH | MME28478 | NA | 0
VRF DUCTED SPLIT | 27W05683 | MITSUBISHI | PUHY-P250YJM-A | R410A | 8
VRF DUCTED SPLIT | 28W06195 | MITSUBISHI | PUHY-P250YJM-A <G> | R410A | 8
VRF DUCTED SPLIT | 27W05778 | MITSUBISHI | PUHY-P250YJM-A | R410A | 8
VRF DUCTED SPLIT | 27W05686 | MODULEX | PUHY-P250YJM-A | R410A | 8
VRF DUCTED SPLIT | 27W05686 | MITSUBISHI | PUHY-P250YJM-A | R410A | 8
VRF DUCTED SPLIT | 44W00272 | MODULEX | PUHZ-RP250YKM-A | R410A | 9
VRF DUCTED SPLIT | 32W03587 | MODULEX | PURY-P200YJM-A | R410A | 10
VRF DUCTED SPLIT | 32W07041 | MODULEX | PURY-P250YJM-A | R410A | 10
VRF DUCTED SPLIT | 32W07011 | MODULEX | PURY-P250YJM-A | R410A | 10
VRF DUCTED SPLIT | 1XW01436 | MITSUBISHI | PURY-P400YJM-A | R410A | 12
VRF DUCTED SPLIT | 24W02032 | MITSUBISHI | PURY-P400YJM-A | R410A | 12
VRF DUCTED SPLIT | 24W02051 | MITSUBISHI | PURY-P400YJM-A | R410A | 12
VRF DUCTED SPLIT | 24W02028 | MITSUBISHI | PURY-P400YJM-A | R410A | 12
VRF DUCTED SPLIT | 1XW01434 | MITSUBISHI | PURY-P400YJM-A <G> | R410A | 12
VRF DUCTED SPLIT | 19W00925 | MITSUBISHI | PUHY-P450YJM-A | R410A | 12
VRF DUCTED SPLIT | 19W00935 | MITSUBISHI | PUHY-P450YJM-A <G> | R410A | 12
VRF DUCTED SPLIT | 28W01764 | MITSUBISHI | PURY-P350YJM-A <G> | R410A | 12
VRF DUCTED SPLIT | 24W02055 | MITSUBISHI | PURY-P400YJM-A | R410A | 12
VRF DUCTED SPLIT | 24W02033 | MODULEX | PURY-P400YJM-A | R410A | 12
VRF DUCTED SPLIT | 24W02033 | MITSUBISHI | PURY-P400YJM-A | R410A | 12
VRF DUCTED SPLIT | 19W00924 | MITSUBISHI | PUHY-P450YJM-A | R410A | 12
VRF DUCTED SPLIT | 24W02053 | MITSUBISHI | PURY-P350YJM-A | R410A | 12
VRF DUCTED SPLIT | 24W02026 | MITSUBISHI | PURY-P400YJM-A | R410A | 12
VRF DUCTED SPLIT | 19W00930 | MITSUBISHI | PUHY-P450YJM-A | R410A | 12
VRF DUCTED SPLIT | 32W03451 | MODULEX | PURY-P350YJM-A | R410A | 12
EVAPORATIVE COOLER | O1201188 | BRAEMAR | B18 | NA | 0
KITCHEN EXHAUST FAN | 23105-8297 | NULL | SSMVY-814 | NA | 0
AIR FAN - EXHAUST | 501823 | FANTECH | TCE 406 | NA | 0
AIR FAN - EXHAUST | 501526 | FANTECH | CHD406HT | NA | 0
AIR FAN - EXHAUST | 519814 | FANTECH | CHD 406 | NA | 0
AIR FAN - EXHAUST | 519814 | FANTECH | CHD 406 | NA | 0
AIR FAN - EXHAUST | 519814 | FANTECH | CHD406 | NA | 0
AIR FAN - EXHAUST | 519814 | FANTECH | CHD406 | NA | 0
CASSETTE SPLIT SYSTEM | C000176 | DAIKIN | FXFQ125SVM | NA | 0
CASSETTE SPLIT SYSTEM | C000255 | DAIKIN | FXFQ125SVM | NA | 0
CASSETTE SPLIT SYSTEM | C000305 | DAIKIN | FXFQ125SVM | NA | 0
CASSETTE SPLIT SYSTEM | C000228 | DAIKIN | FXFQ125SVM | NA | 0
CASSETTE SPLIT SYSTEM | C000225 | DAIKIN | FXFQ125SVM | NA | 0
CASSETTE SPLIT SYSTEM | C000252 | DAIKIN | FXFQ125SVM | NA | 0
CASSETTE SPLIT SYSTEM | C000226 | DAIKIN | FXFQ125SVM | NA | 0
CASSETTE SPLIT SYSTEM | C000306 | DAIKIN | FXFQ125SVM | NA | 0
CASSETTE SPLIT SYSTEM | C000167 | DAIKIN | FXFQ125SVM | NA | 0
AIR FAN - EXHAUST | 501526 | FEDERAL | CHD406HT | NA | 0
EVAPORATIVE COOLER | 1224396 | BONAIRE | 3070025 | NA | 0
EVAPORATIVE COOLER | 1222310 | BONAIRE | 2550010 | NA | 0
AIR FAN - SUPPLY | 506980 | FANTECH | RDS0714GP6-25 | NA | 0
AIR HANDLING UNIT | 76005 | UNKNOWN | CMG DRIVEN | R22 | 0
VARIABLE SPEED DRIVE | NA | DANFOSS | VLT 6000 | NA | 0
AIR FAN - EXHAUST | 501525 | FANTECH | CD711V | NA | 0
TOILET EXHAUST FAN | 501523 | FEDERAL | TCD566 | NA | 0
TOILET EXHAUST FAN | 513489 | FEDERAL | TCD506 | NA | 0
TOILET EXHAUST FAN | 513490 | FEDERAL | TCD456 | NA | 0
AIR FAN - OUTSIDE | 528958 | FANTECH | RV4 | NA | 0
AIR FAN - EXHAUST | PN 231745C | FANTECH | RCB3154E | NA | 0
EVAPORATIVE COOLER | C14080042 | BRAEMAR | RPC320D | NA | 0
AIR FAN - SUPPLY | PN234036A | FANTECH | CS5006E | NA | 0
KITCHEN EXHAUST FAN | 23105-8288 | NULL | SHVYA-806 | NA | 0
KITCHEN EXHAUST FAN | 23105-8289 | NULL | SHVYA-779 | NA | 0
AIR FAN - EXHAUST | 13693 | NULL | DI040-401V | NA | 0
AIR FAN - EXHAUST | 476202 | FANTECH | TCD 566 | NA | 0
AIR FAN - EXHAUST | 496563 | FANTECH | PCE 404 ER | NA | 0
AIR FAN - SUPPLY | 50213 | FANTECH | PCD566DD | NA | 0
AIR CURTAIN | 496434 | FANTECH | MRV1 | NA | 0
AIR FAN - EXHAUST | 513493 | FANTECH | CHD636HT | NA | 0
SMOKE EXHAUST FAN | 506981 | FANTECH | RSS1258CA929 | NA | 0
SMOKE EXHAUST FAN | 506980 | FANTECH | RDS0714GP625 | NA | 0
SWITCHBOARD MECHANICAL | 299440MPC1 | NULL | 6 KA | NA | 0
BMS | O | NULL | GENISIS 2 | NA | 0
SMOKE EXHAUST FAN | NA | FEDERAL | APS1258GA621 | NA | 0
SMOKE EXHAUST FAN | 29440CP2 | FEDERAL | APS1258GA621 | NA | 0
SMOKE EXHAUST FAN | 504779 | FEDERAL | APS1254CA316 | NA | 0
SMOKE EXHAUST FAN | 504779 | FEDERAL | APS1254CA316 | NA | 0
SWITCHBOARD MECHANICAL | 2944MT33 | NULL | 6KA | NA | 0
FIELD CONTROLLER | O | LG | LG GATEWAY | NA | 0
WALL MOUNTED SPLIT SYSTEM | E043187 | DAIKIN | FTXS35KVMA | NA | 0
AIR FAN - EXHAUST | 501528 | FANTECH | CHD316HT | NA | 0
SMOKE EXHAUST FAN | 501466 | FANTECH | RSS1258CA929 | NA | 0
FAN COIL UNIT - DUCTED |  | CARRIER | 40HW-010-THF | NA | 0
SWITCHBOARD MECHANICAL |  | NULL |  | NA | 0
SWITCHBOARD MECHANICAL |  | NULL |  | NA | 0
SWITCHBOARD MECHANICAL |  | NULL |  | NA | 0
VARIABLE AIR VOLUME UNITS |  | JOHNSON CONTROL | SDV5000-14 | NA | 0
VARIABLE AIR VOLUME UNITS |  | JOHNSON CONTROL |  | NA | 0
SWITCHBOARD MECHANICAL |  | NULL |  | NA | 0
SWITCHBOARD MECHANICAL |  | NULL |  | NA | 0
VARIABLE AIR VOLUME UNITS |  | JOHNSON CONTROL |  | NA | 0
VARIABLE AIR VOLUME UNITS |  | JOHNSON CONTROL |  | NA | 0
VARIABLE AIR VOLUME UNITS |  | JOHNSON CONTROL |  | NA | 0
VARIABLE AIR VOLUME UNITS |  | JOHNSON CONTROL | SDV5000-14 | NA | 0
AIR CURTAIN |  | JOHNSON CONTROL |  | NA | 0
VARIABLE AIR VOLUME UNITS |  | JOHNSON CONTROL |  | NA | 0
VARIABLE AIR VOLUME UNITS |  | JOHNSON CONTROL |  | NA | 0
VARIABLE AIR VOLUME UNITS |  | JOHNSON CONTROL | SDV5000-14 | NA | 0
VARIABLE AIR VOLUME UNITS |  | JOHNSON CONTROL | SDV5000-14 | NA | 0
VARIABLE AIR VOLUME UNITS |  | JOHNSON CONTROL |  | NA | 0
AIR CURTAIN |  | JOHNSON CONTROL | SDV5000-14 | NA | 0
VARIABLE AIR VOLUME UNITS |  | JOHNSON CONTROL | SDV5000-14 | NA | 0
VARIABLE AIR VOLUME UNITS |  | JOHNSON CONTROL | SDV5000-16 | NA | 0
VARIABLE AIR VOLUME UNITS |  | JOHNSON CONTROL | SDV5000-16 | NA | 0
VARIABLE AIR VOLUME UNITS |  | JOHNSON CONTROL | SDV5000-14 | NA | 0
VARIABLE AIR VOLUME UNITS |  | JOHNSON CONTROL | SDV5000-14 | NA | 0
VARIABLE AIR VOLUME UNITS |  | JOHNSON CONTROL | SDV5000-14 | NA | 0
FAN COIL UNIT - DUCTED |  | CARRIER | 40HW-014-THF | NA | 0
VARIABLE AIR VOLUME UNITS |  | JOHNSON CONTROL |  | NA | 0
VARIABLE AIR VOLUME UNITS |  | JOHNSON CONTROL | SDV5000-14 | NA | 0
VARIABLE AIR VOLUME UNITS |  | JOHNSON CONTROL | SDV5000-14 | NA | 0
VARIABLE AIR VOLUME UNITS |  | JOHNSON CONTROL | SDV5000-12 | NA | 0
VARIABLE AIR VOLUME UNITS |  | JOHNSON CONTROL |  | NA | 0
VARIABLE AIR VOLUME UNITS |  | JOHNSON CONTROL | SDV5000-12 | NA | 0
VARIABLE AIR VOLUME UNITS |  | JOHNSON CONTROL | SDV5000-12 | NA | 0
VARIABLE AIR VOLUME UNITS |  | JOHNSON CONTROL |  | NA | 0
VARIABLE AIR VOLUME UNITS |  | JOHNSON CONTROL | SDV5000-12 | NA | 0
VARIABLE AIR VOLUME UNITS |  | JOHNSON CONTROL | SDV5000-16 | NA | 0
VARIABLE AIR VOLUME UNITS |  | JOHNSON CONTROL | SDV5000-14 | NA | 0
VARIABLE AIR VOLUME UNITS |  | JOHNSON CONTROL |  | NA | 0
FAN COIL UNIT - DUCTED |  | CARRIER | 40HW-010-THF | NA | 0
VARIABLE SPEED DRIVE | 088110G529 | DANFOSS | 131B8215 | NA | 0
VARIABLE AIR VOLUME UNITS |  | JOHNSON CONTROL | SDV5000-12 | NA | 0
VARIABLE AIR VOLUME UNITS |  | JOHNSON CONTROL |  | NA | 0
VARIABLE AIR VOLUME UNITS |  | JOHNSON CONTROL |  | NA | 0
VARIABLE AIR VOLUME UNITS |  | JOHNSON CONTROL | SDV5000-14 | NA | 0
VARIABLE AIR VOLUME UNITS |  | JOHNSON CONTROL | SDV5000-14 | NA | 0
VARIABLE AIR VOLUME UNITS |  | JOHNSON CONTROL |  | NA | 0
VARIABLE AIR VOLUME UNITS |  | JOHNSON CONTROL |  | NA | 0
VARIABLE AIR VOLUME UNITS |  | JOHNSON CONTROL | SDV5000-12 | NA | 0
DUCTED HYDRONIC COOLING COIL |  | NULL |  | NA | 0
FAN COIL UNIT - DUCTED |  | CARRIER | 40APB-080-THF | NA | 0
VARIABLE AIR VOLUME UNITS |  | JOHNSON CONTROL | SDV5000-14 | NA | 0
VARIABLE AIR VOLUME UNITS |  | JOHNSON CONTROL | SDV5000-14 | NA | 0
VARIABLE AIR VOLUME UNITS |  | JOHNSON CONTROL | SDV500-12 | NA | 0
VARIABLE AIR VOLUME UNITS |  | JOHNSON CONTROL |  | NA | 0
DUCTED HYDRONIC HEATING COIL |  | NULL |  | NA | 0
FAN COIL UNIT - DUCTED |  | CARRIER | 40APB-080-THF | NA | 0
FAN COIL UNIT - DUCTED |  | CARRIER | 40HW-008THF | NA | 0
FAN COIL UNIT - DUCTED |  | CARRIER | 40APB-080-THF | NA | 0
FAN COIL UNIT - DUCTED |  | CARRIER | 40APB-080-THF | NA | 0
VARIABLE AIR VOLUME UNITS |  | JOHNSON CONTROL | SDV5000-12 | NA | 0
VARIABLE AIR VOLUME UNITS |  | JOHNSON CONTROL | SDV5000-12 | NA | 0
VARIABLE AIR VOLUME UNITS |  | JOHNSON CONTROL |  | NA | 0
VARIABLE SPEED DRIVE | 011108G138 | DANFOSS | 131F8480 | NA | 0
VARIABLE AIR VOLUME UNITS |  | JOHNSON CONTROL |  | NA | 0
CHILLED WATER PUMP | 010209G268 | DANFOSS | 131F848 | NA | 0
VARIABLE SPEED DRIVE |  | DANFOSS |  | NA | 0
FAN COIL UNIT - DUCTED |  | DAKO | FDY10KAY1 | NA | 0
DUCTED SPLIT SYSTEM | NA | GREGORY | ART45LUAK | NA | 0
DUCTED SPLIT SYSTEM |  | DAKO | FDY71LV1 | NA | 0
DUCTED SPLIT SYSTEM |  | DAKO | FDY71LV1 | NA | 0
DUCTED SPLIT SYSTEM |  | DAKO | FDYP125DLV1 | NA | 0
WALL MOUNTED SPLIT SYSTEM | 29025954 | DAKO | FTXD50JVEA | NA | 0
WALL MOUNTED SPLIT SYSTEM | E001895 | DAKO | FTKS50GVMA | NA | 0
0 - NOT SET | E027411 | DAKO | FTXS71FVMA | NA | 0
0 - NOT SET | E020431 | DAKO | FTXS71FVMA | NA | 0
DUCTED SPLIT SYSTEM |  | DAKO | FDYQ125MV1R | NA | 0
WALL MOUNTED SPLIT SYSTEM |  | GREGORY |  | NA | 0
DUCTED SPLIT SYSTEM | 377921 | THERMAL EQUP CO | OSA73R | NA | 2.1
DUCTED SPLIT SYSTEM | 406475 | THERMAL EQUP CO | OSA181R | NA | 0
FIELD CONTROLLER |  | DAKO | ITOUCH | NA | 0
AIR HANDLING UNIT | KD1522 | NULL | POPE 18.5 KW 4443-123-141 | NA | 0
AIR HANDLING UNIT | 101001301 | NULL | BALDOR RELIANCE 7.5KW 132M-4 B3C | NA | 0
SWITCHBOARD MECHANICAL |  | NULL |  | NA | 0
SWITCHBOARD MECHANICAL |  | NULL |  | NA | 0
FIRE DAMPER |  | NULL |  | NA | 0
SWITCHBOARD MECHANICAL |  | NULL |  | NA | 0
SWITCHBOARD MECHANICAL |  | NULL |  | NA | 0
FIRE DAMPER |  | NULL | BULLOCK - 4900 | NA | 0
FIRE DAMPER |  | NULL |  | NA | 0
FIRE DAMPER |  | NULL |  | NA | 0
0 - NOT SET | 2281002994 | BONAIR | CSH 8553-80 AC | NA | 0
0 - NOT SET | 2281002993 | BONAIR | CSH 8591-140 AC | NA | 0
AIR FAN - EXHAUST |  | NULL |  | NA | 0
AIR FAN - EXHAUST |  | NULL |  | NA | 0
SWITCHBOARD MECHANICAL |  | NULL |  | NA | 0
DX CONDENSING UNIT | T33-209 2380926719 | CAMEO | EP-Q VB-8-6R-CONDENSER | NA | 0
DX CONDENSING UNIT | T33-204 2380926718 | CAMEO | EP-Q VB-6-4R-CONDENSER | NA | 0
WALL MOUNTED SPLIT SYSTEM |  | CARRIER |  | NA | 0
WALL MOUNTED SPLIT SYSTEM |  | NULL | DERBY | R22 | 0
SWITCHBOARD MECHANICAL |  | NULL |  | NA | 0
FAN COIL UNIT - NON DUCTED |  | DAIKIN |  | NA | 0
WALL MOUNTED SPLIT SYSTEM |  | NULL | CHIGO | R22 | 1
WALL MOUNTED SPLIT SYSTEM |  | NULL | CHIGO - CS-35V3A-HAL | R22 | 1
WALL MOUNTED SPLIT SYSTEM |  | NULL | DERBY | R22 | 2
WALL MOUNTED SPLIT SYSTEM |  | NULL | AGREE - KFR-93WALL | R22 | 2
WALL MOUNTED SPLIT SYSTEM |  | NULL | AGREE - KFR-93WALL | R22 | 2
0 - NOT SET |  | NULL | DERBY | NA | 0
WALL MOUNTED SPLIT SYSTEM |  | NULL | DERBY | R22 | 2
WALL MOUNTED SPLIT SYSTEM |  | NULL | AGREE - KFR-93 | R22 | 2
WALL MOUNTED SPLIT SYSTEM |  | NULL | AGREE - KFR-93 | R22 | 2
WALL MOUNTED SPLIT SYSTEM |  | NULL | PEREIRA - CS-25H3A-M84A | R410A | 3
WALL MOUNTED SPLIT SYSTEM | UNKNOWN | NULL | PEREIRA - CS-25H3A-H5 | R410A | 3
WALL MOUNTED SPLIT SYSTEM |  | CARRIER | CARRIER | R410A | 3
COOL ROOM | 438200717H2009 | AQUA | 4836030565 | R404A | 3
COOL ROOM | 238200817H2009 | AQUA | 4836030565 | R404A | 4
COOL ROOM | 238200817H2009 | AQUA | 4836030565 | R404A | 4
PACKAGED AIR CONDITIONING UNIT | BJ 4623 | AIRTEMP | XA00012 | R22 | 5
PACKAGED AIR CONDITIONING UNIT | BJ 4651 | AIRTEMP | XA00023 | R22 | 5
PACKAGED AIR CONDITIONING UNIT | XA00060 | AIRTEMP | RT 3131 | R22 | 6
PACKAGED AIR CONDITIONING UNIT |  | THERMAL EQUP CO | OPA 850RKTBH | R410A | 10
PACKAGED AIR CONDITIONING UNIT | BJ 5468 | AIRTEMP | XB00045 | R22 | 10
COOL ROOM | D 293913 | CROSSLE | 1551069 | NA | 0
CHILLER - WATER COOLED | 0 | ZEIL | YCCH163S0737YA | R22 | 100
CHILLER - WATER COOLED | XWL3344 | CIEMANTS | 30XW0502P | R134A | 135
CHILLER - AIR COOLED | LA 6708 | RAC | AA0273.1BH6.42E | R134A | 191
CHILLER - AIR COOLED | LA 6708 | RAC | AA0273.1BH6.42E | R134A | 191
COOL ROOM | 95H40324H | CROSSLE | CRM3-0400-TFD-532 | R22 | 3
COOL ROOM | 96J04800H | CIEMANTS | CRM3-0400-TFD-532 | R22 | 3
COOL ROOM | 96J04800H | CIEMANTS | CRM3-0400-TFD-532 | R22 | 3
COOL ROOM | 1984300486 | BONAIR | 2DC-3.2Y-40S | R404A | 5
COOL ROOM | 90D-01762 | LUNITE HERMITI | 72 | R409A | 7
COOL ROOM | 1680512681 | BONAIR | 4EC-6.2Y-40S | R134A | 10
COOL ROOM |  | NULL | TERRY PJS | R134A | 10
FREEZER ROOM | 1984300537 | BONAIR | 4PCS-15.2Y-40P | R404A | 10
FREEZER ROOM | 1984300536 | BONAIR | 4PCS-15.2-40P | R404A | 10
DUCTED SPLIT SYSTEM | G802964 | NULL | BF30-C664 | R22 | 10
DUCTED SPLIT SYSTEM | 138848392 | AQUA | 865 MR GHB | R407C | 10
DUCTED SPLIT SYSTEM | 00640VC9BO | AQUA | S0640VC9BO | R407C | 10
COOL ROOM | 1791 | CROSSLE | 9TH-1015-FSM | R507 | 20
COOL ROOM | MG-042321 | CROSSLE | 9TH 1015 | R507 | 20
CHILLER - WATER COOLED | VJ5601-1 | HEAT STRIP | HRWC 15OTS | R22 | 60
CHILLER - WATER COOLED | VJ5601-2 | HEAT STRIP | HRWC 150TS | R22 | 60
CHILLER - WATER COOLED | 12P601834 | CIEMANTS | 30HXCO80-A0387-HEE | R134A | 67
COOL ROOM | GK 9991 | LUNITE HERMITI | FBHD-125E-1 | R404A | 3
COOL ROOM | GK 9992 | LUNITE HERMITI | FBHD-125E-1 | R404A | 3
COOL ROOM | 40079 | ENGLISH ELECT | CS07HA | R22 | 3
COOL ROOM | 11989 | ENGLISH ELECT | CS07HA | R22 | 3
DUCTED SPLIT SYSTEM | 261998W118139 | AQUA | S018IHR7AA | NA | 0
DUCTED SPLIT SYSTEM | 3798W120672 | AQUA | H3580S35HP-BV | NA | 0
DUCTED SPLIT SYSTEM | 3798W120670 | AQUA | H3580S35HPEB | NA | 0
WALL MOUNTED SPLIT SYSTEM | 12700415 | TRANE | RAS-13SKVR-A | NA | 0
WALL MOUNTED SPLIT SYSTEM | 92800187 | TRANE | RAS135-KVA | NA | 0
DUCTED SPLIT SYSTEM | 5398W117252 | AQUA | SO30OVR9AA | NA | 0
WALL MOUNTED SPLIT SYSTEM | 12700934 | TRANE | RAS-13AVR-A | NA | 0
WALL MOUNTED SPLIT SYSTEM | 92800094 | TRANE | RAS13SAVA | NA | 0
DUCTED SPLIT SYSTEM | 3898W 120673 | AQUA | S018VR9AA | NA | 0
DUCTED SPLIT SYSTEM | 4198W120671 | AQUA | S0360VR9AA | NA | 0
PACKAGED AIR CONDITIONING UNIT | 198745 | AQUA | H14509 | NA | 0
PACKAGED AIR CONDITIONING UNIT | 198746 | AQUA | H14509 | NA | 0
WALL MOUNTED SPLIT SYSTEM |  | TRANE |  | NA | 0
SWITCHBOARD MECHANICAL |  | NULL |  | NA | 0
CASSETTE SPLIT SYSTEM | 389209394 | PARKER | CS F34DBE5 | NA | 0
WALL MOUNTED SPLIT SYSTEM | 7007695 | MODULEX | MSZ-GA80VA | NA | 0
WALL MOUNTED SPLIT SYSTEM | UNKNOWN | AIRFACT | RCM090H | NA | 0
WALL MOUNTED SPLIT SYSTEM | UNKNOWN | ZEIL | YJKC09FS-AAA-III | NA | 0
WALL MOUNTED SPLIT SYSTEM | 2045350514557 | NULL | MWM010FR AFAQ. MCQUAY | NA | 0
WALL MOUNTED SPLIT SYSTEM | 204350514551 | NULL | MWM010FR AFAD MCQUAY | NA | 0
WALL MOUNTED SPLIT SYSTEM | 204350514553 | NULL | MCQUAY MWM010FR AFAD | NA | 0
CASSETTE SPLIT SYSTEM | 780713648 | PARKER | CU-L34DBE5 | NA | 0
WALL MOUNTED SPLIT SYSTEM | 8007183 | MODULEX | MUZ-GA80VA | NA | 0
0 - NOT SET | UNKNOWN | AIRFACT | RCM 090H | NA | 0
WALL MOUNTED SPLIT SYSTEM | 5.101e+17 | ZEIL | YJJC09FS-AAA-III | NA | 0
0 - NOT SET | 2045400210851 | NULL | MCQUAY MLC010BRAFDI | NA | 0
WALL MOUNTED SPLIT SYSTEM | 20433202 06736 | NULL | MCQUAY MLC010BR AFBL | NA | 0
WALL MOUNTED SPLIT SYSTEM | 20454002 10855 | NULL | MCQUAY MLC010BR AFDI | NA | 0
ROOM AIR CONDITIONING UNIT | UNKNOWN | GJ WALKER | UNKNOWN | NA | 0
FAN COIL UNIT - DUCTED | 159230 | AQUA | S046IRB006498 | NA | 0
FAN COIL UNIT - DUCTED | 159227 | AQUA | S042IRA006498 | NA | 0
FAN COIL UNIT - DUCTED | 953321-9 | COOLINE AC | UAS15E | NA | 0
FAN COIL UNIT - DUCTED | 370564 | THERMAL EQUP CO | ISD220Q | NA | 0
FAN COIL UNIT - DUCTED | 370563 | THERMAL EQUP CO | ISD220Q | NA | 0
0 - NOT SET | 156522 | AQUA | H00771 | NA | 0
0 - NOT SET | 156521 | AQUA | H00771 | NA | 0
ELECTRIC DUCT HEATER | UNKNOWN | NULL | UNKNOWN | NA | 0
ELECTRIC DUCT HEATER | UNKNOWN | NULL | UNKOWN | NA | 0
ELECTRIC DUCT HEATER | UNKNOWN | NULL | UNKNOWN | NA | 0
DUCTED SPLIT SYSTEM | TBA | THERMAL EQUP CO | ISD150Q | NA | 0
DUCTED SPLIT SYSTEM | 1500W142629 | AQUA | S023IHR7AA | NA | 0
DUCTED SPLIT SYSTEM | 4097W106668 | AQUA | S28 HPEL | NA | 0
DUCTED SPLIT SYSTEM | 1300W142251 | AQUA | H0771 S7 HPEL-02 | NA | 0
DUCTED SPLIT SYSTEM | CZEBZ0023M | GJ WALKER | BL14DLDHGBNAANNH | NA | 0
DUCTED SPLIT SYSTEM | CZEBZ0021M | GJ WALKER | BL14DLDHGBNAANNH | NA | 0
VARIABLE AIR VOLUME UNITS | NA | NULL | AIRE GRILLES VSF-14 | NA | 0
DUCTED SPLIT SYSTEM | 338405 | COOLINE AC | UAS15C | NA | 0
DUCTED SPLIT SYSTEM | 338407 | COOLINE AC | UAS15C | NA | 0
DUCTED SPLIT SYSTEM | 318846 | THERMAL EQUP CO | OSA 150R | NA | 0
DUCTED SPLIT SYSTEM | 370873 | THERMAL EQUP CO | OSA220R | NA | 0
DUCTED SPLIT SYSTEM | 159157 | BRADWAY TEMPER | S042ORA0006498 | NA | 0
DUCTED SPLIT SYSTEM | 159359 | BRADWAY TEMPER | S046ORB00648 | NA | 0
DUCTED SPLIT SYSTEM | 159364 | BRADWAY TEMPER | H00741006498 | NA | 0
FAN COIL UNIT - DUCTED | 953321-8 | COOLINE AC | UAS15E | NA | 0
DUCTED SPLIT SYSTEM | 1100W141515 | AQUA | S0230VR9AA | NA | 0
DUCTED SPLIT SYSTEM | 0500W139740 | AQUA | H00741 S7 HPCHB-02 | NA | 0
DUCTED SPLIT SYSTEM | 1098W114966 | AQUA | KITCHENH02840 S28 HPCHB | NA | 0
DUCTED SPLIT SYSTEM | C0009190001 | GJ WALKER | CL150LDRCNBNN | NA | 0
DUCTED SPLIT SYSTEM | C2CBH0001M | GJ WALKER | CL150LDRCNBNN | NA | 0
AIR FAN - EXHAUST | AO1781 | NULL | HOWDEN RV 500-6MF | NA | 0
ELECTRIC DUCT HEATER | NA | ENGLISH ELECT | PPN125W240 | NA | 0
ELECTRIC DUCT HEATER | NA | ENGLISH ELECT | PPN 175 W240 | NA | 0
VARIABLE AIR VOLUME UNITS | NA | NULL | AIRE GRILLES VSF-8 | NA | 0
VARIABLE AIR VOLUME UNITS | NA | NULL | AIRE GRILLES VSF-16 | NA | 0
ELECTRIC DUCT HEATER | NA | ENGLISH ELECT | PPN250W | NA | 0
ELECTRIC DUCT HEATER |  | ENGLISH ELECT | PPN350W | NA | 0
VARIABLE AIR VOLUME UNITS | NA | NULL | AIRE GRILLES VSF-14 | NA | 0
SWITCHBOARD MECHANICAL | NA | NULL | NA | NA | 0
EXTRACTION SYSTEM - SMOKE |  | NULL |  | NA | 0
EXTRACTION SYSTEM - SMOKE |  | NULL |  | NA | 0
EXTRACTION SYSTEM - SMOKE |  | NULL |  | NA | 0
FAN COIL UNIT - DUCTED | NO PLATE | COOLINE AC | NO PLATE | NA | 0
FAN COIL UNIT - DUCTED | NO PLATE | COOLINE AC | NO PLATE | NA | 0
ELECTRIC DUCT HEATER | UNKNOWN | NULL | UNKNOWN | NA | 0
DUCTED SPLIT SYSTEM | 338401 | COOLINE AC | UAS65C | NA | 0
DUCTED SPLIT SYSTEM | 338403 | COOLINE AC | UAS85C | NA | 0
DUCTED SPLIT SYSTEM | 370861 | THERMAL EQUP CO | OSA220R | NA | 0
DUCTED SPLIT SYSTEM | 159365 | AQUA | S00741006498 | NA | 0
WALL MOUNTED SPLIT SYSTEM |  | AIRFACT |  | NA | 0
WALL MOUNTED SPLIT SYSTEM |  | SCHNEIDER |  | NA | 0
DUCTED SPLIT SYSTEM |  | AQUA |  | NA | 0
DUCTED SPLIT SYSTEM |  | AQUA |  | NA | 0
DUCTED SPLIT SYSTEM |  | AQUA |  | NA | 0
DUCTED SPLIT SYSTEM |  | GJ WALKER |  | NA | 0
DUCTED SPLIT SYSTEM |  | GJ WALKER |  | NA | 0
DUCTED SPLIT SYSTEM |  | THERMAL EQUP CO |  | NA | 0
SWITCHBOARD MECHANICAL |  | NULL |  | NA | 0
SWITCHBOARD MECHANICAL |  | NULL |  | NA | 0
ELECTRIC DUCT HEATER | NA | ENGLISH ELECT | PPN300W240 | NA | 0
EXTRACTION SYSTEM - SMOKE |  | NULL |  | NA | 0
CASSETTE SPLIT SYSTEM | 05A00450 | MITSUBISHI | PLARP60BA | R410A | 0
WALL MOUNTED SPLIT SYSTEM | 6887 | MITSUBISHI | MSZ GE50VA | R410A | 0
CASSETTE SPLIT SYSTEM | TBA | MITSUBISHI | PLFY P50VBME | R410A | 0
CASSETTE SPLIT SYSTEM | TBA | MITSUBISHI | PLFY P32 VCM E2 | R410A | 0
CASSETTE SPLIT SYSTEM | TBA | MITSUBISHI | PLFY P32VCM E2 | R410A | 0
CASSETTE SPLIT SYSTEM | TBA | MITSUBISHI | PLFY P32VCM E 2 | R410A | 0
CASSETTE SPLIT SYSTEM | TBA | MITSUBISHI | PLFY P32VCM E2 | R410A | 0
DUCTED SPLIT SYSTEM | 05W06439 | MITSUBISHI | PEFY P200VMHE | R410A | 0
DUCTED SPLIT SYSTEM | 95W05049 | MITSUBISHI | PEFY P200 VMHE2 | R410A | 0
DUCTED SPLIT SYSTEM | 06W05546 | MITSUBISHI | PEFY P80VHME | R410A | 0
BMS | NA | MITSUBISHI | AG 150A | NA | 0
CASSETTE SPLIT SYSTEM | 8ZM07278 | MODULEX | SLZ-KA50VAL | R410A | 2
CASSETTE SPLIT SYSTEM | 8ZP00255 | MODULEX | SUZ-KA50VA | R410A | 2
CASSETTE SPLIT SYSTEM | 08ZP00255 | MITSUBISHI | SUZKA50 VA2 | R410A | 2
WALL MOUNTED SPLIT SYSTEM | 11693 | MITSUBISHI | MUZ GE50 VA | R410A | 2
MULTI HEAD DUCTED SPLIT SYSTEM | 07W08024 | MITSUBISHI | PUHY P300YHMA | R410A | 9
MULTI HEAD DUCTED SPLIT SYSTEM | 06W09906 | MITSUBISHI | PUHY P350YHMA | R410A | 12
MULTI HEAD NON DUCTED SPLIT | R000154 | FUJITSU | AUTG12LVLA | R410A | 0
MULTI HEAD NON DUCTED SPLIT | R000150 | FUJITSU | AUTG09LVLA | R410A | 0
MULTI HEAD NON DUCTED SPLIT | R000136 | FUJITSU | AUTG09LVLA | R410A | 0
WALL MOUNTED SPLIT SYSTEM | E000753 | FUJITSU | ASTG12JECA | R410A | 0
CASSETTE SPLIT SYSTEM | R002258 | FUJITSU | AUTA24LBL | R410A | 0
DUCTED SPLIT SYSTEM | T001444 | FUJITSU | ARTC90LATU | R410A | 0
WALL MOUNTED SPLIT SYSTEM | E000944 | FUJITSU | AOTG12JEC | R410A | 1
WALL MOUNTED SPLIT SYSTEM | R010737 | FUJITSU | AOTA24LALL | R410A | 2
MULTI HEAD NON DUCTED SPLIT | T001764 | FUJITSU | AOTG30LAT4 | R410A | 4
DUCTED SPLIT SYSTEM | R100694 | FUJITSU | AOTA90LALT | R410A | 12
WALL MOUNTED SPLIT SYSTEM | 93000418 | TRANE | RAS22SKVE | NA | 0
WALL MOUNTED SPLIT SYSTEM | 715401494 | MODULEX | SRK63ZEAS1 | NA | 0
WALL MOUNTED SPLIT SYSTEM | 400T01071-000 | ZEIL | MHH12P15A | NA | 0
WALL MOUNTED SPLIT SYSTEM | 7434800231 | PARKER | CSW126KA | NA | 0
CASSETTE SPLIT SYSTEM | 302252 | PARKER | CZ-06KPU01P | NA | 0
WALL MOUNTED SPLIT SYSTEM | 7516600458 | PARKER | CUW12EKR | NA | 0
WALL MOUNTED SPLIT SYSTEM | 911P0216 | TRANE | RAS-22 SAV-E | NA | 0
WALL MOUNTED SPLIT SYSTEM | 735001041 | MODULEX | SRC63ZES1 | NA | 0
WALL MOUNTED SPLIT SYSTEM | CAN NOT READ | ZEIL | MAH12P15A | NA | 0
AIR HANDLING UNIT | LT08-00072B1-001 | CARRIER APAC | CW240-6 | NA | 0
CASSETTE SPLIT SYSTEM | 202719-K03 | PARKER | CU-140C53XP | NA | 0
DUCTED SPLIT SYSTEM | NO PLATE | VADA | NO PLATE | NA | 0
DUCTED SPLIT SYSTEM | A95J0249 | VADA | TCS080 | NA | 0
DUCTED SPLIT SYSTEM | A95J0250 | VADA | TCS080 | NA | 0
DUCTED SPLIT SYSTEM | A95J024B | VADA | TCS090 | NA | 0
AIR HANDLING UNIT | LT08-00072A1-001 | CARRIER APAC | CW360-6 | NA | 0
AIR HANDLING UNIT | LT08-00072B1-002 | CARRIER APAC | CW240-6 | NA | 0
AIR HANDLING UNIT | LT08-00072C1 | CARRIER APAC | CW200-6 | NA | 0
AIR HANDLING UNIT | LT08-00072C1-001 | CARRIER APAC | CW200-6 | NA | 0
AIR HANDLING UNIT | LT08-00072C1-002 | CARRIER APAC | CW200-6 | NA | 0
AIR HANDLING UNIT | LT08-00072E1-003 | CARRIER APAC | CW240-6 | CHILLED WATER | 0
AIR HANDLING UNIT | LT08-00072E1-002 | CARRIER APAC | CW240-6 | NA | 0
AIR HANDLING UNIT | LT08-00072E1-001 | CARRIER APAC | CW240-6 | NA | 0
AIR HANDLING UNIT | LT08-00072D1-001 | CARRIER APAC | CW280-6 | NA | 0
BMS |  | NULL |  | NA | 0
CHILLED WATER PUMP | A144-4851-L3 | ALCAIR | SW100-40 | NA | 0
CHILLED WATER PUMP | A144-4851-L4 | ALCAIR | SW100-40 | NA | 0
CHILLED WATER PUMP | A144-4851-L2 | ALCAIR | SW100-40 | NA | 0
CHILLED WATER PUMP | A144-4853-L1 | ALCAIR | SW100-40 | NA | 0
CHILLER - AIR COOLED | XAH1232 | CIEMANTS | 30XA0902PT148C156 | NA | 0
CHILLER - AIR COOLED | XAH1231 | CIEMANTS | 30XA0902PT148C156 | NA | 0
SMOKE EXHAUST FAN | 86125 | FEDERAL | SS125618F150268 | NA | 0
EXTRACTION SYSTEM - SMOKE | 86125 | FEDERAL | SS1256A18F150260 | NA | 0
EXTRACTION SYSTEM - SMOKE | 86125 | FEDERAL | SS1256AA18F150260 | NA | 0
EXTRACTION SYSTEM - SMOKE | 86125 | FEDERAL | SS1256A18F150260 | NA | 0
AIR FAN - EXHAUST | NO SERIAL | FEDERAL | EKHR-355-4 | NA | 0
AIR FAN - EXHAUST | CAN NOT READ | FEDERAL | CAN NOT READ | NA | 0
AIR FAN - EXHAUST | 38151 | FEDERAL | CD354VEX | NA | 0
AIR FAN - EXHAUST | CAN NOT READ | FEDERAL | EKHR3104EC | NA | 0
VARIABLE SPEED DRIVE | 014410G278 | DB INDUSTRIES | 131F7830 | NA | 0
VARIABLE SPEED DRIVE | 012209G268 | DB INDUSTRIES | 131F8479 | NA | 0
VARIABLE SPEED DRIVE | 012009G268 | DB INDUSTRIES | 131F8479 | NA | 0
VARIABLE SPEED DRIVE | 010809G268 | DB INDUSTRIES | 131F8480 | NA | 0
VARIABLE SPEED DRIVE | 014810G278 | DB INDUSTRIES | 131F7830 | NA | 0
VARIABLE SPEED DRIVE | 013810G278 | DB INDUSTRIES | 131F7830 | NA | 0
VARIABLE SPEED DRIVE | 011908G268 | DB INDUSTRIES | 131F8479 | NA | 0
VARIABLE SPEED DRIVE | 011609G268 | DB INDUSTRIES | 131F8479 | NA | 0
VARIABLE SPEED DRIVE | 012609G268 | DB INDUSTRIES | 131F8479 | NA | 0
VARIABLE SPEED DRIVE | 012709G268 | DB INDUSTRIES | 131F8472 | NA | 0
SWITCHBOARD MECHANICAL |  | NULL | SUNLINE SWITCHBOARDS | NA | 0
SWITCHBOARD MECHANICAL |  | NULL | SUNLINE | NA | 0
AIR FAN - EXHAUST | NO PLATE | NULL | NO PLATE | NA | 0
AIR FAN - EXHAUST | CAN NOT READ | NULL | CAN NOT READ | NA | 0
AIR FAN - EXHAUST | AO1805 | NULL | HOWDEN RH700-4AX | NA | 0
AIR FAN - EXHAUST | NO PLATE | NULL | NO PLATE | NA | 0
AIR FAN - EXHAUST | CAN NOT READ | FEDERAL | CAN NOT READ | NA | 0
AIR FAN - EXHAUST | CAN NOT READ | FEDERAL | CAN NOT READ | NA | 0
AIR FAN - EXHAUST | CAN NOT READ | FEDERAL | CAN NOT READ | NA | 0
AIR FAN - EXHAUST | NO PLATE | NULL | NO PLATE | NA | 0
AIR FAN - EXHAUST | NO PLATE | NULL | NO PLATE | NA | 0
AIR FAN - EXHAUST | AO1805 | NULL | HOWDEN RH700-4AX | NA | 0
AIR FAN - EXHAUST | NO PLATE | NULL | NO PLATE | NA | 0
AIR FAN - EXHAUST | CAN NOT READ | FEDERAL | CAN NOT READ | NA | 0
AIR FAN - SUPPLY | CAN NOT READ | NULL | DEA 710-6-33 | NA | 0
AIR FAN - SUPPLY | NA | NULL | DEA-710-6-33 | NA | 0
AIR FAN - SUPPLY | NA | NULL | DEA-710-6-33 | NA | 0
AIR FAN - SUPPLY | NA | NULL | DEA 710-6-33 | NA | 0
AIR FAN - SUPPLY | NA | NULL | DEA 710-6-33 | NA | 0
AIR FAN - SUPPLY | NA | NULL | DEA 710-6-33 | NA | 0
AIR FAN - SUPPLY | NA | NULL | DEA 710-6-33 | NA | 0
AIR FAN - SUPPLY | NA | NULL | DEA 710-6-33 | NA | 0
AIR FAN - SUPPLY | NA | NULL | DEA 710-6-33 | NA | 0
AIR FAN - SUPPLY | NA | AIRMASTER | DEA 710-6-33 | NA | 0
AIR FAN - SUPPLY | NA | NULL | DEA 710-6-33 | NA | 0
AIR FAN - EXHAUST | NA | WOODS | 480MM | NULL | NULL
AIR FAN - EXHAUST | UNKNOWN | WOODS | 600MM | NULL | NULL
PACKAGED AIR CONDITIONING UNIT | 404462 | TEMPERZONE | HWP49CE | R22 | 0
AIR FAN - SUPPLY | NA | FANTECH | ILD 560-4 | NA | 0
AIR FAN - SUPPLY | 29S10 | FANTECH | VM-315L | NULL | NULL
CIRCULATING PUMP | 13-08-04432 | ONGA | JSM100 | NULL | NULL
CIRCULATING PUMP | 13-08-04432 | ONGA | JSM100 | NULL | NULL
WALL MOUNTED SPLIT SYSTEM | 2013215T | MITSUBISHI | MSZ-GE35VE2 | R410A | 2
DUCTED SPLIT SYSTEM | 734526 | TEMPERZONE | OSA 200RKTH | R410A | 4
AIR FAN - RETURN | UNKNOWN | WOODS | 1520MM | NULL | NULL
AIR FAN - OUTSIDE | NA | BUFFALO | Q40472 | NULL | NULL
PACKAGED AIR CONDITIONING UNIT | 105587 | TEMPERZONE | CWP0178REKTY | R410A | 3
STAIRWELL PRESSURISATION FAN | NA | WOODS | 760MM | NULL | NULL
SWITCHBOARD MECHANICAL | NULL | NULL | NULL | NULL | NULL
TOILET EXHAUST FAN | 586981 | FANTECH | PCD454ER | NULL | NULL
TOILET EXHAUST FAN | 577344 | FANTECH | PCD454ER | NULL | NULL
TOILET EXHAUST FAN | NA | FANTECH | ILD 450-4 | NULL | NULL
TOILET EXHAUST FAN | NA | FANTECH | ILD 450-4 | NULL | NULL
VARIABLE SPEED DRIVE | 3063600817 | ABB | ACH550 | NULL | NULL
VARIABLE SPEED DRIVE | 3062500121 | ABB | ACH550 | NA | 0
VARIABLE SPEED DRIVE | 3142204467 | ABB | ACH550-01-125A | NULL | NULL
AIR FAN - EXHAUST | 5145512900 | FANTECH | VM 315L | NULL | NULL
AIR HANDLING UNIT | NA | RICHARDSON | NA | CHILLED WATER | 0
ELECTRIC DUCT HEATER | UNKNOWN | STOKES | 24KW | NA | 0
ELECTRIC DUCT HEATER | NA | STOKES | 36 KW | NA | 0
AIR FAN - EXHAUST | 156026 | FANTECH | TE2-150 | NULL | NULL
AIR HANDLING UNIT | 40453 | BUFFALO | 1320 CYD | CHILLED WATER | 0
AIR HANDLING UNIT | Q40452 | RICHARDSON | 805CPD | NA | 0
AIR FAN - SUPPLY | Q40458 | RICHARDSON | 1085CYD | NA | 0
AIR FAN - SUPPLY | UNKNOWN | RICHARDSON | UNKNOWN | NA | 0
AIR HANDLING UNIT | NA | RICHARDSON | NA | CHILLED WATER | 0
AIR HANDLING UNIT | Q40455 | RICHARDSON | 1200 CYD | CHILLED WATER | 0
AIR HANDLING UNIT | UNKNOWN | RICHARDSON | UNKNOWN | CHILLED WATER | 0
AIR HANDLING UNIT | UNKNOWN | RICHARDSON | UNKNOWN | CHILLED WATER | 0
AIR HANDLING UNIT | Q40450 | RICHARDSON | 730CYD | CHILLED WATER | 0
CAR PARK EXHAUST FAN | UNKNOWN | WOODS | 1900MM | NA | 0
ELECTRIC DUCT HEATER | 60KW | STOKES | EDH3 | NA | 0
ELECTRIC DUCT HEATER | NA | STOKES | 36KW | NA | 0
ELECTRIC DUCT HEATER | 60KW | STOKES | EDH5 | NA | 0
VARIABLE SPEED DRIVE | 019901G136 | DANFOSS | 131N0212 | NULL | NULL
VARIABLE SPEED DRIVE | 011125G266 | DANFOSS | 131N0204 | NULL | NULL
VARIABLE SPEED DRIVE | 3064601656 | ABB | ACH550-01-124A-4+B055 | NA | 0
VARIABLE SPEED DRIVE | 013102G484 | DANFOSS | FC -101P | NULL | NULL
VARIABLE SPEED DRIVE | 3006413997 | ABB | ACH550-01-157A-4+B055 | NA | 0
VARIABLE SPEED DRIVE | 3064500230 | ABB | ACH550-01-124A-4+E055 | NA | 0
VARIABLE SPEED DRIVE | 3063600397 | ABB | ACH550-01-044A-4+B055 | NA | 0
FAN COIL UNIT - DUCTED | NA | AIR DESIGN | 031054-FCU19.1 | R134A | 0
CHILLER - AIR COOLED | 2200006374 | MTA HCYGNUS | TAE251 | R134A | 0
WALL MOUNTED SPLIT SYSTEM | 3966206562 | PANASONIC | CS-RE8PKR | R410A | 2
AIR FAN - EXHAUST | 05PM6979 | FANTECH | TD 2000 315 | NA | 0
AIR DAMPER | NA | NULL | NA | NA | 0
AIR DAMPER | NA | NULL | NA | NA | 0
AIR DAMPER | NA | NULL | NA | NA | 0
AIR DAMPER | NA | NULL | NA | NA | 0
AIR DAMPER | NA | NULL | NA | NA | 0
AIR DAMPER | NA | NULL | NA | NA | 0
AIR DAMPER | NA | NULL | NA | NA | 0
AIR DAMPER | NA | NULL | NA | NA | 0
AIR DAMPER | NA | NULL | NA | NA | 0
AIR DAMPER | NA | NULL | NA | NA | 0
AIR DAMPER | NA | NULL | NA | NA | 0
AIR DAMPER | NA | BULLOCK | NA | NA | 0
AIR DAMPER | NA | NULL | NA | NA | 0
AIR DAMPER | NA | BULLOCK | 6700 | NA | 0
AIR DAMPER | NA | NULL | NA | NA | 0
AIR DAMPER | NA | NULL | NA | NA | 0
COOLING TOWER | 05J0788 | BAC | RCT2522 S | NA | 0
COOLING TOWER | 05J0787 | BAC | RCT2522S | NA | 0
COOLING TOWER | 05J0780 | BAC | RCT2522S | NA | 0
COOLING TOWER | 16-779732 | EVAPCO | MTT 18-4H12 | NA | 0
ELECTRIC DUCT HEATER | 60KW | STOKES | EDH 1 | NA | 0
AIR FAN - RETURN | UNKNOWN | WOODS | UNKNOWN | NA | 0
AIR FAN - RETURN | NA | WOODS | RA10 | NA | 0
AIR FAN - SUPPLY | NA | RICHARDSON | Q40460 | NA | 0
AIR FAN - SUPPLY | NA | RICHARDSON | 600CP | NA | 0
AIR FAN - SUPPLY | Q40468 | RICHARDSON | 490CPD | NA | 0
AIR FAN - SUPPLY | Q40469 | RICHARDSON | 365CPD | NA | 0
AIR FAN - EXHAUST | 524471 | FANTECH | AP12580A12B110 | NA | 0
AIR FAN - SUPPLY | NA | NULL | NA | NA | 0
AIR FAN - SUPPLY | 40456 | RICHARDSON | 1085CYD | NA | 0
AIR FAN - SUPPLY | 40455 | RICHARDSON | 1200CYD | NA | 0
AIR FAN - SUPPLY | Q40454 | RICHARDSON | 980CPD | NA | 0
AIR FAN - SUPPLY | 40451 | RICHARDSON | 730CYD | NA | 0
VARIABLE SPEED DRIVE | 012624G206 | DANFOSS | FC-101 | NA | 0
AIR FAN - SUPPLY | 5145511100 | FANTECH | VM-250L | NULL | NULL
AIR FAN - SUPPLY | Q40471 | RICHARDSON | 445CPD | NA | 0
AIR HANDLING UNIT | Q40454 | RICHARDSON | 980CPD | CHILLED WATER | 0
AIR HANDLING UNIT | 40453 | RICHARDSON | 1320CYD | NA | 0
AIR HANDLING UNIT | Q40652 | RICHARDSON | RICHARDSON | CHILLED WATER | 0
AUTO AIR VENT/BLEED |  | NULL |  | NA | 0
AUTO AIR VENT/BLEED |  | NULL |  | NA | 0
AIR FAN - EXHAUST | NA | WOODS | EF20 | NA | 0
SMOKE SPILL FAN | NA | WOODS | 1220MM | NA | 0
SMOKE EXHAUST FAN | NA | WOODS | 1220MM | NA | 0
AUTO AIR VENT/BLEED |  | NULL |  | NA | 0
CAR PARK EXHAUST FAN | UNKNOWN | WOODS | 1900MM | NA | 0
CHILLED WATER PUMP | P3553135-L3 | MONARCH | SW BAKER SW-125-32 | NA | 0
CHILLED WATER PUMP | R55-3185-L1 | MONARCH | SW BAKER SW-150-32 | NA | 0
CHILLED WATER PUMP | R155-3185-L1 | MONARCH | SW BAKER SW-125-32 | NA | 0
CHILLER - WATER COOLED |  | NULL |  | NA | 0
CIRCULATING PUMP | 538696 | REGENT PUMPS | 100-260-BS10 | NA | 0
CONDENSER WATER PUMP | A55-14828-C1 | NULL | SW80-40 | NA | 0
CONDENSER WATER PUMP | A55-1888-C2 | NULL | SW80-40 | NA | 0
CONDENSER WATER PUMP | R358-3185-C3 | MONARCH | SW BAKER SW-150-32 | NA | 0
CONDENSER WATER PUMP | R155-3185-L2 | MONARCH | SW BAKER SW-125-32 | NA | 0
CONDENSER WATER PUMP | R55-3185-L2 | NULL | SW BAKER SW-150-32 | NA | 0
CONDENSER WATER PUMP | A55-14-828-C2 | NULL | BAKERFLOW-SW125-40 | NA | 0
CONDENSER WATER PUMP | A40-14-828C2 | NULL | BAKERFLOW- SW65-32 | NA | 0
CONDENSER WATER PUMP | 440-14828-C1 | NULL | BAKERFLOW-SW65-32 | NA | 0
CONDENSER WATER PUMP | A55-14828-C1 | NULL | BAKERFLOW-SW125-40 | NA | 0
AIR DAMPER | UNKNOWN | BULLOCK | UNKNOWN | NA | 0
AIR DAMPER | UNKNOWN | BULLOCK | UNKNOWN | NA | 0
AIR DAMPER | UNKNOWN | BULLOCK | UNKNOWN | NA | 0
AIR DAMPER | UNKNOWN | BULLOCK | UNKNOWN | NA | 0
AIR DAMPER |  | NULL |  | NA | 0
AIR DAMPER |  | NULL |  | NA | 0
AIR DAMPER | UNKNOWN | BULLOCK | UNKNOWN | NA | 0
AIR DAMPER | UNKNOWN | BULLOCK | UNKNOWN | NA | 0
AIR DAMPER |  | NULL |  | NA | 0
AIR DAMPER | NA | NULL | NA | NA | 0
AIR DAMPER |  | NULL |  | NA | 0
AIR DAMPER | UNKNOWN | BULLOCK | UNKNOWN | NA | 0
AIR DAMPER | UNKNOWN | BULLOCK | UNKNOWN | NA | 0
AIR DAMPER | NA | BULLOCK | NA | NA | 0
AIR DAMPER | NA | BULLOCK | NA | NA | 0
VARIABLE SPEED DRIVE | 012601G403 | DANFOSS | FC-101 | NA | 0
AIR DAMPER | NA | BULLOCK | NA | NA | 0
AIR DAMPER | NA | BULLOCK | NA | NA | 0
ELECTRIC DUCT HEATER | 60KW | STOKES | EDH 2 | NA | 0
ELECTRIC DUCT HEATER | UNKNOWN | STOKES | 36KW | NA | 0
ELECTRIC DUCT HEATER | NA | STOKES | 36KW | NA | 0
AIR FAN - EXHAUST | Q40470 | RICHARDSON | 540CP | NA | 0
AIR FAN - EXHAUST | NA | FANTECH | TURBO T5 | NA | 0
VARIABLE SPEED DRIVE | 074332G246 | DANFOSS | VLT6022HT | NA | 0
CHILLED WATER PUMP | 8F2006A 76 | SOUTHERN CROSS | AUSHD3BE | NULL | NULL
AIR FAN - EXHAUST | Q40464 | RICHARDSON | 660CP | NA | 0
AIR FAN - SUPPLY | Q40473 | RICHARDSON | 600CP | NA | 0
AIR FAN - SUPPLY | 730CPD | RICHARDSON | Q40462 | NA | 0
AIR FAN - EXHAUST | NA | NULL | NA | NA | 0
AIR FAN - EXHAUST |  | NULL |  | NA | 0
AIR DAMPER | UNKNOWN | BULLOCK | UNKNOWN | NA | 0
AIR FAN - EXHAUST | NA | WOODS | 760MM | NA | 0
AIR FAN - EXHAUST | Q0406643 | RICHARDSON | 600CP | NA | 0
AIR FAN - SUPPLY | 222 | FANTECH | T5 | NULL | NULL
FIRE DAMPER |  | NULL |  | NA | 0
FIRE DAMPER |  | NULL |  | NA | 0
FIRE DAMPER |  | NULL |  | NA | 0
FIRE DAMPER |  | NULL |  | NA | 0
FIRE DAMPER |  | NULL |  | NA | 0
VARIABLE SPEED DRIVE | 013016G268 | DANFOSS | 131F7830 | NA | 0
VARIABLE SPEED DRIVE |  | DANFOSS | 2008 | NA | 0
VARIABLE SPEED DRIVE | 12710G268 | DANFOSS | 131F7830 | NA | 0
VARIABLE SPEED DRIVE | 013710G268 | DANFOSS | 131F7830 | NA | 0
VARIABLE SPEED DRIVE | 013110G268 | DANFOSS | 131F7830 | NA | 0
VARIABLE SPEED DRIVE | 012910G268 | DANFOSS | 131F7830 | NA | 0
VARIABLE SPEED DRIVE | 010309G2A4 | DANFOSS | 131F3454 | NA | 0
VARIABLE SPEED DRIVE | 012410G059 | DANFOSS | 131B6663 | NA | 0
VARIABLE SPEED DRIVE | 010209G268 | DANFOSS | 131F8482 | NA | 0
VARIABLE SPEED DRIVE | 058315G300 | DANFOSS | 131B3319 | NA | 0
VARIABLE SPEED DRIVE | 010109G268 | DANFOSS | 131F8482 | NA | 0
VARIABLE SPEED DRIVE | 028615G319 | DANFOSS | 131B8216 | NA | 0
VARIABLE SPEED DRIVE | 013310G268 | DANFOSS | 131F7830 | NA | 0
VARIABLE SPEED DRIVE | 013415G050 | DANFOSS | 131F7543 | NA | 0
DOSING POT (CLOSED LOOPS) | 091CO1002628 | NULL | Digichem plus | NA | 0
VARIABLE SPEED DRIVE | 014115G240 | DANFOSS | 131F7543 | NA | 0
VARIABLE SPEED DRIVE | 015015G050 | DANFOSS | 131F7542 | NA | 0
SMOKE EXHAUST FAN | 397922 | FANTECH | RSS1256CA1223 | NA | 0
VARIABLE SPEED DRIVE | 014710G249 | DANFOSS | 131F7540 | NA | 0
AIR HANDLING UNIT |  | FANTECH | FCS400-V | NA | 0
VARIABLE SPEED DRIVE | 014510G249 | DANFOSS | 131F7540 | NA | 0
VARIABLE SPEED DRIVE | 010109G198 | DANFOSS | 131F8479 | NA | 0
VARIABLE SPEED DRIVE | 010209G208 | DANFOSS | 131F8481 | NA | 0
VARIABLE SPEED DRIVE | 013210G268 | DANFOSS | 131F7830 | NA | 0
VARIABLE SPEED DRIVE | 011409G258 | DANFOSS | 131F8479 | NA | 0
VARIABLE SPEED DRIVE | 010509G268 | DANFOSS | 131F8480 | NA | 0
VARIABLE SPEED DRIVE | 010110G438 | DANFOSS | 131F7544 | NA | 0
VARIABLE SPEED DRIVE | 010110G268 | DANFOSS | 131F8478 | NA | 0
VARIABLE SPEED DRIVE | 010308G108 | DANFOSS | 131F7543 | NA | 0
VARIABLE SPEED DRIVE | 014915G050 | DANFOSS | 131F7542 | NA | 0
VARIABLE SPEED DRIVE | 028415G319 | DANFOSS | 131B8216 | NA | 0
SWITCHBOARD MECHANICAL |  | NULL |  | NA | 0
VARIABLE SPEED DRIVE | 013709G268 | DANFOSS | 131F7542 | NA | 0
VARIABLE SPEED DRIVE | 013309G268 | DANFOSS | 131F7542 | NA | 0
AIR FAN - EXHAUST | 385682 | FANTECH | AP1258FA1234 | NA | 0
VARIABLE SPEED DRIVE | 010308G108 | DANFOSS | 131F7542 | NA | 0
FAN COIL UNIT - DUCTED |  | CARRIER | ALHS15 | NA | 0
FAN COIL UNIT - DUCTED |  | CARRIER | ALHS15 | NA | 0
VARIABLE SPEED DRIVE | 010508G108 | DANFOSS | 131F7542 | NA | 0
CIRCULATING PUMP | 1170300004E | NULL | CMBE3.00T | NA | 0
BMS |  | JOHNSON CONTROL |  | NA | 0
VARIABLE SPEED DRIVE | 010213G089 | DANFOSS | 131F7544 | NA | 0
REFRIGERATION COMPRESSORS | 15819301 | BITZER | CSH7551-50R | R134A | 0
REFRIGERATION COMPRESSORS | 15819301 | BITZER | CSH7551-50R | R134A | 0
REFRIGERATION COMPRESSORS | 15819301 | BITZER | CSH7551-50R | R134A | 0
BOILER - GAS ATMOSPHERIC | FTA800I | AIRA | FTA800 | NULL | NULL
BOILER - GAS ATMOSPHERIC | 123 | AIRA | 123 | R427A | 123
VARIABLE AIR VOLUME UNITS |  | JOHNSON CONTROL |  | NA | 0
AIR HANDLING UNIT | 11485-10 | FAN & BLOWER | 33ALDW | NA | 0
VARIABLE AIR VOLUME UNITS |  | JOHNSON CONTROL | SDV5000-14 | NA | 0
COOLING TOWER | 09J0265 | BAC | RAC232 | NA | 0
SWITCHBOARD MECHANICAL |  | NULL |  | NA | 0
VARIABLE AIR VOLUME UNITS |  | JOHNSON CONTROL | SDV5000-16 | NA | 0
TOILET EXHAUST FAN | 404173 | FANTECH | 4309FS8559 | NA | 0
KITCHEN EXHAUST FAN | 1146410 | FAN & BLOWER | 22 | NA | 0
KITCHEN EXHAUST FAN | 10550 08 | FANTECH | 36ALSW | NA | 0
VARIABLE AIR VOLUME UNITS |  | JOHNSON CONTROL |  | NA | 0
AIR FAN - EXHAUST |  | FANTECH |  | NA | 0
VARIABLE SPEED DRIVE | 013610G268 | DANFOSS | 131F7830 | NA | 0
VARIABLE SPEED DRIVE | 012915G240 | DANFOSS | 131F7544 | NA | 0
VARIABLE SPEED DRIVE | 118410G050 | DANFOSS | 131B5656 | NA | 0
VARIABLE SPEED DRIVE | 015115G050 | DANFOSS | 131F7542 | NA | 0
VARIABLE SPEED DRIVE | 011509G258 | DANFOSS | 131F8479 | NA | 0
CHILLER - WATER COOLED | HH1430 | CARRIER | 30HXC285A | R134A | 212
CASSETTE SPLIT SYSTEM | E005490 | DAIKIN | FHYC71KVE9 | NA | 0
DUCTED SPLIT SYSTEM |  | MITSUBISHI |  | NA | 0
WALL MOUNTED SPLIT SYSTEM |  | DAIKIN |  | NA | 0
WALL MOUNTED SPLIT SYSTEM |  | HITACHI |  | NA | 0
WALL MOUNTED SPLIT SYSTEM |  | KELVINATOR |  | NA | 0
UNDER CEILING SPLIT SYSTEM |  | DAIKIN |  | NA | 0
UNDER CEILING SPLIT SYSTEM |  | DAIKIN |  | NA | 0
UNDER CEILING SPLIT SYSTEM |  | DAIKIN |  | NA | 0
DUCTED SPLIT SYSTEM |  | DAIKIN |  | NA | 0
CASSETTE SPLIT SYSTEM | 6401597 | DAIKIN | FHYC125DAV1 | NA | 0
CASSETTE SPLIT SYSTEM |  | DAIKIN |  | NA | 0
CASSETTE SPLIT SYSTEM |  | DAIKIN |  | NA | 0
WALL MOUNTED SPLIT SYSTEM |  | SAMSUNG |  | NA | 0
WALL MOUNTED SPLIT SYSTEM |  | SAMSUNG |  | NA | 0
EVAPORATIVE COOLER |  | BREEZEAIR | EM125DV-R | NA | 0
EVAPORATIVE COOLER |  | NULL | CONVAIR EA30 DV-LV | NA | 0
EVAPORATIVE COOLER |  | COOLBREEZE |  | NA | 0
DUCTED SPLIT SYSTEM |  | MITSUBISHI |  | NA | 0
DUCTED SPLIT SYSTEM |  | APAC | SUNDOWNER | NA | 0
WALL MOUNTED SPLIT SYSTEM | 1401 | HITACHI | RAC-25YHA1 | NA | 0
PACKAGED AIR CONDITIONING UNIT | 99662 | TEMPERZONE | OPA960RKTBH | NA | 0
SMOKE EXHAUST FAN |  | FANTECH | S1074 | NA | 0
AIR FAN - EXHAUST |  | ZIEHL-EBM |  | NA | 0
AIR FAN - EXHAUST |  | FANTECH |  | NA | 0
AIR FAN - EXHAUST |  | NULL |  | NA | 0
SMOKE EXHAUST FAN |  | FANTECH | S 0 1074 | NA | 0
EVAPORATIVE COOLER |  | COOLBREEZE |  | NA | 0
KITCHEN EXHAUST FAN |  | NULL | SMITH INDUSTRIAL FANS | NA | 0
EVAPORATIVE COOLER |  | CELAIRE |  | NA | 0
KITCHEN EXHAUST FAN |  | NULL |  | NA | 0
EVAPORATIVE COOLER |  | BRAEMAR |  | NA | 0
EVAPORATIVE COOLER | C10050169 | BRAEMAR | RPC320D | NA | 0
TOILET EXHAUST FAN |  | NULL |  | NA | 0
ROOM AIR CONDITIONING UNIT |  | TECO RAC |  | NA | 0
ROOM AIR CONDITIONING UNIT |  | AIRWELL |  | NA | 0
ROOM AIR CONDITIONING UNIT |  | TECO RAC |  | NA | 0
ROOM AIR CONDITIONING UNIT |  | AIRWELL |  | NA | 0
ROOM AIR CONDITIONING UNIT |  | AIRWELL |  | NA | 0
EVAPORATIVE COOLER |  | NULL | CONVAIR | NA | 0
KITCHEN EXHAUST FAN |  | FANTECH |  | NA | 0
KITCHEN EXHAUST FAN |  | NULL |  | NA | 0
KITCHEN EXHAUST FAN |  | NULL |  | NA | 0
TOILET EXHAUST FAN |  | FANTECH |  | NA | 0
TOILET EXHAUST FAN |  | FANTECH |  | NA | 0
AIR CURTAIN |  | NULL |  | NA | 0
AIR CURTAIN |  | NULL |  | NA | 0
AIR CURTAIN |  | NULL |  | NA | 0
AIR CURTAIN |  | NULL |  | NA | 0
WALL MOUNTED SPLIT SYSTEM | 3907110 | DAIKIN | RXD71BVMA | R22 | 2
WALL MOUNTED SPLIT SYSTEM | 32800183 | TOSHIBA | RAS-24UAH-A-1 | R22 | 2
WALL MOUNTED SPLIT SYSTEM | 6626109984 | PANASONIC | CU-E24MKR | R410A | 2
WALL MOUNTED SPLIT SYSTEM | 83501456 | KELVINATOR | KSV35HRA | R22 | 2
DUCTED SPLIT SYSTEM | E006084 | DAIKIN | RY71LUV1 | R22 | 3
DUCTED SPLIT SYSTEM | T004695 | FUJITSU | AOT30RMBL | R22 | 3
UNDER CEILING SPLIT SYSTEM | 6703720 | DAIKIN | RY100FY1 | R22 | 3
UNDER CEILING SPLIT SYSTEM | 6703718 | DAIKIN | RY100FY1 | R22 | 3
WALL MOUNTED SPLIT SYSTEM |  | PANASONIC |  | R410A | 3
DUCTED SPLIT SYSTEM |  | TECO |  | R22 | 4
UNDER CEILING SPLIT SYSTEM | E002080 | DAIKIN | RZQ100KV4A | R410A | 4
DUCTED SPLIT SYSTEM | T002708 | FUJITSU | AOT60RPAGT | R22 | 5
CASSETTE SPLIT SYSTEM | 6403430 | DAIKIN | RY125DAY1 | R22 | 5
CASSETTE SPLIT SYSTEM | 6403429 | DAIKIN | RY125DAY1 | R22 | 5
DUCTED SPLIT SYSTEM | E009026 | DAIKIN | RQ200KY1 | R410A | 9
CASSETTE SPLIT SYSTEM | E033794 | FUJITSU | ASTA30LC | NA | 0
CASSETTE SPLIT SYSTEM | E033607 | FUJITSU | ASTA30LCC | NA | 0
CASSETTE SPLIT SYSTEM | E018323 | FUJITSU | ASTA30LCC | NA | 0
CASSETTE SPLIT SYSTEM | E018325 | FUJITSU | ASTA30LCC | NA | 0
CASSETTE SPLIT SYSTEM | 12382 | BRADWAY | DSER600 | NA | 0
CASSETTE SPLIT SYSTEM | 2103178 | SHARP | AY-A129J | NA | 0
CASSETTE SPLIT SYSTEM | 7476304769 | PANASONIC | CS-E28HKR | NA | 0
WALL MOUNTED SPLIT SYSTEM | 43200176 | TOSHIBA | RAS-18N3KV2-A | NA | 0
WALL MOUNTED SPLIT SYSTEM | 12800278 | TOSHIBA | RAS-24SKV2-A | NA | 0
WALL MOUNTED SPLIT SYSTEM | T016640 | FUJITSU | AST30RGA-W | NA | 0
DUCTED SPLIT SYSTEM | R690963 | FUJITSU | CDS 54 RA | NA | 0
DUCTED SPLIT SYSTEM | E193080019 | PANASONIC | S-60PE1R5 | NA | 0
DUCTED SPLIT SYSTEM | 2497W102256 | APAC | S9 HPEL | NA | 0
DUCTED SPLIT SYSTEM | 211 83 | YORK | YAH 014 2XA | NA | 0
DUCTED SPLIT SYSTEM | 111 99 | YORK | YAH 018 2XA | NA | 0
CASSETTE SPLIT SYSTEM | 226 | FUJITSU | AUT36UUAS | NA | 0
CASSETTE SPLIT SYSTEM | T000424 | FUJITSU | AUT36RL3C | NA | 0
CASSETTE SPLIT SYSTEM | T000423 | FUJITSU | AUT36RLC3 | NA | 0
CASSETTE SPLIT SYSTEM | R001133 | FUJITSU | AUTA36LCLU | NA | 0
CASSETTE SPLIT SYSTEM | T000088 | FUJITSU | AUT36RLC3 | NA | 0
CASSETTE SPLIT SYSTEM | T000149 | FUJITSU | AUT36RLC3 | NA | 0
CASSETTE SPLIT SYSTEM | T000510 | FUJITSU | AUT25RLC | NA | 0
CASSETTE SPLIT SYSTEM | W1PA06169SP | MITSUBISHI | FDTN506HES | NA | 0
WALL MOUNTED SPLIT SYSTEM | 3702451557 | CARRIER | 42P225H | NA | 0
DUCTED SPLIT SYSTEM | E192110005 | PANASONIC | S-60PE1R5 | NA | 0
DUCTED SPLIT SYSTEM | E213080005 | PANASONIC | S100PE11R5 | NA | 0
DUCTED SPLIT SYSTEM | NA | PANASONIC | S100PE11R5 | NA | 0
DUCTED SPLIT SYSTEM | R205239 | HITACHI | LE-51L5LE5LM5 | NA | 0
WALL MOUNTED SPLIT SYSTEM | 2974104049 | PANASONIC | CSE18MKR | NA | 0
WALL MOUNTED SPLIT SYSTEM | 2994405228 | PANASONIC | CSE285KR | NA | 0
DUCTED SPLIT SYSTEM | NA | SANYO | NA | NA | 0
DUCTED SPLIT SYSTEM | NA | SANYO | NA | NA | 0
WALL MOUNTED SPLIT SYSTEM | NA | SAMSUNG | AR24FSSSBWKN | NA | 0
DUCTED SPLIT SYSTEM | 5040742 | DAIKIN | FDY100LV1 | NA | 0
DUCTED SPLIT SYSTEM | 5041546 | DAIKIN | FDY125LV1 | NA | 0
DUCTED SPLIT SYSTEM | 2901234 | DAIKIN | FDY08KAY1 | NA | 0
DUCTED SPLIT SYSTEM | NA | TEMPERZONE | ISEL95K-D | NA | 0
DUCTED SPLIT SYSTEM | NA | TEMPERZONE | 1SEL110KD | NA | 0
DUCTED SPLIT SYSTEM | NA | PANASONIC | NA | NA | 0
DUCTED SPLIT SYSTEM | NA | JULIUS | NA | NA | 0
DUCTED SPLIT SYSTEM | E774040160 | PANASONIC | S140PE1R58 | NA | 0
DUCTED SPLIT SYSTEM | 92618 | DAIKIN | FDYQ12KAV1 | NA | 0
WALL MOUNTED SPLIT SYSTEM | CE00746 | YORK | YWM25CR-AFAK | NA | 0
WALL MOUNTED SPLIT SYSTEM | NA | TECO | LS3506V | NA | 0
CASSETTE SPLIT SYSTEM | NA | FUJITSU | AUT36RLC3 | NA | 0
DUCTED SPLIT SYSTEM | NA | JULIUS | NA | NA | 0
AIR HANDLING UNIT | 8546 | PHOENIX | 245 | NA | 0
AIR FAN - EXHAUST | 4227 | AIR NOISE | CE250_4DE | NA | 0
BMS | UNKNOWN | NULL | UNKNOWN | NA | 0
CHILLER - WATER COOLED | 12R231703 | CARRIER | 30HXC130-A0099-HEE-- | R134A | 98
CHILLER - WATER COOLED | 12R231704 | UNKNOWN | 30HXC130-A0099-HEE-- | R134A | 98
AIR FAN - EXHAUST | UNKNOWN | UNKNOWN | UNKNOWN | NA | 0
SMOKE EXHAUST FAN | NA | WOODS | NA | NA | 0
EVAPORATIVE COOLER | 50517003 | BONAIR | 2360071 - 451A BD-SS | NA | 0
AIR FAN - EXHAUST | 3687 | DUCTLINE | CV250 A2T | NA | 0
AIR FAN - EXHAUST | NA | DIRECTAIRE VENT | 8261PR | NA | 0
AIR FAN - EXHAUST | 106186 | FANTECH | CD-586 | NA | 0
SMOKE EXHAUST FAN | NA | ZIEHL-EBM | LE16006325 SS | NA | 0
SMOKE EXHAUST FAN | NA | ZIEHL-EBM | LE14006418 SS | NA | 0
SMOKE EXHAUST FAN | NA | ZIEHL-EBM | LE15306424 SS | NA | 0
SMOKE EXHAUST FAN | NA | JULIUS | LE153O6424 SS | NA | 0
EVAPORATIVE COOLER | NA | BONAIRE | NA | NA | 0
AIR FAN - EXHAUST | NA | JULIUS | NA | NA | 0
AIR FAN - EXHAUST | NA | OTHER | NA | NA | 0
AIR FAN - EXHAUST | UNKNOWN | JULIUS | UNKNOWN | NA | 0
TOILET EXHAUST FAN | 57061 | FANTECH | TCE254 | NA | 0
EVAPORATIVE COOLER | 804021 | BONAIR | 2360071- 250AM - BD - EAC SSS | NA | 0
SMOKE EXHAUST FAN | NA | WOODS | NA | NA | 0
AIR FAN - EXHAUST | NA | WOODS | NA | NA | 0
SMOKE EXHAUST FAN | NA | WOODS | NA | NA | 0
AIR FAN - EXHAUST | NA | JULIUS | NA | NA | 0
EVAPORATIVE COOLER | NA | CELAIRE | NA | NA | 0
EVAPORATIVE COOLER | NA | CELAIRE | NA | NA | 0
EVAPORATIVE COOLER | NA | CELAIRE | NA | NA | 0
EVAPORATIVE COOLER | NA | CELAIRE | NA | NA | 0
EVAPORATIVE COOLER | NA | CELAIRE | NA | NA | 0
EVAPORATIVE COOLER | NA | CELAIRE | NA | NA | 0
AIR FAN - EXHAUST | 22006.142 | NU AIR | NA | NA | 0
EVAPORATIVE COOLER | NA | BONAIR | NA | NA | 0
DUCTED SPLIT SYSTEM | 639162 | TEMPERZONE | ISD95KOSA95RKS | NA | 0
WALL MOUNTED SPLIT SYSTEM |  | TECO | LT1818YPS | NA | 0
DUCTED SPLIT SYSTEM | 6510100561 | PANASONIC | U-60PE1RS | NA | 0
AIR HANDLING UNIT | 8547 | PHOENIX | 270 | NA | 0
WALL MOUNTED SPLIT SYSTEM | 4202Y10169 | CARRIER | NA | R22 | 1
WALL MOUNTED SPLIT SYSTEM | 43100045 | TOSHIBA | RAS-18N3AV2-A | R410A | 1
WALL MOUNTED SPLIT SYSTEM | 6535306897 | PANASONIC | CU-RE18PKR | R410A | 1
WALL MOUNTED SPLIT SYSTEM | 6625204094 | PANASONIC | CU-E18MKR | R410A | 1
WALL MOUNTED SPLIT SYSTEM | 2603448 | SHARP | AE-A129J | R22 | 1
WALL MOUNTED SPLIT SYSTEM | T020443 | FUJITSU | AOT30RLCT | R410A | 2
DUCTED SPLIT SYSTEM | 6510100334 | PANASONIC | U-60PE1R5 | R410A | 2
CASSETTE SPLIT SYSTEM | 81PA01792 | MITSUBISHI | FDC506HES | R22 | 2
CASSETTE SPLIT SYSTEM | T001007 | FUJITSU | AOT25RZAL | R22 | 2
DUCTED SPLIT SYSTEM | NA | YORK | NA | R22 | 2
DUCTED SPLIT SYSTEM | NA | YORK | NA | R22 | 2
WALL MOUNTED SPLIT SYSTEM | T016018 | FUJITSU | AOT30RBHL | R22 | 2
WALL MOUNTED SPLIT SYSTEM | 12800197 | TOSHIBA | RAS-24SAV2A RAC-24SAV2A | R410A | 2
CASSETTE SPLIT SYSTEM | T000043 | FUJITSU | AOT18RWRL | R22 | 2
WALL MOUNTED SPLIT SYSTEM | 0A3BPAD800594B | SAMSUNG | AR24FJJBWKY | R410A | 2
WALL MOUNTED SPLIT SYSTEM | 664704007 | PANASONIC | CU-E28MKR | R410A | 2
WALL MOUNTED SPLIT SYSTEM | NA | TECO | LT3S06B | R410A | 2
WALL MOUNTED SPLIT SYSTEM | T020438 | FUJITSU | AOT30RLCT | R410A | 2
WALL MOUNTED SPLIT SYSTEM | T026745 | FUJITSU | AOT30RLCT | R410A | 2
WALL MOUNTED SPLIT SYSTEM | T026148 | FUJITSU | AOT30RLCT | R410A | 2
DUCTED SPLIT SYSTEM | C9L0190CT | NULL | UC36CSVH | R22 | 2
WALL MOUNTED SPLIT SYSTEM | 7552705452 | PANASONIC | CSCU-E28HKR | R410A | 2
WALL MOUNTED SPLIT SYSTEM | CE 00329 | YORK | YSL25BR-AFAO | R22 | 2
PACKAGED AIR CONDITIONING UNIT | 1633 | FRIGOPOL | S35HPBH | R22 | 2
CASSETTE SPLIT SYSTEM | T000274 | FUJITSU | AOT30RBC3L | R22 | 3
CASSETTE SPLIT SYSTEM | T0000801 | FUJITSU | AOT36RCD3L | R22 | 3
CASSETTE SPLIT SYSTEM | T0000862 | FUJITSU | AOT36RCD3L | R410A | 3
CASSETTE SPLIT SYSTEM | T0000800 | FUJITSU | AOT300NAXT | R410A | 3
DUCTED SPLIT SYSTEM | 4297W1072098 | APAC | S9HPCHB | R22 | 3
DUCTED SPLIT SYSTEM | 650900156 | PANASONIC | U-100PE1R5 | R410A | 3
DUCTED SPLIT SYSTEM | 6509001575 | PANASONIC | U-100PEIRS | R410A | 3
CASSETTE SPLIT SYSTEM | T000329 | FUJITSU | AOT36LCTL | R410A | 3
DUCTED SPLIT SYSTEM | 6509801696 | PANASONIC | U-140PE1R8 | R410A | 3
DUCTED SPLIT SYSTEM | C9L0190CT | JULIUS | UC60GSYH | R22 | 3
DUCTED SPLIT SYSTEM | 6509001721 | PANASONIC | U-100PE1R5 | R410A | 3
DUCTED SPLIT SYSTEM | 643675 | TEMPERZONE | ISD110KOSA110RKS | R410A | 3
DUCTED SPLIT SYSTEM | NA | BRADWAY | SCR600 | R22 | 3
CASSETTE SPLIT SYSTEM | T000140 | FUJITSU | NA | R22 | 3
DUCTED SPLIT SYSTEM | E014759 | DAIKIN | RZQ125KV4A | R410A | 4
DUCTED SPLIT SYSTEM | 4903943 | DAIKIN | RY125LVY1 | R410A | 4
DUCTED SPLIT SYSTEM | 4902511 | DAIKIN | RY125LVY1 | R410A | 4
DUCTED SPLIT SYSTEM | 4CE54736 | HITACHI | RPI-5.0 RAS-5HG7E | R407C | 4
DUCTED SPLIT SYSTEM | T000311 | FUJITSU | AOT54RBA3L | R22 | 4
DUCTED SPLIT SYSTEM | 2901101 | DAIKIN | FDYQ200RY200KUY1 | R22 | 4
DUCTED SPLIT SYSTEM | C210335AC | SANYO | SPW-C601GH8TU | R22 | 5
DUCTED SPLIT SYSTEM | G210244AC | SANYO | SPW-C601GH8TU | R22 | 5
PACKAGED AIR CONDITIONING UNIT | 4399W136514 | CARRIER | C05800 50QSA020-901-03 | R22 | 5
PACKAGED AIR CONDITIONING UNIT | K000113 | DAIKIN | VAYQ180BY1A | R410A | 9
PACKAGED AIR CONDITIONING UNIT | 1629 | FRIGOPOL | S45HPBH | R22 | 15
PACKAGED AIR CONDITIONING UNIT | A1302043 | DUNN AIR | PH66BB2-R-F1 | R410A | 15
PACKAGED AIR CONDITIONING UNIT | A1302042 | DUNN AIR | PH66BB2-R-F1 | R410A | 15
PACKAGED AIR CONDITIONING UNIT | 1630 | FRIGOPOL | S45HPBH | R22 | 15
PACKAGED AIR CONDITIONING UNIT | 1631 | FRIGOPOL | S45HPBH | R22 | 15
DX CONDENSING UNIT | II 5566 | POWER PAX | X044-2C-3F | R134A | 335
DX CONDENSING UNIT | II 5566 | POWER PAX | X044-2C-3F | R134A | 335
AIR HANDLING UNIT | A160137-003 | NULL | SA-650V (SKILLED AIR AUSTRALIA) | NA | 0
AIR HANDLING UNIT | WA090413-004 | FAN COIL INC | FCS650V | NA | 0
VARIABLE SPEED DRIVE | 203715G442 | DANFOSS | 131B4061 | NA | 0
AIR HANDLING UNIT | WA250913-003 | FAN COIL INC | FCS650V | NA | 0
AIR HANDLING UNIT | WA250913-004 | FAN COIL INC | FCS650V | NA | 0
AIR HANDLING UNIT | A160137-002 | NULL | SA-650V (SKILLED AIR AUSTRALIA) | NA | 0
VARIABLE SPEED DRIVE | 134017G056 | DANFOSS | VLT HVAC DRIVE FC 102 | NA | 0
AIR HANDLING UNIT | WA250912-003 | FAN COIL INC | FCS650V | NA | 0
VARIABLE SPEED DRIVE | 187015G252 | DANFOSS | VLT. 131B4061 | NA | 0
AIR HANDLING UNIT | A160137-005 | NULL | SA-650V | NA | 0
AIR HANDLING UNIT | A160137-004 | NULL | SA-650V | NA | 0
AIR HANDLING UNIT | A160137-006 | NULL | SA-650V | NA | 0
AIR HANDLING UNIT | WA250913-001 | FAN COIL INC | FSC650V | NA | 0
AIR HANDLING UNIT | A160137-001 | NULL | SA-650V | NA | 0
AIR HANDLING UNIT | WA250913-002 | FAN COIL INC | FCS650V | NA | 0
AIR HANDLING UNIT | 25 J 421328 | CARRIER | 30 ED 17 | NA | 0
AIR HANDLING UNIT | 25 J 421316 | CARRIER | 39 ED 17 | NA | 0
AIR HANDLING UNIT | WA090413-005 | FAN COIL INC | FCS650V | NA | 0
AIR HANDLING UNIT | 25 J 421330 | CARRIER | 39 ED 17 | NA | 0
AIR HANDLING UNIT | 25 J 421329 | CARRIER | 39 ED 17 | NA | 0
AIR HANDLING UNIT | 25 J 421314 | CARRIER | 39 ED 08 | NA | 0
AIR HANDLING UNIT | 25 D 504355 | CARRIER | 39 ED 11 | NA | 0
VARIABLE SPEED DRIVE | 13751G086 | DANFOSS | VLT HVAC DRIVE FC 102 | NA | 0
VARIABLE SPEED DRIVE | 024717G383 | DANFOSS | VLT. 131B4061 | NA | 0
VARIABLE SPEED DRIVE | 024817G383 | DANFOSS | VLT. 131B4061 | NA | 0
VARIABLE SPEED DRIVE | 134117G056 | DANFOSS | FC-102 | NA | 0
VARIABLE SPEED DRIVE | 129117G495 | DANFOSS | FC-102 | NA | 0
VARIABLE SPEED DRIVE | 106517G225 | DANFOSS | FC-102 | NA | 0
VARIABLE SPEED DRIVE | 024517G383 | DANFOSS | 131B4061 | NA | 0
VARIABLE SPEED DRIVE | 138117G086 | DANFOSS | FC-102 | NA | 0
VARIABLE SPEED DRIVE | 024617G383 | DANFOSS | VLT. 131B4061 | NA | 0
VARIABLE SPEED DRIVE | V00000021656 | OTHER | VACON0100-3L-0023-4 | NA | 0
VARIABLE SPEED DRIVE | V00000014259 | OTHER | VACON0100-3L-0023-4 | NA | 0
VARIABLE SPEED DRIVE | 018216G213 | DANFOSS | VLT. 131B4061 | NA | 0
VARIABLE SPEED DRIVE | 069832G206 | DANFOSS | VLT6016HT4C54STR3DLF00A00C0 | NA | 0
VARIABLE SPEED DRIVE | V00000030495 | OTHER | VACON0100-3L-0016-4 | NA | 0
VARIABLE SPEED DRIVE | V00000001606 | OTHER | VACON0100-3L-0012-4 | NA | 0
VARIABLE SPEED DRIVE | 108510G311 | DANFOSS | VLT. 131B5657 | NA | 0
VARIABLE SPEED DRIVE | 107710G301 | DANFOSS | VLT. 131B5657 | NA | 0
FIRE DAMPER |  | NULL |  | NA | 0
FIRE DAMPER |  | NULL |  | NA | 0
FIRE DAMPER |  | NULL |  | NA | 0
FIRE DAMPER |  | NULL |  | NA | 0
FIRE DAMPER |  | NULL |  | NA | 0
FIRE DAMPER |  | NULL |  | NA | 0
FIRE DAMPER |  | NULL |  | NA | 0
FIRE DAMPER |  | NULL |  | NA | 0
FIRE DAMPER |  | NULL |  | NA | 0
FIRE DAMPER |  | NULL |  | NA | 0
FIRE DAMPER |  | NULL |  | NA | 0
FIRE DAMPER |  | NULL |  | NA | 0
FIRE DAMPER |  | NULL |  | NA | 0
FIRE PANEL |  | NULL |  | NA | 0
FIRE DAMPER |  | NULL |  | NA | 0
FIRE DAMPER |  | NULL |  | NA | 0
FIRE DAMPER |  | NULL |  | NA | 0
FIRE DAMPER |  | NULL |  | NA | 0
FIRE DAMPER |  | NULL |  | NA | 0
FIRE DAMPER |  | NULL |  | NA | 0
FIRE DAMPER |  | NULL |  | NA | 0
FIRE DAMPER |  | NULL |  | NA | 0
FIRE DAMPER |  | NULL |  | NA | 0
FIRE DAMPER |  | NULL |  | NA | 0
FIRE DAMPER |  | NULL |  | NA | 0
FIRE DAMPER |  | NULL |  | NA | 0
FIRE DAMPER |  | NULL |  | NA | 0
FIRE DAMPER |  | NULL |  | NA | 0
FIRE DAMPER |  | NULL |  | NA | 0
FIRE DAMPER |  | NULL |  | NA | 0
FIRE DAMPER |  | NULL |  | NA | 0
FIRE DAMPER |  | NULL |  | NA | 0
FIRE DAMPER |  | NULL |  | NA | 0
FIRE DAMPER |  | NULL |  | NA | 0
FIRE DAMPER |  | NULL |  | NA | 0
FIRE DAMPER |  | NULL |  | NA | 0
FIRE DAMPER |  | NULL |  | NA | 0
FIRE DAMPER |  | NULL |  | NA | 0
FIRE DAMPER |  | NULL |  | NA | 0
FIRE DAMPER |  | NULL |  | NA | 0
FIRE DAMPER |  | NULL |  | NA | 0
FIRE DAMPER |  | NULL |  | NA | 0
FIRE DAMPER |  | NULL |  | NA | 0
FIRE DAMPER |  | NULL |  | NA | 0
FIRE DAMPER |  | NULL |  | NA | 0
FIRE DAMPER |  | NULL |  | NA | 0
FIRE DAMPER |  | NULL |  | NA | 0
FIRE DAMPER |  | NULL |  | NA | 0
FIRE DAMPER |  | NULL |  | NA | 0
FIRE DAMPER |  | AIRMASTER |  | NA | 0
FIRE DAMPER |  | NULL |  | NA | 0
FIRE DAMPER |  | NULL |  | NA | 0
FIRE DAMPER |  | NULL |  | NA | 0
AIR FAN - EXHAUST |  | FANTECH | AS PER PHOTOS | NA | 0
CHILLER - WATER COOLED | IK 5600 | POWER PAX | W088-2E-N-SD-24156250E2-20156252C2 | R134A | 0
CHILLED WATER PUMP | NA | AJAX | 52 | NA | 0
CHILLED WATER PUMP | AQU991042 | OTHER | AP80-32-S10 | NA | 0
CONDENSER WATER PUMP | 28496-4B | AJAX | 210423D. MC | NA | 0
CONDENSER WATER PUMP | 28496-4A | AJAX | 210423D | NA | 0
COOLING TOWER | 99 J0416 | BAC | IL100 8P3 | NA | 0
COOLING TOWER |  | BAC | IL100 8P3 | NA | 0
VARIABLE SPEED DRIVE | 087615G151 | DANFOSS | VLT 13B339 | NA | 0
VARIABLE SPEED DRIVE | 011910G438 | DANFOSS | VLT. 131B3319 | NA | 0
VARIABLE SPEED DRIVE | 011732G136 | DANFOSS | VLT 6022HT 4C54STR3DLF00A00C0 | NA | 0
VARIABLE SPEED DRIVE | 259332G486 | DANFOSS | VLT 6022HT 4C54STR3DLF00A00C0 | NA | 0
VARIABLE SPEED DRIVE | 055515G351 | DANFOSS | VLT. 131B5665 | NA | 0
VARIABLE SPEED DRIVE | 055615G351 | DANFOSS | VLT. 131B5665 | NA | 0
VARIABLE SPEED DRIVE | 104210G351 | DANFOSS | VLT. 131B5660 | NA | 0
VARIABLE SPEED DRIVE | 057415G361 | DANFOSS | VLT. 131B4249 | NA | 0
CONDENSER WATER PUMP | 154634G501 | DANFOSS | VLT6011HT4C54STR3DLF00A00C0 | NA | 0
VARIABLE SPEED DRIVE | 169834G022 | DANFOSS | VLT6011HT-4C54STR3DLF00A00C0 | NA | 0
CONDENSER WATER PUMP | AW990063 | TECO | AQUAP125-26-S10 | NA | 0
CONDENSER WATER PUMP |  | AJAX | 65-26 | NA | 0
CONDENSER WATER PUMP |  | AJAX | EG125-26 | NA | 0
CHILLED WATER PUMP | 2006-0036 | AJAX | 210415 | NA | 0
CONDENSER WATER PUMP | 28496-1A | AJAX | 219422DMC | NA | 0
CONDENSER WATER PUMP | 28496-1B | AJAX | 210422D MC | NA | 0
STAIRWELL PRESSURISATION FAN |  | NULL |  | NA | 0
TOILET EXHAUST FAN |  | NULL |  | NA | 0
TOILET EXHAUST FAN |  | NULL |  | NA | 0
GAS DETECTION - SENSOR |  | NULL |  | NA | 0
GAS DETECTION - SENSOR |  | NULL |  | NA | 0
GAS DETECTION - SENSOR |  | NULL |  | NA | 0
GAS DETECTION - SENSOR |  | NULL |  | NA | 0
STAIRWELL PRESSURISATION FAN |  | NULL |  | NA | 0
STAIRWELL PRESSURISATION FAN |  | NULL |  | NA | 0
CAR PARK EXHAUST FAN |  | NULL |  | NA | 0
CAR PARK EXHAUST FAN |  | WOODS |  | NA | 0
AIR FAN - EXHAUST |  | FANTECH |  | NA | 0
CHILLER - WATER COOLED | A84H0127 | TRANE | CGOB-080S-CF-011000210200000-A | R22 | 56
CHILLER - WATER COOLED | LD 6798 | POWER PAX | WA096.2HH6.22NS | R134A | 284
EVAPORATIVE COOLER | UNKNOWN | BRAEMAR | UNKNOWN | NA | 0
AIR FAN - EXHAUST | 216017A | FANS DIRECT | TVDC 560 4D | NA | 0
TOILET EXHAUST FAN | UNKNOWN | DIRECTAIRE VENT | 5881 UBF | NA | 0
AIR FAN - EXHAUST | UNKNOWN | FANS DIRECT | UNKNOWN | NA | 0
EVAPORATIVE COOLER | UNKNOWN | NULL | UNKNOWN | NA | 0
EVAPORATIVE COOLER | UNKNOWN | BREEZEAIR | UNKNOWN | NA | 0
0 - NOT SET | UNKNOWN | NULL | AIRGROUP D21 | NA | 0
EVAPORATIVE COOLER | UNKNOWN | NULL | AIRGROUP D255 | NA | 0
EVAPORATIVE COOLER | UNKNOWN | NULL | AIRGROUP D255 | NA | 0
EVAPORATIVE COOLER | UNKNOWN | NULL | D255 | NA | 0
EVAPORATIVE COOLER | UNKNOWN | NULL | CONVAIR | NA | 0
EVAPORATIVE COOLER | UNKNOWN | BREEZEAIR | UNKNOWN | NA | 0
EVAPORATIVE COOLER | UNKNOWN | NULL | CONVAIR | NA | 0
EVAPORATIVE COOLER | UNKNOWN | NULL | CONVAIR | NA | 0
AIR FAN - EXHAUST | UNKNOWN | NULL | SMITHS | NA | 0
AIR FAN - EXHAUST | UNKNOWN | NULL | SMITHS | NA | 0
AIR FAN - EXHAUST | UNKNOWN | FANTECH | FAD047-14DM | NA | 0
AIR FAN - EXHAUST | 15166 | DIRECTAIRE VENT | 5747 | NA | 0
AIR FAN - EXHAUST | 179140 | FANS DIRECT | RC-1 | NA | 0
KITCHEN EXHAUST FAN | UNKNOWN | FANTECH | UNKNOWN | NA | 0
KITCHEN EXHAUST FAN | UNKNOWN | FANTECH | UNKNOWN | NA | 0
AIR FAN - EXHAUST | UNKNOWN | FANTECH | UNKNOWN | NA | 0
AIR FAN - EXHAUST | UNKNOWN | FANTECH | UNKNOWN | NA | 0
AIR FAN - EXHAUST | UNKNOWN | UNKNOWN | UNKNOWN | NA | 0
AIR FAN - EXHAUST | UNKNOWN | DIRECTAIRE VENT | UNKNOWN | NA | 0
AIR FAN - EXHAUST | UNKNOWN | FANTECH | UNKNOWN | NA | 0
WALL MOUNTED SPLIT SYSTEM | 2994102517 | PANASONIC | CS-RE12MKR | R410A | 1
WALL MOUNTED SPLIT SYSTEM | 2975307693 | PANASONIC | CS-E12MKR | R410A | 1
AIR COOLED SPLIT SYSTEM | 6631301097 | PANASONIC | CU RE12 MKR | R410A | 2
AIR COOLED SPLIT SYSTEM | 6626506993 | PANASONIC | CU E12MKR | R410A | 2
AIR FAN - EXHAUST |  | NULL |  | NA | 0
AIR FAN - EXHAUST |  | NULL |  | NA | 0
AIR FAN - EXHAUST |  | NULL |  | NA | 0
AIR FAN - EXHAUST |  | NULL |  | NA | 0
AIR FAN - EXHAUST |  | NULL |  | NA | 0
AIR FAN - EXHAUST |  | NULL |  | NA | 0
AIR FAN - EXHAUST |  | NULL |  | NA | 0
AIR FAN - EXHAUST |  | NULL |  | NA | 0
AIR FAN - EXHAUST |  | NULL |  | NA | 0
AIR FAN - EXHAUST |  | NULL |  | NA | 0
AIR FAN - EXHAUST |  | NULL |  | NA | 0
AIR FAN - EXHAUST |  | NULL |  | NA | 0
AIR FAN - EXHAUST |  | NULL |  | NA | 0
AIR FAN - EXHAUST |  | NULL |  | NA | 0
AIR FAN - EXHAUST |  | NULL |  | NA | 0
AIR FAN - EXHAUST |  | NULL |  | NA | 0
AIR FAN - EXHAUST |  | NULL |  | NA | 0
AIR FAN - EXHAUST |  | NULL |  | NA | 0
AIR FAN - EXHAUST |  | NULL |  | NA | 0
COOL ROOM |  | NULL |  | NA | 0
COOL ROOM |  | NULL |  | NA | 0
COOL ROOM |  | NULL |  | NA | 0
HEAT EXCHANGER - ROTARY |  | NULL |  | NA | 0
HEAT EXCHANGER - ROTARY |  | NULL |  | NA | 0
HEAT EXCHANGER - ROTARY |  | NULL |  | NA | 0
HEAT EXCHANGER - ROTARY |  | NULL |  | NA | 0
HEAT EXCHANGER - ROTARY |  | NULL |  | NA | 0
AIR FAN - EXHAUST |  | NULL |  | NA | 0
PACKAGED AIR CONDITIONING UNIT |  | NULL |  | NA | 0
PACKAGED AIR CONDITIONING UNIT |  | NULL |  | NA | 0
AIR FAN - EXHAUST |  | NULL |  | NA | 0
AIR FAN - EXHAUST |  | NULL |  | NA | 0
AIR FAN - EXHAUST |  | NULL |  | NA | 0
CHILLED WATER PUMP |  | NULL |  | NA | 0
CHILLED WATER PUMP |  | NULL |  | NA | 0
CHILLED WATER PUMP |  | NULL |  | NA | 0
CHILLER - RECIPROCATING |  | NULL |  | NA | 0
CHILLER - RECIPROCATING |  | NULL |  | NA | 0
CHILLER - RECIPROCATING |  | NULL |  | NA | 0
SMOKE EXHAUST FAN | 368057 | FANTECH | RSS1256GA624 | NULL | NULL
SMOKE EXHAUST FAN | 368057 | FANTECH | RSS1256GA624 | NULL | NULL
SMOKE EXHAUST FAN | 361582 | FANTECH | RSS1256GA623 | NULL | NULL
SMOKE EXHAUST FAN | 361582 | FANTECH | RSS1256GA623 | NA | 0
SMOKE EXHAUST FAN | 361582 | FANTECH | RSS1256GA623 | NULL | NULL
DUCTED SPLIT SYSTEM | 76963 | TEMPERZONE | ISD 780Q | NA | 0
DUCTED SPLIT SYSTEM | 76960 | TEMPERZONE | ISD 780Q | NA | 0
DUCTED SPLIT SYSTEM | UNKNOWN | TEMPERZONE | UNKNOWN | NA | 0
DUCTED SPLIT SYSTEM | 76991 | TEMPERZONE | ISD 600Q | NA | 30
DUCTED SPLIT SYSTEM | UNKNOWN | TEMPERZONE | UNKNOWN | NA | 0
DUCTED SPLIT SYSTEM | SERIAL NUMBER HAS BEEN PAINTED OVER | TEMPERZONE | MODEL NUMBER HAS BEEN PAINTED OVER | NA | 0
DUCTED SPLIT SYSTEM | NO ACCESS | TEMPERZONE | NO ACCESS | NA | 0
CAR PARK SUPPLY AIR FAN | 363554 | FANTECH | AP1806CA621 | NA | 0
DUCTED SPLIT SYSTEM | E001751 | DAIKIN | FDXS60CVMA | R410A | 0
DUCTED SPLIT SYSTEM | 662713 | TEMPERZONE | ISD 460K | R410A | 30
DUCTED SPLIT SYSTEM | 658771 | TEMPERZONE | ISD 270 K | R410A | 0
DUCTED SPLIT SYSTEM | E001770 | DAIKIN | FDXS60CVMA | R410A | 0
DUCTED SPLIT SYSTEM | 77396 | TEMPERZONE | ISD 600Q | R407C | 30
DUCTED SPLIT SYSTEM | SERIAL NUMBER HAS BEEN PAINTED OVER | TEMPERZONE | MODEL NUMBER HAS BEEN PAINTED OVER | NA | 0
DUCTED SPLIT SYSTEM | 75989 | TEMPERZONE | ISD 500Q | R407C | 30
DUCTED SPLIT SYSTEM | 76344 | TEMPERZONE | ISD 500Q | R407C | 30
DUCTED SPLIT SYSTEM | 76938 | TEMPERZONE | ISD 600Q | R407C | 30
DUCTED SPLIT SYSTEM | 76959 | TEMPERZONE | ISD 780Q | R407C | 0
DUCTED SPLIT SYSTEM |  | TEMPERZONE |  | R410A | 0
DUCTED SPLIT SYSTEM | NOT ACCESABLE | TEMPERZONE | ISD 500Q | R407C | 30
DUCTED SPLIT SYSTEM | 77394 | TEMPERZONE | ISD 600Q | R407C | 30
DUCTED SPLIT SYSTEM | 77487 | TEMPERZONE | ISD 500Q | R407C | 30
DUCTED SPLIT SYSTEM | 77486 | TEMPERZONE | ISD 500Q | R407C | 30
DUCTED SPLIT SYSTEM | 77487 | TEMPERZONE | ISD 500Q | R407C | 0
DUCTED SPLIT SYSTEM | 75988 | TEMPERZONE | ISD 500Q | R407C | 30
DUCTED SPLIT SYSTEM | 650977 | TEMPERZONE | ISD 405K | R410A | 25
DUCTED SPLIT SYSTEM | 650977 | TEMPERZONE | ISD 405K | R410A | 0
DUCTED SPLIT SYSTEM | 75988 | TEMPERZONE | ISD 500Q | R407C | 0
DUCTED SPLIT SYSTEM | NO ACCESS | TEMPERZONE | NO ACCESS | NA | 0
DUCTED SPLIT SYSTEM | 76993 | TEMPERZONE | ISD 600Q | NA | 30
DUCTED SPLIT SYSTEM | 76900 | TEMPERZONE | ISD 600Q | NA | 30
DUCTED SPLIT SYSTEM | NO ACCESS | TEMPERZONE | ISD 160K | NA | 0
DUCTED SPLIT SYSTEM | 76992 | TEMPERZONE | ISD 600Q | NA | 30
DUCTED SPLIT SYSTEM | NO ACCESS | TEMPERZONE | NO ACCESS | NA | 0
CAR PARK EXHAUST FAN | 0 | FANTECH | AP2006DA620 | NA | 0
CAR PARK EXHAUST FAN | 363550 | FANTECH | AP2006FA620 | NA | 0
DUCTED SPLIT SYSTEM |  | TEMPERZONE |  | NA | 0
AIR FAN - SUPPLY |  | S&P | TD2000-315 | NA | 0
AIR FAN - EXHAUST | 0 | S&P | TD2000-315 | NA | 0
VARIABLE SPEED DRIVE |  | AIRMASTER | ALTIVAR | NA | 0
VARIABLE SPEED DRIVE |  | AIRMASTER |  | NA | 0
VARIABLE SPEED DRIVE |  | AIRMASTER |  | NA | 0
DUCTED SPLIT SYSTEM | 77801 | TEMPERZONE | OSA500RB-X | R407C | 6
DUCTED SPLIT SYSTEM | 76452 | TEMPERZONE | OSA500RB-X | R407C | 12
DUCTED SPLIT SYSTEM | 656093 | TEMPERZONE | OSA270RKT | R410A | 0
AIR FAN - EXHAUST | 369260 | FANTECH | CE254V | NA | 0
DUCTED SPLIT SYSTEM | 663456 | TEMPERZONE | OSA 160RKT | R410A | 0
DUCTED SPLIT SYSTEM | 77713 | TEMPERZONE | OSA600RB-X | R407C | 10
DUCTED SPLIT SYSTEM | 77717 | TEMPERZONE | OSA 600RB-X | R407C | 0
TOILET EXHAUST FAN | 357277 | FANTECH | CD506V | NA | 0
DUCTED SPLIT SYSTEM | 77714 | TEMPERZONE | OSA 600RB-X | R407C | 0
DUCTED SPLIT SYSTEM | 77604 | TEMPERZONE | OSA 780RB-X | R407C | 10
SMOKE EXHAUST FAN | 368057 | FANTECH | RSS1256GA624 | NULL | NULL
DUCTED SPLIT SYSTEM | 77718 | TEMPERZONE | OSA 600RB-X | R407C | 10
DUCTED SPLIT SYSTEM | 77716 | TEMPERZONE | OSA 600RB-X | R407C | 10
DUCTED SPLIT SYSTEM | E006473 | DAIKIN | RXS60FBVMA | R410A | 3
DUCTED SPLIT SYSTEM | 77317 | TEMPERZONE | OSA 780RB-X | R407C | 13
DUCTED SPLIT SYSTEM | 77605 | TEMPERZONE | OSA 780RB-X | R407C | 15
DUCTED SPLIT SYSTEM | E006476 | DAIKIN | RXS60FBVMA | R410A | 3
DUCTED SPLIT SYSTEM | 76955 | TEMPERZONE | OSA600RB-X | R407C | 8