## Sheet1
AssetType | SerialNo | Manufacturer | ModelNbr | Refrigerant | RefrigerantQty
FIRE DAMPER | NULL | NULL | NULL | NULL | NULL
FIRE DAMPER | TBA | NULL | TBA | NA | 0
SWITCHBOARD MECHANICAL | TBA | NULL | TBA | NULL | NULL
FIRE DAMPER | NULL | NULL | NULL | NULL | NULL
AIR DAMPER | TBA | NULL | TBA | NULL | NULL
AIR DAMPER | TBA | NULL | TBA | NULL | NULL
AIR DAMPER | TBA | NULL | TBA | NULL | NULL
FIRE DAMPER | TBA | NULL | TBA | NULL | NULL
FIRE DAMPER | TBA | NULL | TBA | NULL | NULL
FIRE DAMPER | TBA | NULL | TBA | NA | 0
FIRE DAMPER | TBA | NULL | TBA | NULL | NULL
DX CONDENSING UNIT | TBA | BUFFALO | WRC396BBW | R407C | 160
FIRE DAMPER | TBA | NULL | TBA | NULL | NULL
DX CONDENSING UNIT | TBA | BUFFALO | WRC396BBW | R407C | 150
BOILER - GAS ATMOSPHERIC | TBA | RAYPAK | B1142NCM/HWT | NA | 0
AIR FAN - EXHAUST | TBA | FANS DIRECT | CT560/6D | NA | 0
AIR FAN - EXHAUST | TBA | FANS DIRECT | CT710/6D | NA | 0
AIR FAN - EXHAUST | TBA | FANS DIRECT | CT710/6D | NA | 0
AIR FAN - EXHAUST | TBA | FANS DIRECT | CEA250-4E | NA | 0
AIR FAN - EXHAUST | TBA | FANS DIRECT | V300/12AR | NA | 0
AIR FAN - EXHAUST | TBA | FANS DIRECT | VDC500-8 | NA | 0
TOILET EXHAUST FAN | TBA | FANS DIRECT | VDC310-4D | NA | 0
ELECTRIC DUCT HEATER | TBA | NULL | TBA | NULL | NULL
ELECTRIC DUCT HEATER | TBA | NULL | TBA | NULL | NULL
CONDENSER UNIT | TBA | BUFFALO | LDV684B-NQ | R407C | 0
ELECTRIC DUCT HEATER | TBA | NULL | TBA | NULL | NULL
ELECTRIC DUCT HEATER | TBA | NULL | TBA | NULL | NULL
ELECTRIC DUCT HEATER | TBA | NULL | TBA | NULL | NULL
CONDENSER UNIT | TBA | BUFFALO | LDV684B-NQ | R407C | 0
ELECTRIC DUCT HEATER | TBA | NULL | TBA | NULL | NULL
FIRE DAMPER | TBA | NULL | TBA | NA | 0
PACKAGED AIR CONDITIONING UNIT | TBA | TEMPERZONE | OPA150R | R22 | 10
FIRE DAMPER | TBA | NULL | TBA | NA | 0
FIRE DAMPER | TBA | NULL | TBA | NA | 0
FIRE DAMPER | TBA | NULL | TBA | NA | 0
FIRE DAMPER | TBA | NULL | TBA | NA | 0
SMOKE SPILL FAN | 331228 | FANTECH | RSS1006CA | NULL | NULL
SMOKE SPILL FAN | TBA | FANTECH | RSS1006CA | NULL | NULL
TOILET EXHAUST FAN | TBA | FANTECH | TBA | NULL | NULL
SMOKE SPILL FAN | TBA | FANTECH | RSS1006CA | NULL | NULL
SMOKE SPILL FAN | TBA | FANTECH | RSS1006CA | NULL | NULL
TOILET EXHAUST FAN | 331226 | FANTECH | CHD314 | NULL | NULL
AIR FAN - EXHAUST |  | FANTECH | CHD314 | NULL | NULL
AIR FAN - EXHAUST | TBA | NULL | TBA | NULL | NULL
AIR FAN - EXHAUST | TBA | NULL | TBA | NULL | NULL
AIR FAN - EXHAUST | TBA | NULL | TBA | NULL | NULL
AIR FAN - EXHAUST | TBA | NULL | TBA | NULL | NULL
WALL MOUNTED SPLIT SYSTEM | E005051 | DAIKIN | RYN25DAV1A | R410A | 1
WALL MOUNTED SPLIT SYSTEM |  | DAIKIN | RYN25DAV1A | R410A | 1
WALL MOUNTED SPLIT SYSTEM | 730900134 | DAIKIN | SRC28HCA-S | R410A | 1
VARIABLE SPEED DRIVE | 036815G420 | DANFOSS | 131B5565 | NULL | NULL
VARIABLE SPEED DRIVE | TBA | DANFOSS | 131B5565 | NULL | NULL
AIR FAN - EXHAUST | TBA | NULL | TBA | NULL | NULL
AIR FAN - EXHAUST | TBA | NULL | TBA | NULL | NULL
AIR DAMPER | TBA | HONEYWELL | TBA | NULL | NULL
AIR DAMPER | TBA | HONEYWELL | TBA | NULL | NULL
AIR DAMPER | TBA | HONEYWELL | TBA | NULL | NULL
AIR DAMPER | TBA | HONEYWELL | TBA | NULL | NULL
CASSETTE SPLIT SYSTEM | J000302 | DAIKIN | FFQ35C2VE | OTHER | 1.2
DISPLAY CABINET REFRIGERATED | 11243 | FPG | IL-7EL-4C15-A005-00 | R134A | 0.35
DISPLAY CABINET AMBIENT | 11241 | FPG | IL-7EL-4A08-A004-00 | NA | 0
DISPLAY CABINET HEATED | 11235 | FPG | IL-7EL-4H08-A005-00 | NULL | NULL
DISPLAY CABINET REFRIGERATED | 110711308 | FPG | R-2398J-A | NA | 0
UPRIGHT DOUBLE DOOR FREEZER | A090613404 | SKOPE | SKF-1300XL-2D | R404A | 1.3
UPRIGHT DOUBLE DOOR FREEZER | A130211178 | SKOPE | VF1300 | R404A | 1.3
ISLAND CASE FREEZER | NA | IARP | NA | NA | 1
DISPLAY CABINET REFRIGERATED | 696455 | KOXKA | TE-KAC1140001 | R404A | 1.45
DISPLAY CABINET REFRIGERATED | U170813324 | SKOPE | UB84ANF | R134A | 0.38
UPRIGHT SINGLE DOOR FREEZER | BKJBC0455S | SKOPE | BC074-1F00S-E | R404A | 0.37
COOL ROOM | NA | NULL | NA | NA | 1
CHILLER - SCREW | EKN3123 | TRANE | RTWB 210 | R134A | 200
CHILLER - SCREW | EKN3124 | TRANE | RTWB 210 | R134A | 200
CASSETTE SPLIT SYSTEM | 20520407 00265 | ACSON | A5CK50AR-AAOBA-R | R410A | 0
DUCTED SPLIT SYSTEM | 1 | DAIKIN | FDYQ250LV1 | R410A | 1
COOL ROOM | 0 | COPELAND | 0 | R404A | 1
DUCTED SPLIT SYSTEM | E004176 | DAIKIN | RZYQ10PUY1 | R410A | 10.5
CASSETTE SPLIT SYSTEM | 20520203-00288 | ACSON | A5LC50CR-FACGB-R | R410A | 2.78
SWITCHBOARD MECHANICAL | TBA | PERICSONS SB | PREMIER FIRE | NULL | NULL
SWITCHBOARD MECHANICAL | TBA | PERICSONS SB | TBA | NULL | NULL
FIRE DAMPER | TBA | CUSTOM-BUILT | TBA | NULL | NULL
FIRE DAMPER | TBA | CUSTOM-BUILT | TBA | NULL | NULL
FIRE DAMPER | TBA | CUSTOM-BUILT | TBA | NULL | NULL
FIRE DAMPER | TBA | CUSTOM-BUILT | TBA | NULL | NULL
FIRE DAMPER | TBA | CUSTOM-BUILT | TBA | NULL | NULL
AIR HANDLING UNIT | TBA | WALKER | TBA | CHILLED WATER | 0
BACKFLOW PREVENTION DEVICE RPZ | 61815 | APOLLO | DCAULF4A | NULL | NULL
AIR HANDLING UNIT | AHU-B1 | WALKER | ASH-23 | CHILLED WATER | 0
UPRIGHT SINGLE DOOR FREEZER | B1109230008 | SKOPE | BCO74-1F00S-E | R404A | 0.37
UPRIGHT SINGLE DOOR FREEZER | A120211977 | SKOPE | SKF650XL-3D | R404A | 0.7
DISPLAY CABINET REFRIGERATED | 723135 | KOXHA | TE-KAC1100001 | R404A | 1.25
ISLAND CASE FREEZER |  | IARP |  | NA | 0
DISPLAY CABINET HEATED | 13001 | FPG | IL-7EL-4H08-A006-00 | NULL | NULL
DISPLAY CABINET REFRIGERATED | 12990 | FPG | IL/7EL-4C15-A008-00 | R134A | 0
DISPLAY CABINET AMBIENT |  | FPG |  | NA | 0
DISPLAY CABINET AMBIENT | 50952 | FPG | IL/7EL-4A08-A006-02 | NA | 0
COOL ROOM | NA | CUSTOM-BUILT | NA | R507 | 6
COOL ROOM | NA | CUSTOM-BUILT | NA | R507 | 6
COOL ROOM | NA | NULL | NA | R507 | 6
CASSETTE SPLIT SYSTEM |  | ACSON |  | R410A | 0
CASSETTE SPLIT SYSTEM | 20543407-01206 | ACSON | A5CK50AR-AA0BA-R | R410A | 0
CASSETTE SPLIT SYSTEM | 20543407-01198 | ACSON | A5CK50AR-AAOBA-R | R410A | 0
WALL MOUNTED SPLIT SYSTEM | 2054512-00253 | ACSON | A5WM20GR-AAIBF-R | R410A | 0
CASSETTE SPLIT SYSTEM |  | ACSON |  | R410A | 2.78
CASSETTE SPLIT SYSTEM |  | ACSON |  | R410A | 2.78
CASSETTE SPLIT SYSTEM |  | ACSON |  | R410A | 2.78
COOL ROOM | NA | THERMOPAC | 400 | R507 | 6
WALL MOUNTED SPLIT SYSTEM | 2054611-00811 | ACSON | A5LC20CR-AAPIC-R | R410A | 1.38
DUCTED SPLIT SYSTEM | 901918 | TEMPERZONE | OSA224RKTGH | R410A | 10.5
DUCTED SPLIT SYSTEM | 901919 | TEMPERZONE | OSA224RKTGH | R410A | 10.5
COOL ROOM | TSQ02P00773 | PATTON PAK | PZB500 | R404A | 0
COOL ROOM | 2390274698 | BUFFALO | T65-008 | R404A | 0
COOL ROOM | 2390778597 | BUFFALO | T65-008 | R404A | 0
DISPLAY CABINET REFRIGERATED | RCOD1100-07910 | SKOPE | RCOD1100-07910 | NA | 0
UPRIGHT DOUBLE DOOR FREEZER | A170715734 | SKOPE | VF1300 : V13FV | R404A | 0
ISLAND CASE FREEZER | 11LTOO351 | IARP | STELLA250 | R404A | 0.3
DISPLAY CABINET AMBIENT | NA | FPG | NA | NA | 0
DISPLAY CABINET AMBIENT | NA | FPG | NA | NA | 0
MICROWAVE | NA | SHARP | R-2398 | NULL | NULL
DISPLAY CABINET HEATED | 18526 | FPG | IL-7EL-5H08-OF-A001-00 | NULL | NULL
DISPLAY CABINET REFRIGERATED | 18513 | FPG | IL-7EL-5C08-OF-A001 | R404A | 0.8
DISPLAY CABINET REFRIGERATED | 18515 | FPG | IL-7EL-5C08-OF-A001 | R404A | 0.8
FRIDGE | A170816767 | SKOPE | PG100HC-2-1S | R134A | 0
UPRIGHT SINGLE DOOR FREEZER | B1707180004 | SKOPE | BC074-1F00S-E | R404A | 0.35
DUCTED SPLIT SYSTEM | 907279 | TEMPERZONE | ISD224KYXJHUT | R410A | 0
DUCTED SPLIT SYSTEM | 907281 | TEMPERZONE | ISD224KYX | R410A | 0
WALL MOUNTED SPLIT SYSTEM | 7475905306 | PANASONIC | CS-18KA | R410A | 2.5
CONDENSER UNIT | TBA | PANASONIC | TBA | NULL | NULL
SWITCHBOARD MECHANICAL | TBA | HADEN | TBA | NULL | NULL
SWITCHBOARD MECHANICAL | TBA | HADEN | TBA | NULL | NULL
AIR HANDLING UNIT | 1109509 | FANTECH | 33LDW | CHILLED WATER | 0
SWITCHBOARD MECHANICAL | TBA | HADEN | TBA | NULL | NULL
AIR HANDLING UNIT | 1109609 | FANTECH | 33LOW | CHILLED WATER | 0
SWITCHBOARD MECHANICAL | TBA | HADEN | TBA | NULL | NULL
SWITCHBOARD MECHANICAL | TBA | HADEN | TBA | NULL | NULL
CHILLED WATER PUMP | NA | CMG | SGA 280 S -4 | NULL | NULL
CHILLED WATER PUMP | NA | CMG | SGA 280 S -4 | NULL | NULL
CHILLED WATER PUMP | 128 | CMG | SGA 280 S -4 | NULL | NULL
CHILLED WATER PUMP | NA | CMG | SGA 280 S -4 | NULL | NULL
CHILLED WATER PUMP | 852339/004-2 | CMG | SGA 280 S -4 | NULL | NULL
FIRE DAMPER |  | NULL |  | NULL | NULL
BACKFLOW PREVENTION DEVICE RPZ | 61932 | NULL | RPAULF4A | NULL | NULL
SWITCHBOARD MECHANICAL | TBA | BAKER | TBA | NULL | NULL
SWITCHBOARD MECHANICAL | TBA | BAKER | TBA | NULL | NULL
AIR FAN - OUTSIDE | TBA | BUBBLER 060 | TBA | NULL | NULL
SWITCHBOARD MECHANICAL | TBA | BAKER | TBA | NULL | NULL
AIR FAN - OUTSIDE | TBA | NULL | TBA | NULL | NULL
ROOM AIR CONDITIONING UNIT | TBA | KELVINATOR | TBA | NULL | NULL
THERMOSTATIC MIXING VALVES |  | TOMSON | T160 | NULL | NULL
THERMOSTATIC MIXING VALVES |  | TOMSON | T160 | NULL | NULL
AIR FAN - OUTSIDE | TBA | NULL | TBA | NULL | NULL
THERMOSTATIC MIXING VALVES |  | TOMSON | T160 | NULL | NULL
WALL MOUNTED SPLIT SYSTEM | 1290503157-RE | MITSUBISHI | DXK24ZA-S | R410A | 3
WALL MOUNTED SPLIT SYSTEM | 2974503087 | PANASONIC | ACS-EACS-E21MKACS-EAC | R410A | 3
WALL MOUNTED SPLIT SYSTEM | E004010 | DAIKIN | FTXM95PVMA | R410A | 3
WALL MOUNTED SPLIT SYSTEM | E004894 | DAIKIN | FTXS100JVMA | R410A | 3
TEMPERING VALVE |  | NULL | TOMSON TV15 | NULL | NULL
CONDENSER UNIT | TBA | DAIKIN | TBA | NULL | NULL
CONDENSER UNIT | TBA | PANASONIC | TBA | NULL | NULL
THERMOSTATIC MIXING VALVES |  | TOMSON | T160 | NULL | NULL
CONDENSER UNIT | TBA | MITSUBISHI | TBA | NULL | NULL
FIRE DOOR-SINGLE |  | SPENCE DOORS |  | NULL | NULL
SWITCHBOARD MECHANICAL | TBA | NULL | TBA | NULL | NULL
AUTOCLAVE | TBA | NULL | HV-50L | NULL | NULL
AIR FAN - OUTSIDE | TBA | DUCTLINE | SIC 355 | NULL | NULL
SWITCHBOARD MECHANICAL | TBA | NULL | TBA | NULL | NULL
BMS | TBA | NULL | HONEYWELL EXCEL5000 | NULL | NULL
ELECTRIC DUCT HEATER | TBA | NULL | TBA | NULL | NULL
KITCHEN EXHAUST FAN | 214109 18 | FANTECH | RVF08048CP6B0R9/27O | NULL | NULL
VARIABLE SPEED DRIVE | TBA | ZENNER | MSC-3R23 | NULL | NULL
AIR FAN - EXHAUST | 52U147 | FANTECH | CD 314 V | NULL | NULL
VARIABLE SPEED DRIVE |  | ZENNER | MSC-3R23 | NULL | NULL
AIR FAN - SUPPLY | TBA | DUCTLINE | A1000-419 | NULL | NULL
VARIABLE SPEED DRIVE | 378807A295 | DANFOSS | FC101P11KT4E5AH3XAX | NULL | NULL
THERMOSTATIC MIXING VALVES |  | TOMSON | T160 | NULL | NULL
CHILLED WATER PUMP | TBA | NULL | TBA | NULL | NULL
CHILLED WATER PUMP | TBA | NULL | TBA | NULL | NULL
CRAC AIR COOLED | TBA | LIEBERT | U17CA16000S | R22 | 6
FIRE DAMPER | TBA | NULL | TBA | NULL | NULL
CAR PARK EXHAUST FAN | TBA | DUCTLINE | A800-4-10 | NULL | NULL
AIR HANDLING UNIT |  | CUSTOM-BUILT |  | CHILLED WATER | 0
THERMOSTATIC MIXING VALVES |  | TOMSON | T160 | NULL | NULL
CASSETTE SPLIT SYSTEM |  | DAIKIN | RY100KUY1 | R22 | 3.4
AIR HANDLING UNIT | NO ACCESS TO UNIT | TRANE | ILLEGIBLE | NULL | NULL
FIRE DAMPER | TBA | NULL | TBA | NULL | NULL
VARIABLE SPEED DRIVE | ILLEGIBLE | DANFOSS | FC101 | NULL | NULL
FIRE DAMPER | TBA | NULL | TBA | NULL | NULL
AIR FAN - OUTSIDE | TBA | FANTECH | ILLEGIBLE | NULL | NULL
FIRE DAMPER | TBA | NULL | TBA | NULL | NULL
FIRE DAMPER | TBA | NULL | TBA | NULL | NULL
AIR FAN - SUPPLY |  | FANTECH | C2-040 | NULL | NULL
THERMOSTATIC MIXING VALVES |  | NULL | TOMSON TMV20 | NULL | NULL
AIR HANDLING UNIT | TBA | NULL | TBA | CHILLED WATER | 0
FIRE DAMPER | TBA | NULL | TBA | NULL | NULL
DUCTED SPLIT SYSTEM | TBA | TEMPERZONE | TBA | R22 | 20
AUTOCLAVE | CCCC | NULL | HV-50L | NULL | NULL
THERMOSTATIC MIXING VALVES |  | NULL | TOMSON TMV20 | NULL | NULL
THERMOSTATIC MIXING VALVES |  | NULL | TOMSON TMV20 | NULL | NULL
TEMPERING VALVE |  | NULL | 5213 | NULL | NULL
THERMOSTATIC MIXING VALVES |  | NULL | TOMSON TMV20 | NULL | NULL
THERMOSTATIC MIXING VALVES |  | NULL | TOMSON TMV20 | NULL | NULL
THERMOSTATIC MIXING VALVES |  | NULL | TOMSON TMV20 | NULL | NULL
AIR HANDLING UNIT |  | NULL |  | NA | 0
AIR HANDLING UNIT | 55D071401163316A | NULL | FBA SIZE:36 | NA | 0
DX COMPRESSOR | NA | NULL | 6G-402Y-40P | NA | 0
DX COMPRESSOR | NA | NULL | 6G-402Y-40P | NA | 0
DX COMPRESSOR | NA | NULL | 6G-402Y-40P | NA | 0
DX COMPRESSOR | NA | NULL | 6G-402Y-40P | NA | 0
DUCTED SPLIT SYSTEM | NA | SUNDOWNER | 50221HR7AL | R22 | 0
DUCTED SPLIT SYSTEM | NA | APAC | 50181SR7AW | NA | 0
DUCTED SPLIT SYSTEM | NA | NULL | 50220HR9AC | R22 | 6
DUCTED SPLIT SYSTEM | NA | NULL | 50180HR9AN | R22 | 5
SMOKE EXHAUST FAN | NA | NULL | RSS10006CA12F055 | NA | 0
SMOKE EXHAUST FAN | NA | NULL | R221006CA12F055 | NA | 0
SMOKE EXHAUST FAN | NA | NULL | RSS0634AA10F022 | NULL | NULL
AIR FAN - EXHAUST | NA | NULL | CHD454 | NA | 0
AIR FAN - EXHAUST | 7105A | NULL | TBA | NA | 0
TOILET EXHAUST FAN | 7007A | NULL | CD354V | NA | 0
DX CONDENSING UNIT | N/A | NULL | LDV409B EPOXY COND-F | NA | 0
DX CONDENSING UNIT | N/A | NULL | LDV409B EPOXY COND-FE | NA | 0
FIRE DAMPER |  | NULL |  | NULL | NULL
FIRE DAMPER | 89-093 | NULL | TBA | NULL | NULL
AIR DAMPER | NA | NULL | TBA | NULL | NULL
BOILER - GAS ATMOSPHERIC | NA | NULL | RAYPAK | NA | 0
HEATING HOT WATER PUMP | AN 311 123-AA | NULL | AJAX EVITE 2104020 | NA | 0
HEATING HOT WATER PUMP | UNKNOWN | NULL | AJAX EVITE 2104020 | NA | 0
AIR FAN - EXHAUST | UNKNOWN | NULL | FANTECH RVE716-7P-26A | NA | 0
AIR FAN - EXHAUST | 12J0037 | NULL | FANTECH RVE716-7P-26A | NA | 0
AIR FAN - EXHAUST | 12J0037 | NULL | FANTECH RVE716-7P-26A | NA | 0
TOILET EXHAUST FAN | 30577 | NULL | TBA | NA | 0
SWITCHBOARD MECHANICAL | 30741 | NULL | TBA | NA | 0
AIR HANDLING UNIT | 30576 | NULL | FBA 33 | NA | 0
DX COMPRESSOR | 30740 | NULL | TBA | NA | 0
DX COMPRESSOR | UNKNOWN | NULL | TBA | NA | 0
AIR HANDLING UNIT | NA | NULL | FBA 33 | NA | 0
DX COMPRESSOR | NA | NULL | 6G-40 | NA | 0
DX COMPRESSOR | NA | NULL | 6G-40 | NA | 0
PACKAGED AIR CONDITIONING UNIT | NA | NULL | P064AHC9AB | NA | 0
SMOKE EXHAUST FAN | NA | NULL | FANTECH RXX1006-9A927 | NA | 0
SMOKE EXHAUST FAN | NA | NULL | FANTECH RXX1006-9A927 | NA | 0
DX COMPRESSOR | A027015 | NULL | 6F50.2R | NA | 0
DX COMPRESSOR | A027040 | BITZER | 6F50.2R | NA | 0
DX COMPRESSOR | A027054 | NULL | 6F50.2R | NA | 0
DX CONDENSING UNIT | A027057 | NULL | TBA | NA | 0
DX CONDENSING UNIT | A026691 | NULL | TBA | NA | 0
HEATING HOT WATER PUMP | UNKNOWN | NULL | CMG M34004003SGA | NA | 0
HEATING HOT WATER PUMP | A026894 | NULL | CMG M34004003SGA | NA | 0
BOILER - GAS ATMOSPHERIC | A007276 | NULL | RAYPAK B1922NCM | NA | 0
PACKAGED AIR CONDITIONING UNIT | A005537 | APAC | S064IHR8AA | R22 | 0
VARIABLE SPEED DRIVE | A004468 | NULL | VTL HVAC DRIVE | NA | 0
VARIABLE SPEED DRIVE | A005955 | NULL | VTL HVAC DRIVE | NA | 0
AIR HANDLING UNIT | A007265 | CUSTOM-BUILT | WEG K36 W 22 | NA | 0
AIR HANDLING UNIT | A007512 | TECO | TECO AEEB XX | R22 | NULL
SMOKE SPILL FAN | A004466 | FANTECH | RSS1006CA9F055 | NULL | NULL
SMOKE SPILL FAN | T000134 | FANTECH | RSS1006CA9F056 | NULL | NULL
SMOKE SPILL FAN | TBA | FANTECH | RSS1006CA9F057 | NULL | NULL
SMOKE SPILL FAN | TBA | FANTECH | RSS1006CA9F058 | NULL | NULL
SMOKE SPILL FAN | TBA | FANTECH | RSS1006CA9F059 | NULL | NULL
PACKAGE AC - WATER SOURCED | GHW028-8 | NULL | SFGHW0309302 | NULL | NULL
EXTRACTOR HOOD | 209. 91 | FAN & BLOWER | SIZE 22 | NULL | NULL
CONDENSER WATER PUMP | 9000818 | AJAX | TBA16772T | NULL | NULL
CONDENSER WATER PUMP | 9000745 | NULL | 16725T | NULL | NULL
CONDENSER WATER PUMP | 9000746 | AJAX | 16725T | NULL | NULL
CONDENSER WATER PUMP | 9000793 | AJAX | 16723T | NULL | NULL
CONDENSER WATER PUMP | 9000794 | AJAX | 16723T | NULL | NULL
CHILLED WATER PUMP | 9000744 | AJAX | 16722T | NULL | NULL
CHILLED WATER PUMP | 9000748 | AJAX | 16070T | NULL | NULL
CHILLED WATER PUMP | 9000747 | AJAX | 16726 | NULL | NULL
CHILLED WATER PUMP |  | NULL |  | NULL | NULL
CHILLED WATER PUMP |  | NULL |  | NULL | NULL
VARIABLE AIR VOLUME UNITS | tba | NULL | tba | NA | 0
VARIABLE AIR VOLUME UNITS | tba | NULL | tba | NA | 0
VARIABLE AIR VOLUME UNITS | TBA | NULL | FBINE18H | NULL | NULL
VARIABLE AIR VOLUME UNITS | TBA | NULL | FBINE18H | NULL | NULL
VARIABLE AIR VOLUME UNITS | TBA | NULL | FBINE18H | NULL | NULL
FAN COIL UNIT - DUCTED | NA | WALKER | ASH 41 | NULL | NULL
FAN COIL UNIT - DUCTED | NA | WALKER | ASH 80 | NULL | NULL
FAN COIL UNIT - DUCTED | NA | WALKER | ASH66 | NULL | NULL
FAN COIL UNIT - DUCTED | NA | WALKER | NA | NULL | NULL
FAN COIL UNIT - DUCTED | NA | WALKER | ASH55 | NULL | NULL
FAN COIL UNIT - DUCTED | NA | WALKER | ASH18 | NULL | NULL
FAN COIL UNIT - DUCTED | NA | WALKER | ASH41 | NULL | NULL
FAN COIL UNIT - DUCTED | NA | WALKER | ASH41 | NULL | NULL
FAN COIL UNIT - DUCTED | U11 | WALKER | AHS10 | NULL | NULL
FAN COIL UNIT - DUCTED | U13 | GJ WALKER | ASH 53 | NULL | NULL
FAN COIL UNIT - DUCTED | U3 | WALKER | ASH 41 | NULL | NULL
FAN COIL UNIT - DUCTED | U4 | WALKER | ASH 41 | NULL | NULL
FAN COIL UNIT - DUCTED | U5 | WALKER | ASH18 | NULL | NULL
FAN COIL UNIT - DUCTED | U6 | WALKER | ASH 23 | NULL | NULL
FAN COIL UNIT - DUCTED | NA | WALKER | NA | NULL | NULL
HEATING HOT WATER PUMP | M.00511.1 | BKB GROUP | NBG65.50.160 | NULL | NULL
HEATING HOT WATER PUMP | M065U.2 | BKB GROUP | NBG65.50.160 | NULL | NULL
KITCHEN EXHAUST FAN | tba | NULL | tba | NA | 0
KITCHEN EXHAUST FAN | 206. 91 | FAN & BLOWER | SIZE 30 | NULL | NULL
KITCHEN EXHAUST FAN | 207. 91 | FAN & BLOWER | SIZE 22 | NULL | NULL
KITCHEN EXHAUST FAN | 208. 91 | FAN & BLOWER | SIZE 49 | NULL | NULL
AIR FAN - OUTSIDE | tba | NULL | tba | NA | 0
STAIRWELL PRESSURISATION FAN | 55817 | FANTECH | AP071-14-22 | NULL | NULL
SMOKE SPILL FAN | TBA | ZIEHL-EBM | FCO71.SDQ.6K3 | NULL | NULL
SMOKE SPILL FAN | TBA | ZIEHL-EBM | FCO7.SQB.6X.3 | NULL | NULL
SMOKE SPILL FAN | TBA | ZIEHL-EBM | FCO71.SDQ.6K.3 | NULL | NULL
SMOKE SPILL FAN | TBA | ZIEHL-EBM | FCO71.SDQ.6K.3 | NULL | NULL
SMOKE SPILL FAN | TBA | ZIEHL-EBM | FCO71.SDQ.6K.3 | NULL | NULL
TOILET EXHAUST FAN | 66222 | FANTECH | RVE560.4.10.22 | NULL | NULL
TOILET EXHAUST FAN | tba | NULL | tba | NA | 0
TOILET EXHAUST FAN | 66233 | FANTECH | RVE 560.4.16.22 | NULL | NULL
TOILET EXHAUST FAN | TBA | FANTECH | RVE560.4..14.25 | NULL | NULL
TOILET EXHAUST FAN | 202 91 | FANS DIRECT | SIZE 33 | NULL | NULL
THERMOSTATIC MIXING VALVES |  | NULL | TOMSON TMV20 | NULL | NULL
VRV NON DUCTED SPLIT | TBA | DAIKIN | RZYQ10PUY1 | R410A | 8
VRV DUCTED SPLIT | TBA | DAIKIN | RZYQ10PUY1 | R410A | 10
VRV DUCTED SPLIT | TBA | DAIKIN | RZYQ10PUY1 | R410A | 10
VRV NON DUCTED SPLIT | TBA | DAIKIN | RZYQ10PUY1 | R410A | 10
VRV NON DUCTED SPLIT | TBA | DAIKIN | RZYQ10PUY1 | R410A | 10
SWITCHBOARD MECHANICAL | TBA | NULL | TBA | NULL | NULL
SMOKE EXHAUST FAN | TBA | FANTECH | APS1004CA6/15 | NULL | NULL
WALL MOUNTED SPLIT SYSTEM | TBA | MITSUBISHI | TBA | R22 | 2
DIGITAL CONTROLS | ??? | EMERSON | XEV | NULL | NULL
DIGITAL CONTROLS | ??? | EMERSON | XEV | NULL | NULL
FIRE DAMPER |  | CUSTOM-BUILT |  | NULL | NULL
CHILLER - AIR COOLED | 12Y316814 | CARRIER | 30GK-148-0129-HEE | R22 | 110
FIRE DAMPER |  | CUSTOM-BUILT |  | NULL | NULL
FIRE DAMPER |  | CUSTOM-BUILT |  | NULL | NULL
FIRE DAMPER |  | CUSTOM-BUILT |  | NULL | NULL
CHILLER - AIR COOLED | 0530080036/02 | STULZ | 2009 | R407C | 80
CHILLER - AIR COOLED | 05300900E6/01-02 | STULZ | 2009 | R407C | 80
CHILLER - AIR COOLED | 0530090036/01-01 | STULZ | 2009 | R407C | 80
SMOKE EXHAUST FAN | TBA | FANTECH | TBA | NULL | NULL
AIR FAN - EXHAUST | TBA | NULL | TBA | NULL | NULL
CONDENSER UNIT | N-A | TEMPERZONE | OSA223RKTV | R410A | 4.6
FIRE DAMPER |  | CUSTOM-BUILT |  | NULL | NULL
FIRE DAMPER |  | CUSTOM-BUILT |  | NULL | NULL
AIR FAN - EXHAUST | TBA | NULL | APO806GP12B013 | NULL | NULL
WALL MOUNTED SPLIT SYSTEM | 441603023BE | MITSUBISHI | SRK50ZMA-S | R410A | 2.5
AIR FAN - EXHAUST | TBA | FANTECH | CD3560 | NULL | NULL
ELECTRIC DUCT HEATER | N-A | CUSTOM-BUILT | N-A | NULL | NULL
ELECTRIC DUCT HEATER | N-A | CUSTOM-BUILT | N-A | NULL | NULL
ELECTRIC DUCT HEATER | N-A | CUSTOM-BUILT | N-A | NULL | NULL
ELECTRIC DUCT HEATER | N-A | CUSTOM-BUILT | N-A | NULL | NULL
SMOKE EXHAUST FAN | TBA | FANTECH | APS1004CA6/15 | NULL | NULL
AIR FAN - EXHAUST | TBA | AIRFLOW | TBA | NULL | NULL
AIR FAN - CEILING | TBA | AIRFLOW | TBA | NULL | NULL
AIR FAN - SUPPLY | S9030013 | WESTERN ELECT | 10160M | NULL | NULL
CASSETTE SPLIT SYSTEM | EOO7432 | DAIKIN | FCQ140KAVEA | R410A | 0
FRIDGE | N/A | HEATCRAFT | N/A | R404A | 1.5
FRIDGE | 31559 | WILLIAMS | HR3GDCB-000 | R134A | 440
DISPLAY CABINET REFRIGERATED | N/A | ACTROL | N/A | R404A | 1
DISPLAY CABINET REFRIGERATED | N/A | ACTROL | N/A | R404A | 1.5
FRIDGE | N/A | HEATCRAFT | BA9MGB1 | R404A | 1
ISLAND CASE FREEZER | N/A | NULL | BROMIC | R404A | 500
COOL/FREEZER ROOM | 2392386320 | BUFFALO | T65-003 | R404A | 2.5
WALL MOUNTED SPLIT SYSTEM | 129600317 | MITSUBISHI | DXK28Z4-S | R410A | 1.2
COOL ROOM | 2392285741 | BUFFALO | T65-003 | R404A | 2
AIR FAN - OUTSIDE | TBA | FANTECH | TBA | NULL | NULL
AIR FAN - SUPPLY | P0F70551 | WESTERN ELECT | 1D160M | NULL | NULL
PACKAGED AIR CONDITIONING UNIT | 612205 | AIRFACT | UPA65ZUCF | R22 | 0
AIR FAN - EXHAUST | TBA | FANTECH | TBA | NULL | NULL
SWITCHBOARD MECHANICAL | TBA | NULL | TBA | NULL | NULL
ELECTRIC DUCT HEATER | NA | NULL | NA | NULL | NULL
SWITCHBOARD MECHANICAL | TBA | NULL | TBA | NULL | NULL
ELECTRIC DUCT HEATER | NA | NULL | NA | NULL | NULL
PACKAGE AC - WATER SOURCED | NA | TEMPERZONE | NA | R410A | 0
PACKAGE AC - WATER SOURCED | NA | TEMPERZONE | NA | R410A | 0
PACKAGE AC - WATER SOURCED | NA | TEMPERZONE | NA | R410A | 0
AIR FAN - EXHAUST | N-A | FANTECH | APO634-10P-22 | NULL | NULL
SWITCHBOARD MAIN DISTRIBUTION | NA | MGE | MGL | NULL | NULL
BMS |  | HONEYWELL |  | NULL | NULL
AIR FAN - EXHAUST | TBA | FANTECH | APO634-10P-22 | NULL | NULL
AIR FAN - EXHAUST | TBA | FANTECH | APO634-10P-22 | NULL | NULL
DX COMPRESSOR | 96182324 | COPELAND | D8DH1-500X-BWM/D | R407C | 0
DX COMPRESSOR | 09143062M | COPELAND | D8DH5-500X-AWM/D | R407C | 0
DX COMPRESSOR | 7316 | COPELAND | D8DH-5000 | R407C | 0
DX COMPRESSOR | 96182326 | COPELAND | D8DH1-500X-BWM/D | R407C | 0
SWITCHBOARD LIGHT/POWER | NULL | MERLIN GERIN | NULL | NULL | NULL
EXHAUST FAN CANOPY | RB50D | NULL | A02926 | NULL | NULL
FIRE DAMPER | TBA | NULL | TBA | NULL | NULL
EXHAUST FAN CANOPY | N/A | NULL | A02926 | NULL | NULL
EXHAUST FAN CANOPY | TBA | NULL | A02926 | NULL | NULL
SMOKE EXHAUST FAN | SEFBW5 | AXIAL | A02984 | NULL | NULL
SMOKE EXHAUST FAN | SEF BW4 | AXIAL | A02936 | NULL | NULL
SMOKE EXHAUST FAN | SEF BW3 | AXIAL | A02937 | NULL | NULL
SMOKE EXHAUST FAN | SEF BW1 | AXIAL | A02934 | NULL | NULL
SMOKE EXHAUST FAN | SEF BW2 | AXIAL | A02935 | NULL | NULL
DX CONDENSING UNIT | 064352-001-002 | BUFFALO | T41-008 | R407C | 0
DX CONDENSING UNIT | 064352-001-001 | BUFFALO | T41-008 | R407C | 0
PACKAGED AIR CONDITIONING UNIT | NOT AVAILABLE | TEMPERZONE | TEMPERZONE OPA920RB | R22 | 32
ELECTRIC DUCT HEATER | 33585 | MIJELL | MIJELL 6TTPS15USBF1 | NULL | NULL
AIR DAMPER | 531286 | TEMPERZONE | HOLYOAKE HBD 155 MAN | NULL | NULL
AIR DAMPER | 531286 | TEMPERZONE | HOLYOAKE HBD 155 MAN | NULL | NULL
FIRE DAMPER | TBA | NULL | TBA | NULL | NULL
AIR DAMPER | 531286 | TEMPERZONE | HOLYOAKE HBD 155 MAN | NULL | NULL
FIRE DAMPER | TBA | NULL | TBA | NULL | NULL
FIRE DAMPER | TBA | NULL | TBA | NULL | NULL
FIRE DAMPER | TBA | NULL | TBA | NULL | NULL
AIR HANDLING UNIT | V001022 | AIRMASTER | HALES AND LUNN | R407C | 40
FIRE DAMPER | TBA | NULL | TBA | NULL | NULL
AIR DAMPER | NA | AIRMASTER | BULLOCK DAMPER | NULL | NULL
FIRE DAMPER | TBA | NULL | TBA | NULL | NULL
DX COMPRESSOR | 17QK-26305 | BITZER | BITZER 8GE 60Y 40P | R407C | 40
DX COMPRESSOR | 17JS-25923 | BITZER | BITZER 8GE 60Y 40P | R407C | 40
FIRE DAMPER | TBA | NULL | TBA | NULL | NULL
SMOKE EXHAUST FAN | TBA | FANTECH | TBA | NULL | NULL
FIRE DAMPER | TBA | NULL | TBA | NULL | NULL
FIRE DAMPER | TBA | NULL | TBA | NULL | NULL
TOILET EXHAUST FAN | TBA | FANTECH | TBA | NULL | NULL
DX COMPRESSOR | 17JS-25923 | BITZER | BITZER 8GE 60Y 40P | R407C | 40
FIRE DAMPER | TBA | NULL | TBA | NULL | NULL
FIRE DAMPER | TBA | NULL | TBA | NULL | NULL
DX COMPRESSOR | 17FQ-26179 | BITZER | BITZER 8GE 60Y 40P | R407C | 40
FIRE DAMPER | TBA | NULL | TBA | NULL | NULL
FIRE DAMPER | TBA | NULL | TBA | NULL | NULL
FIRE DAMPER | TBA | NULL | TBA | NULL | NULL
FIRE DAMPER | R5531-2 | AIRMASTER | HOLYOAKE 794 | NULL | NULL
FIRE DAMPER | TBA | NULL | TBA | NULL | NULL
AIR HANDLING UNIT | NOT READABLE | AIRMASTER | HALES AND LUNN | R407C | 40
LIGHTING CONTROLS | NULL | DALI | BM2688 | NULL | NULL
FIRE DAMPER | TBA | NULL | TBA | NULL | NULL
LIGHTING CONTROLS | TBA | SCHNEIDER | DALI CONTROL | NULL | NULL
FIRE DAMPER | TBA | NULL | TBA | NULL | NULL
FIRE DAMPER | TBA | NULL | TBA | NULL | NULL
POWER METER | TBA | MERLIN GERIN | PM 710 | NULL | NULL
AIR COOLED SPLIT SYSTEM | E038753 | DAIKIN | FTXS71LVMA | R410A | 3
AIR DAMPER | NOT PROVIDED | AIRMASTER | BULLOCK DAMPER | NULL | NULL
AIR DAMPER | NO ACCESS (SCISSOR LIFT REQUIRED) | AIRMASTER | BULLOCK DAMPER | NULL | NULL
AIR FAN - EXHAUST | NA | AIR DESIGN | AIR DESIGN MUSHROOM | NULL | NULL
AIR FAN - EXHAUST | NA | AIR DESIGN | AIR DESIGN MUSHROOM | NULL | NULL
AIR FAN - EXHAUST | NA | AIR DESIGN | AIR DESIGN MUSHROOM | NULL | NULL
AIR FAN - EXHAUST | NA | AIR DESIGN | AIR DESIGN MUSHROOM | NULL | NULL
AIR FAN - EXHAUST | NA | AIR DESIGN | AIR DESIGN MUSHROOM | NULL | NULL
AIR FAN - EXHAUST | NA | AIR DESIGN | AIR DESIGN MUSHROOM | NULL | NULL
SMOKE EXHAUST FAN | NA | AIR DESIGN | AIR DESIGN SMOKE | NULL | NULL
SMOKE EXHAUST FAN | NA | AIR DESIGN | AIR DESIGN SMOKE | NULL | NULL
SMOKE EXHAUST FAN | NA | AIR DESIGN | AIR DESIGN SMOKE | NULL | NULL
SMOKE EXHAUST FAN | NA | AIR DESIGN | AIR DESIGN SMOKE | NULL | NULL
TOILET EXHAUST FAN | NA | AIR DESIGN | AIR DESIGN MUSHROOM | NULL | NULL
TOILET EXHAUST FAN | NA | AIR DESIGN | AIR DESIGN MUSHROOM | NULL | NULL
DX CONDENSING UNIT | NA | BUFFALO | BUFFALO TRIDENT | R407C | 40
DX CONDENSING UNIT | NA | BUFFALO | BUFFALO TRIDENT | R407C | 40
DX CONDENSING UNIT | NA | BUFFALO | BUFFALO TRIDENT | R407C | 40
DX CONDENSING UNIT | NA | BUFFALO | BUFFALO TRIDENT | R407C | 40
AIR DAMPER | NA | OZDUCT | NA | NULL | NULL
SWITCHBOARD MECHANICAL | TBA | NULL | TBA | NULL | NULL
SWITCHBOARD MECHANICAL | TBA | NULL | TBA | NULL | NULL
SWITCHBOARD MECHANICAL | TBA | NULL | TBA | NULL | NULL
FAN COIL UNIT - DUCTED | AO 2473 | AIRITE | AS80H | CHILLED WATER | 1
VARIABLE SPEED DRIVE | 3170206073 | ABB | ACH550-01-023A-4+B055 | NULL | NULL
GAS DUCT HEATER | 4124 | AIRITE | DJ225/2 | NULL | NULL
GAS DUCT HEATER |  | AIRITE | DJ225/2 | NULL | NULL
SWITCHBOARD MECHANICAL | TBA | NULL | TBA | NULL | NULL
SWITCHBOARD MECHANICAL | TBA | NULL | TBA | NULL | NULL
FAN COIL UNIT - DUCTED | AO 2467 | AIRITE | AS41H | CHILLED WATER | 1
FAN COIL UNIT - DUCTED | AO 2468 | AIRITE | AS32H | CHILLED WATER | 1
FAN COIL UNIT - DUCTED | AO 2469 | AIRITE | AS32H | CHILLED WATER | 1
FAN COIL UNIT - DUCTED | AO 2470 | AIRITE | AS341H | CHILLED WATER | 1
FAN COIL UNIT - DUCTED | AO 2471 | AIRITE | AS341H | CHILLED WATER | 1
FAN COIL UNIT - DUCTED | SO2472 | AIRITE | AS32H | CHILLED WATER | 1
FAN COIL UNIT - DUCTED | AO 2474 | AIRITE | AS23H | CHILLED WATER | 1
VARIABLE SPEED DRIVE | 3170707960 | ABB | ACH550-01-012A-4+B055 | NULL | NULL
VARIABLE SPEED DRIVE | 3152406806 | ABB | ACH550-01-04A1-4+B055 | NULL | NULL
VARIABLE SPEED DRIVE | 3170900165 | ABB | ACH550-01-08A8-4+B055 | NULL | NULL
VARIABLE SPEED DRIVE | 3170900374 | ABB | ACH550-01-08A8-4+B055 | NULL | NULL
VARIABLE SPEED DRIVE | 3170606946 | ABB | ACH550-01-08A8-4+B055 | NULL | NULL
VARIABLE SPEED DRIVE | 3163900318 | ABB | ACH550-01-06A9-4+B055 | NULL | NULL
VARIABLE SPEED DRIVE | 3142702964 | ABB | ACH550-01-06A9-4+B055 | NULL | NULL
GAS DUCT HEATER | 4128 | AIRITE | DJ225 | NULL | NULL
GAS DUCT HEATER | 4126 | AIRITE | DJ300 | NULL | NULL
GAS DUCT HEATER | 4125 | AIRITE | DJ300 | NULL | NULL
GAS DUCT HEATER | 4130 | AIRITE | DJ225 | NULL | NULL
GAS DUCT HEATER | 4129 | AIRITE | DJ225 | NULL | NULL
GAS DUCT HEATER | 4155 | AIRITE | DJ100 | NULL | NULL
GAS DUCT HEATER | 4127 | AIRITE | DJ300 | NULL | NULL
SMOKE EXHAUST FAN | TBA | FANTECH | AVO714-10A-28'B | NULL | NULL
VARIABLE SPEED DRIVE | 012413G279 | DANFOSS | VLT6005HT4C54STR3DLF00 | NULL | NULL
AIR HANDLING UNIT | A98J2234 | TRANE | 2024-08-10 | CHILLED WATER | 1
AIR HANDLING UNIT | A98J2235 | TRANE | 2024-06-10 | CHILLED WATER | 1
AIR HANDLING UNIT | A98J2237 | TRANE | 2024-04-07 | CHILLED WATER | 1
AIR HANDLING UNIT | A98J2238 | TRANE | 2024-03-07 | CHILLED WATER | 1
VARIABLE SPEED DRIVE | 3170706077 | ABB | ACH550-01-015A-4+B055 | NULL | NULL
VARIABLE SPEED DRIVE | 3170707967 | ABB | ACH550-01-012A-4+B055 | NULL | NULL
VARIABLE SPEED DRIVE | 3161905831 | ABB | ACH550-01-04A1-4+B055 | NULL | NULL
VARIABLE SPEED DRIVE | 3153004540 | ABB | ACH550-01-05A4-4+B055 | NULL | NULL
SMOKE EXHAUST FAN | TBA | FANTECH | APA0504-10A-20'B | NULL | NULL
SMOKE EXHAUST FAN | TBA | FANTECH | AV0634-14A-29'B | NULL | NULL
SMOKE EXHAUST FAN | TBA | FANTECH | RSS0504-10A-19'A | NULL | NULL
AIR FAN - EXHAUST | 443066 | FANTECH | TCD454 | NULL | NULL
AIR FAN - EXHAUST | 443055 | FANTECH | TCD454 | NULL | NULL
SMOKE SPILL FAN | 4212209 | WESTERN ELECT | 4AP112M-4 | NULL | NULL
SMOKE SPILL FAN | 4212340 | WESTERN ELECT | 4AP112M-4 | NULL | NULL
SMOKE SPILL FAN | 4212343 | WESTERN ELECT | 4AP112M-4 | NULL | NULL
SMOKE SPILL FAN | 4421205 | WESTERN ELECT | 4AP112M-4 | NULL | NULL
SMOKE SPILL FAN | 4212334 | WESTERN ELECT | 4AP112M-4 | NULL | NULL
SMOKE SPILL FAN | 4212342 | WESTERN ELECT | 4AP112M-4 | NULL | NULL
AIR FAN - OUTSIDE | A291220 | BROOK CROMPTON | D112M | NULL | NULL
AIR FAN - OUTSIDE | TBA | BROOK CROMPTON | D112M | NULL | NULL
AIR FAN - OUTSIDE | TBA | BROOK CROMPTON | D112M | NULL | NULL
AIR FAN - OUTSIDE | TBA | BROOK CROMPTON | D112M | NULL | NULL
AIR FAN - OUTSIDE | TBA | BROOK CROMPTON | D112M | NULL | NULL
AIR FAN - OUTSIDE | TBA | BROOK CROMPTON | D112M | NULL | NULL
PACKAGED AIR CONDITIONING UNIT | ZG-37033 | AIRTEMP | RT3130 | R22 | 5.9
AIR FAN - EXHAUST | TBA | FANTECH | CE314V | NULL | NULL
AIR FAN - EXHAUST | 10/2003-122639 | DUCTLINE | DFC 310-4E | NULL | NULL
TOILET EXHAUST FAN | TBA | FANTECH | GAMC-WB SERIES | NULL | NULL
SWITCHBOARD MECHANICAL | TBA | UNKNOWN | TBA | NULL | NULL
CHILLER - SCREW | 7UE20896 | HITACHI | RCU2E160AG2 | R407C | 128
CHILLER - SCREW | 7UE21095 | HITACHI | RCU2E120AG2 | R407C | 86
CHILLED WATER PUMP | 11C2014A08 | SOUTHERN CROSS | MEC09J-F | NULL | NULL
CHILLED WATER PUMP | 11C2014A09 | SOUTHERN CROSS | MEC09J-F | NULL | NULL
VARIABLE SPEED DRIVE | D15T0001BCB | SOUTHERN CROSS | NQ-1100T | NULL | NULL
VARIABLE SPEED DRIVE | D15T0003BCB | SOUTHERN CROSS | NQ-1100T | NULL | NULL
EXPANSION TANK (CLOSED LOOPS) | TBA | DURAFLEX | DR80-3 | NULL | NULL
CHILLER - AIR COOLED | 30 GN-08001969 | CARRIER | 39 GN-080--911---03 | R407C | 70.8
CHILLED WATER PUMP | 98D1961 | AJAX | 210415D | NULL | NULL
TOILET EXHAUST FAN | TBA | FANTECH | ALP1-TC SERIES | NULL | NULL
EXPANSION TANK (CLOSED LOOPS) | TBA | UNKNOWN | TBA | NULL | NULL
BOILER - GAS FIRED | AN 98112418 | RAYPAK | 1182CEM | NA | NULL
HEATING HOT WATER PUMP | 9301987 | AJAX | 210410D | NULL | NULL
CASSETTE SPLIT SYSTEM | 76A00655 | MITSUBISHI | PLA-RP71BA | R410A | 0
DUCTED SPLIT SYSTEM | UNKNOWN | MITSUBISHI | PEFY-P40VMH-E | R410A | 0
CASSETTE SPLIT SYSTEM | E005366 | DAIKIN | FCQ-140KAVA | R410A | 3
CASSETTE SPLIT SYSTEM | E005690 | DAIKIN | FCQ-140KAVA | R410A | 3
CONDENSER UNIT | TBA | DAIKIN | TBA | NULL | NULL
MAKE UP TANK | TBA | NULL | TBA | NULL | NULL
SWITCHBOARD MECHANICAL | TBA | ABB | TBA | NULL | NULL
AIR FAN - EXHAUST | TBA | ZIEHL-EBM | TBA | NULL | NULL
SWITCHBOARD MECHANICAL | TBA | ABB | TBA | NULL | NULL
FIRE DAMPER | NULL | CUSTOM-BUILT | NULL | NULL | NULL
SWITCHBOARD MAIN | TBA | NULL | TBA | NULL | NULL
FIRE DAMPER | NULL | CUSTOM-BUILT | NULL | NULL | NULL
SWITCHBOARD MECHANICAL | TBA | ABB | TBA | NULL | NULL
SWITCHBOARD MECHANICAL | TBA | NULL | TBA | NULL | NULL
FIRE DAMPER | NULL | CUSTOM-BUILT | NULL | NULL | NULL
STAIRWELL PRESSURISATION FAN | TBA | NULL | TBA | NULL | NULL
FIRE DAMPER | NULL | CUSTOM-BUILT | NULL | NULL | NULL
FIRE DAMPER | NULL | CUSTOM-BUILT | NULL | NULL | NULL
FIRE DAMPER | NULL | CUSTOM-BUILT | NULL | NULL | NULL
AIR HANDLING UNIT | TBA | CMG | NA | R407C | 100
AIR HANDLING UNIT | TBA | CMG | NA | R407C | 100
AIR COOLED SPLIT SYSTEM | TBA | TEMPERZONE | OSA465RKTBV | R410A | 0
SMOKE EXHAUST FAN | TBA | JULIUS | JF1370 | NULL | NULL
SMOKE EXHAUST FAN | TBA | JULIUS | JF1370 | NULL | NULL
SMOKE EXHAUST FAN | TBA | JULIUS | JF1370 | NULL | NULL
SMOKE EXHAUST FAN | TBA | JULIUS | JF1370 | NULL | NULL
SMOKE EXHAUST FAN | TBA | JULIUS | JF1370 | NULL | NULL
AIR COOLED SPLIT SYSTEM | TBA | TEMPERZONE | ISD465KBH | R410A | 0
EXHAUST FAN CANOPY | 625067:3 | FANTECH | CE254D | NULL | NULL
EXHAUST FAN CANOPY | 0 | FANTECH | GAMD WB | NULL | NULL
EXHAUST FAN CANOPY | ALP4 TC | FANTECH | RDE0716GP6B007 | NULL | NULL
EXHAUST FAN CANOPY | 335163 | FANTECH | RDE0806P10B011 | NULL | NULL
EXHAUST FAN CANOPY | 335163 | FANTECH | RDE0806P10B011 | NULL | NULL
EXHAUST FAN CANOPY | 156416 | FANS DIRECT | RC 6 | NULL | NULL
EXHAUST FAN CANOPY | 13132 | FANS DIRECT | RC 6 | NULL | NULL
CONDENSER UNIT | 1 | TEMPERZONE | OSA250R | R410A | 4
CONDENSER UNIT | 2 | TEMPERZONE | OSA250R | R410A | 4
SMOKE EXHAUST FAN | 335164 | FANTECH | PSS1006CA12F055 | NULL | NULL
AIR FAN - EXHAUST |  | FANTECH | MT254 | NULL | NULL
AIR FAN - EXHAUST | TBA | FANTECH | TD-500/150-160 | NULL | NULL
AIR FAN - EXHAUST | 00E66965 | FANTECH | TD-500/150-160 | NULL | NULL
SMOKE EXHAUST FAN | 335164 | FANTECH | PSS1006CA12F055 | NULL | NULL
SMOKE EXHAUST FAN | 335164 | FANTECH | PSS1006CA12F055 | NULL | NULL
SMOKE EXHAUST FAN | 335164 | FANTECH | PSS1006CA12F055 | NULL | NULL
SMOKE EXHAUST FAN | 335164 | FANTECH | PSS1006CA12F055 | NULL | NULL
DX CONDENSING UNIT | 565860 | BUFFALO | LDV631B | R407C | 0
DX CONDENSING UNIT | 565861 | BUFFALO | LDV631B | R407C | 0
DUCTED SPLIT SYSTEM | 74W01273 | MITSUBISHI | PUHZ-RP250YKM-A | R410A | 9
DUCTED SPLIT SYSTEM | 74W01797 | MITSUBISHI | PEA-RP250WHA | R410A | 0
SWITCHBOARD MECHANICAL |  | NULL |  | NULL | NULL
SWITCHBOARD MECHANICAL |  | NULL |  | NULL | NULL
SWITCHBOARD DISTRIBUTION |  | HAGER |  | NULL | NULL
SWITCHBOARD MECHANICAL | TBA | NULL | TBA | NULL | NULL
SWITCHBOARD MECHANICAL | TBA | NULL | TBA | NULL | NULL
DX COMPRESSOR | 1672506999 | BITZER | 8GC 602Y 40P | R407C | 0
DX COMPRESSOR | 168631329511 | BITZER | 8GE 60Y 40P | R407C | 0
DX COMPRESSOR | 1690105777 | BITZER | 8GE 60Y 40P | R407C | 0
DX COMPRESSOR | 168470--3 | BITZER | 8GE 60Y 40P | R407C | 0
SWITCHBOARD MECHANICAL | 0 | NULL | 0 | NULL | NULL
PACKAGED AIR CONDITIONING UNIT | 0 | TEMPERZONE | OPA 920 R | R22 | 10.5
AIR FAN - SUPPLY | 642975 011 006 | CMG | M34018503HGA | NULL | NULL
ELECTRIC DUCT HEATER | TBA | CUSTOM-BUILT | NA | NULL | NULL
FIRE DAMPER | NULL | CUSTOM-BUILT | NULL | NULL | NULL
AIR HANDLING UNIT | LT08-0001301001 | WALKER | CW200-6 | CHILLED WATER | 0
FIRE DAMPER | NULL | CUSTOM-BUILT | NULL | NULL | NULL
ELECTRIC DUCT HEATER | TBA | CUSTOM-BUILT | NA | NULL | NULL
BMS | TBA | HONEYWELL | TBA | NULL | NULL
SWITCHBOARD MECHANICAL | TBA | NULL | TBA | NULL | NULL
SWITCHBOARD MECHANICAL | TBA | NULL | TBA | NULL | NULL
BOILER - GAS ATMOSPHERIC | NM07030464 | RAYPAK | B1722NCM | NULL | NULL
FIRE DAMPER | NULL | CUSTOM-BUILT | NULL | NULL | NULL
VARIABLE SPEED DRIVE | 3090400111 | ABB | ACH550-01-06A9-4+B055 | NULL | NULL
AIR HANDLING UNIT | LT08-00P13E2-001 | WALKER | CW-180-8 | CHILLED WATER | 0
AIR HANDLING UNIT | LT08-00013F1-001 | WALKER | CW260-6 | CHILLED WATER | 0
HEATING HOT WATER PUMP | 3071576013 | TECO | AEHE-UCC20 | NULL | NULL
DOSING POT (CLOSED LOOPS) | TBA | NULL | TBA | NULL | NULL
BUFFER TANK | TBA | DURAFLEX | TBA | NULL | NULL
AIR FAN - SUPPLY | 842575 011 002 | CMG | M34018503HGA | NULL | NULL
CONDENSER UNIT | TBA | DAIKIN | TBA | NULL | NULL
WALL MOUNTED SPLIT SYSTEM | 7477400220 | PANASONIC | CS-RE24HRA | R410A | 3
WALL MOUNTED SPLIT SYSTEM | 7435909599 | PANASONIC | CS-E24GKA | R410A | 3
ELECTRIC DUCT HEATER | TBA | CUSTOM-BUILT | TBA | NULL | NULL
ELECTRIC DUCT HEATER | TBA | CUSTOM-BUILT | TBA | NULL | NULL
AIR FAN - EXHAUST | 1999-05-01 | DUCTLINE | DFC499-6D | NULL | NULL
PACKAGED AIR CONDITIONING UNIT | 92528 | TEMPERZONE | OPA700RKTBH | NA | 1
AIR FAN - OUTSIDE | TBA | S&P | TD1300/250 | NULL | NULL
CONDENSER UNIT | E003292 | DAIKIN | RZQS71AV1 | R410A | 2.9
CONDENSER UNIT | E003523 | DAIKIN | RZQS100AV1 | R410A | 4
CONDENSER UNIT | E001942 | DAIKIN | RZQS50AV1 | R410A | 2
HEAT EXCHANGER - AIR TO AIR | 13767-01-01MFG | AIR CHANGE | ERV8000-TALL-HTM-HWC-ECP | NULL | NULL
HEAT EXCHANGER - AIR TO AIR | CECM-004624A1-001 | WALKER | CW101-2 | NULL | NULL
VARIABLE SPEED DRIVE | G1349039 | ZENER | MSC-3R7 | NULL | NULL
FAN COIL UNIT - DUCTED | 20195 | PARAGON | DBCC500 | CHILLED WATER | 0
WALL MOUNTED SPLIT SYSTEM | E005386 | DAIKIN | RXM95PVMA | R32 | 2.6
FAN COIL UNIT - DUCTED | 20196 | PARAGON | DBCC900 | CHILLED WATER | 0
AIR HANDLING UNIT | 20442 | FANCOIL | FCS800 | CHILLED WATER | 0
HEATING HOT WATER PUMP | 1 | GRUNDFOS | A98390100P11549 | NULL | NULL
HEAT EXCHANGER - WATER TO WAT | 15.68 | SONDEX | S4A.1710.10P | NULL | NULL
TOILET EXHAUST FAN | N/A | FANTECH | PCD506DD | NULL | NULL
VARIABLE SPEED DRIVE | 3160500294 | ABB | ACH550-01-038A-4+B055 | NULL | NULL
SWITCHBOARD MECHANICAL | TBA | NULL | TBA | NULL | NULL
AIR FAN - OUTSIDE | 580913 | FANTECH | MOT91699 | NULL | NULL
VARIABLE SPEED DRIVE | S00000503982 | VACON | VACON0100-3L-0003-5-HVAC+IP54 | NULL | NULL
AIR FAN - EXHAUST | TBA | FANTECH | TBA | NULL | NULL
WALL MOUNTED SPLIT SYSTEM | REFER TO PHOTO | DAIKIN | REFER TO PHOTO | R410A | 0
VARIABLE SPEED DRIVE | S00000503980 | VACON | VACON0100-3L-0003-5-HVAC+IP54 | NULL | NULL
KITCHEN EXHAUST FAN | 579122 | FANTECH | PCD404DD | NULL | NULL
AIR FAN - EXHAUST | 572910 | FANTECH | MO284915 | NULL | NULL
SWITCHBOARD MECHANICAL | 103350733 | CUSTOM-BUILT | A62898417 | NULL | NULL
VARIABLE SPEED DRIVE |  | DANFOSS | 131B6222 | NULL | NULL
BMS | TBA | EMERSON | TBA | NULL | NULL
SWITCHBOARD MECHANICAL | NULL | CUSTOM-BUILT | NULL | NULL | NULL
SWITCHBOARD MECHANICAL | NULL | CUSTOM-BUILT | NULL | NULL | NULL
CONDENSER WATER PUMP | D43-22294 | CMG | 1565-600 | NULL | NULL
COOLING TOWER | 00J1007 | BALTIMORE | 11365P3 | NULL | NULL
FAN COIL UNIT - DUCTED | 20198 | PARAGON | DBCC350 | CHILLED WATER | 0
AIR HANDLING UNIT | TBA | CUSTOM-BUILT | CUSTOM | CHILLED WATER | 0
PACKAGED AIR CONDITIONING UNIT | 360577 | APAC | P064AHR9AD | R22 | 14
DX COMPRESSOR | TBA | COPELAND | CRI-4000 | R407C | 110
DX COMPRESSOR | TBA | COPELAND | CRI-4000 | R407C | 110
FAN COIL UNIT - DUCTED | TBA | PARAGON | DBCC | CHILLED WATER | 1
WALL MOUNTED SPLIT SYSTEM | 4901587 | DAIKIN | FTY25CVMA8 | R22 | 3
CONDENSER UNIT | TBA | DAIKIN | TBA | NULL | NULL
PACKAGED AIR CONDITIONING UNIT | 360576 | APAC | P055AHR9AE | R22 | 14
CONDENSER UNIT | TBA | MITSUBISHI | TBA | NULL | NULL
PACKAGED AIR CONDITIONING UNIT | 360553 | APAC | P096AHR9AD | R22 | 22
SWITCHBOARD MECHANICAL | TBA | ABB | TBA | NULL | NULL
WALL MOUNTED SPLIT SYSTEM | REFER TO PHOTO | DAIKIN | REFER TO PHOTO | R410A | 0
AIR FAN - EXHAUST | TBA | FANTECH | AP0806A7B001 | NULL | NULL
AIR FAN - EXHAUST | TBA | FANTECH | TBA | NULL | NULL
AIR FAN - EXHAUST | TBA | FANTECH | REFER TO PHOTO | NULL | NULL
AIR FAN - OUTSIDE | TBA | HITACHI | TBA | NULL | NULL
SWITCHBOARD LIGHT/POWER |  | MERLIN GERIN |  | NULL | NULL
AIR FAN - EXHAUST | TBA | FANTECH | REFER TO PHOTO | NULL | NULL
POWER METER | TBA | MERLIN GERIN | PM710 | NULL | NULL
ELECTRIC DUCT HEATER | TBA | OTHER | REFER TO PHOTO | NULL | NULL
PACKAGED AIR CONDITIONING UNIT | AC40101 | ACCENT AIR | ACP41 | R22 | 14
DUCTED SPLIT SYSTEM | 356561 | APAC | S0320VR9AA | R22 | 7
FAN COIL UNIT - DUCTED | TBA | TEMPERZONE | ISD298KB | R410A | 0
TOILET EXHAUST FAN | NO LABEL | FANTECH | NO LABEL | NULL | NULL
FAN COIL UNIT - DUCTED | 0 | TEMPERZONE | ISD230K | R410A | 0
AIR FAN - SUPPLY | NO LABEL | NULL | NO LABEL | NULL | NULL
ELECTRIC DUCT HEATER |  | OTHER | REFER TO PHOTO | NULL | NULL
SWITCHBOARD MECHANICAL | N/A | NULL | N/A | NULL | NULL
LIGHTING CONTROLS | TBA | SCHNEIDER | TBA | NULL | NULL
DUCTED SPLIT SYSTEM | 6042588 | DAIKIN | FDYQ100LAV1 | R410A | 0
FAN COIL UNIT - DUCTED | TBA | TEMPERZONE | ISD298KD | R410A | 0
SWITCHBOARD MECHANICAL | 0 | CUSTOM-BUILT | 0 | NULL | NULL
BMS | 0 | HONEYWELL | 0 | NULL | NULL
DX COMPRESSOR | 2280602566 | BITZER | CSH7571-70RH UNIT | R134A | 0
DX COMPRESSOR | 2280602568 | BITZER | CSH7571-70RH UNIT | R134A | 0
AIR HANDLING UNIT | LT08 00013U1 001 | WALKER | CW160-6 | CHILLED WATER | 0
AIR HANDLING UNIT | LT0800013E1001 | WALKER | CW230-6 | CHILLED WATER | 0
AIR HANDLING UNIT | LT0800013V1001 | WALKER | CW170-6 | CHILLED WATER | 0
HEATER - ELECTRIC (ROOM) | TBA | NULL | TBA | NULL | NULL
AIR FAN - EXHAUST | UNKNOWN | NULL | UNKNOWN | NULL | NULL
AIR HANDLING UNIT | LT080001311001 | WALKER | CW210-6 | CHILLED WATER | 0
AIR FAN - EXHAUST | UNKNOWN | GEC | UNKNOWN | NULL | NULL
AIR HANDLING UNIT | WW5 520 | POPE | POPE 4443 122 508W | R134A | 0
VARIABLE SPEED DRIVE | 102415G331 | DANFOSS | 131B3319 | NULL | NULL
AIR FAN - EXHAUST | TBA | FANTECH | TBA | NULL | NULL
AIR FAN - EXHAUST | TBA | FANTECH | TBA | NULL | NULL
AIR FAN - EXHAUST | TBA | FANTECH | CE406V | NULL | NULL
AIR FAN - EXHAUST | TBA | FANTECH | CE406V | NULL | NULL
AIR FAN - EXHAUST | 432655 | FANTECH | TBA | NULL | NULL
NON DUCTED SPLIT SYSTEM | E001959 | DAIKIN | FTXS60KVMA | R410A | 1.5
WALL MOUNTED SPLIT SYSTEM | E001079 | DAIKIN | FTXS46KVMA | R410A | 1.7
EXHAUST FAN CANOPY | TBA | FANTECH | RDLE0808CP6B007 | NULL | NULL
EXHAUST FAN CANOPY | 147365 | AIR DESIGN | ALP3 TC | NULL | NULL
EXHAUST FAN CANOPY | 147365 | FANTECH | ALP3 TC | NULL | NULL
EXHAUST FAN CANOPY | 147365 | FANTECH | ALP3 TC | NULL | NULL
WALL MOUNTED SPLIT SYSTEM | 1493924577 | HITACHI | RAS 50YHA3 | R410A | 0
WALL MOUNTED SPLIT SYSTEM | 14A3110722 | HITACHI | RAS 50YHA3 | R410A | 0
WALL MOUNTED SPLIT SYSTEM | 532207025BE | MITSUBISHI | SRK71ZMA S | R410A | 1.6
AIR FAN - OUTSIDE | TBA | CUSTOM-BUILT | TBA | NULL | NULL
WALL MOUNTED SPLIT SYSTEM | E000485 | DAIKIN | ATXD60CV4 | R410A | 1.5
WALL MOUNTED SPLIT SYSTEM | 1493924654 | HITACHI | RAS 50YHA3 | R410A | 1.5
WALL MOUNTED SPLIT SYSTEM | 14A3110718 | HITACHI | RAS 50YHA3 | R410A | 1.5
WALL MOUNTED SPLIT SYSTEM | 14A3110727 | HITACHI | RAS 50YHA3 | R410A | 1.5
FAN COIL UNIT - DUCTED | TBA | PARAGON | DBCC | CHILLED WATER | 0
WALL MOUNTED SPLIT SYSTEM | 1493O24650 | HITACHI | RAS 50YHA3 | R410A | 1.5
WALL MOUNTED SPLIT SYSTEM | 641600034BE | MITSUBISHI | SRK60ZMXA S | R410A | 1.6
WALL MOUNTED SPLIT SYSTEM | 64100065BE | MITSUBISHI | SRK60ZMXA S | R410A | 1.6
WALL MOUNTED SPLIT SYSTEM | 641600066BE | MITSUBISHI | SRK60ZMXA S | R410A | 1.6
WALL MOUNTED SPLIT SYSTEM | E003358 | DAIKIN | FTXS25EVMA | R410A | 0
WALL MOUNTED SPLIT SYSTEM | 532203601BE | MITSUBISHI | SRK71ZMA S | R410A | 0
WALL MOUNTED SPLIT SYSTEM | E000134 | DAIKIN | FTYN50HV1A | R410A | 0
ELECTRIC DUCT HEATER | TBA | OTHER | REFER TO PHOTO | NULL | NULL
ELECTRIC DUCT HEATER | TBA | OTHER | REFER TO PHOTO | NULL | NULL
ELECTRIC DUCT HEATER | TBA | OTHER | TBA | NULL | NULL
VARIABLE SPEED DRIVE | TBA | DANFOSS | VLT HVAC DRIVE FC 100 | NULL | NULL
VARIABLE SPEED DRIVE | TBA | DANFOSS | VLT HVAC DRIVE FC 100 | NULL | NULL
FIRE DAMPER | TBA | OTHER | TBA | NULL | NULL
DOMESTIC HW UNIT (GAS) | 6194791 | EVERHOT | 632260N0 | NULL | NULL
FIRE DAMPER | TBA | OTHER | TBA | NULL | NULL
FAN COIL UNIT - DUCTED |  | WALKER |  | CHILLED WATER | 0
SWITCHBOARD DISTRIBUTION | NULL | MERLIN GERIN | NULL | NULL | NULL
FIRE DAMPER | TBA | OTHER | TBA | NULL | NULL
POWER METER | NULL | MERLIN GERIN | NULL | NULL | NULL
FIRE DAMPER | TBA | OTHER | TBA | NULL | NULL
POWER METER | NULL | MERLIN GERIN | NULL | NULL | NULL
SUMP/DRAINAGE PUMP | TBA | NULL | TBA | NULL | NULL
FAN COIL UNIT - DUCTED |  | WALKER | NO ACCESS TOO HIGH | CHILLED WATER | 0
SWITCHBOARD DISTRIBUTION | NULL | MERLIN GERIN | NULL | NULL | NULL
POWER METER | TBA | MERLIN GERIN | PM710 | NULL | NULL
SWITCHBOARD MAIN DISTRIBUTION | NULL | MERLIN GERIN | NULL | NULL | NULL
SWITCHBOARD MECHANICAL | NULL | R.G.LADD | NULL | NULL | NULL
WALL MOUNTED SPLIT SYSTEM | E003362 | DAIKIN | FTXS25EVMA | R410A | 0
FAN COIL UNIT - DUCTED |  | WALKER | NO ACCES TO HIGH | CHILLED WATER | 0
POWER METER | NULL | MERLIN GERIN | NULL | NULL | NULL
CONDENSER UNIT | TBA | DAIKIN | TBA | NULL | NULL
SWITCHBOARD DISTRIBUTION | NULL | MERLIN GERIN | NULL | NULL | NULL
AIR FAN - EXHAUST | TBA | FANTECH | TBA | NULL | NULL
POWER METER | NULL | MERLIN GERIN | NULL | NULL | NULL
WALL MOUNTED SPLIT SYSTEM | 444601132BE | MITSUBISHI | ZDXKZDXK09ZMZDXKZDXK09ZMA-S | R410A | 3
POWER METER | NULL | MERLIN GERIN | NULL | NULL | NULL
CONDENSER UNIT | TBA | DAIKIN | TBA | NULL | NULL
CONDENSER UNIT | TBA | DAIKIN | TBA | NULL | NULL
WALL MOUNTED SPLIT SYSTEM | 44559032 | DAIKIN | FTY25VMA8 | R22 | 3
WALL MOUNTED SPLIT SYSTEM | 44556327 | DAIKIN | FTY25VMA8 | R22 | 3
CONDENSER UNIT | TBA | DAIKIN | TBA | NULL | NULL
FAN COIL UNIT - DUCTED |  | WALKER | NO ACCESS TOO HIGH | CHILLED WATER | 0
WALL MOUNTED SPLIT SYSTEM | 1482301491 | HITACHI | RAS 50YHA3 | R410A | 1.5
WALL MOUNTED SPLIT SYSTEM | 438002484BE | MITSUBISHI | SRK63ZMA S | R410A | 1.5
WALL MOUNTED SPLIT SYSTEM | 640007652BE | MITSUBISHI | SRK35ZMA S | R410A | 0
WALL MOUNTED SPLIT SYSTEM | 1493903186 | HITACHI | RAS 80YHA3 | R410A | 1.5
WALL MOUNTED SPLIT SYSTEM | 1512365685 | HITACHI | RAS 80YHA3 | R410A | 1.5
WALL MOUNTED SPLIT SYSTEM | 14A3908018 | HITACHI | RAS 70YHA3 | R410A | 1.5
WALL MOUNTED SPLIT SYSTEM | 532203625BE | MITSUBISHI | SRK71ZMA S | R410A | 1.5
WALL MOUNTED SPLIT SYSTEM | 638409051BE | MITSUBISHI | SRK71ZMA S | R410A | 1.5
CONDENSER UNIT | TBA | DAIKIN | TBA | NULL | NULL
WALL MOUNTED SPLIT SYSTEM | E467478 | DAIKIN | FTXS25LVMA | R410A | 3
WALL MOUNTED SPLIT SYSTEM | 289 | HITACHI | RAC 35YHAS | R410A | 1.5
CONDENSER UNIT | TBA | DAIKIN | TBA | NULL | NULL
WALL MOUNTED SPLIT SYSTEM | 532201648BE | MITSUBISHI | SRK71ZMA S | R410A | 1.5
VARIABLE SPEED DRIVE | 3145100891 | ABB | ACH550 01 02A4 4 B055 | NULL | NULL
CONDENSER UNIT | TBA | DAIKIN | TBA | NULL | NULL
AIR FAN - EXHAUST | TBA | NULL | TBA | NULL | NULL
CONDENSER UNIT | TBA | MITSUBISHI | TBA | NULL | NULL
CONDENSER UNIT | TBA | NULL | TBA | NULL | NULL
AIR FAN - EXHAUST | UNKNOWN | GEC | UNKNOWN | NULL | NULL
EXHAUST FAN CANOPY | 147365 | AIR DESIGN | RDLE0806BP7B011 | NULL | NULL
EXHAUST FAN CANOPY | 147365 | AIR DESIGN | RV5 | NULL | NULL
CONDENSER UNIT | TBA | DAIKIN | TBA | NULL | NULL
AIR HANDLING UNIT | A02804 | AIRMASTER | HOWDEN FAN COMPANY | CHILLED WATER | 0
CONDENSER UNIT | TBA | DAIKIN | TBA | NULL | NULL
AIR FAN - EXHAUST | UNKNOWN | NULL | UNKNOWN | NULL | NULL
CONDENSER UNIT | TBA | MITSUBISHI | TBA | NULL | NULL
SWITCHBOARD DISTRIBUTION | NULL | MERLIN GERIN | NULL | NULL | NULL
CONDENSER UNIT | TBA | DAIKIN | TBA | NULL | NULL
ELECTRIC DUCT HEATER | NA | AIRMASTER | UNKNOWN DUCT HEATER | NULL | NULL
CONDENSER UNIT | TBA | DAIKIN | TBA | NULL | NULL
BMS | NA | HONEYWELL | HONEYWELL | NULL | NULL
SWITCHBOARD DISTRIBUTION | NULL | MERLIN GERIN | NULL | NULL | NULL
SWITCHBOARD MECHANICAL | NA | AIRMASTER | MSSB BW1 | NULL | NULL
CONDENSER UNIT | TBA | MITSUBISHI | TBA | NULL | NULL
POWER METER | NULL | MERLIN GERIN | NULL | NULL | NULL
POWER METER | NULL | MERLIN GERIN | NULL | NULL | NULL
POWER METER | NULL | MERLIN GERIN | NULL | NULL | NULL
POWER METER | NULL | MERLIN GERIN | NULL | NULL | NULL
CONDENSER UNIT | TBA | FUJITSU | TBA | NULL | NULL
CONDENSER UNIT | TBA | PATTON PAK | TBA | NULL | NULL
CONDENSER UNIT | TBA | PATTON PAK | TBA | NULL | NULL
CONDENSER UNIT | TBA | PATTON PAK | TBA | NULL | NULL
AIR HANDLING UNIT | CL-110-6 | WALKER | 4CW6/12F-27.5X79.92EA | CHILLED WATER | 0
CONDENSER UNIT | TBA | PATTON PAK | TBA | NULL | NULL
CONDENSER UNIT | TBA | MITSUBISHI | TBA | NULL | NULL
TOILET EXHAUST FAN | TBA | FANTECH | TBA | NULL | NULL
CONDENSER UNIT | TBA | BUFFALO | TBA | R134A | 0
SMOKE EXHAUST FAN | TBA | AIR DESIGN | TBA | NULL | NULL
SMOKE EXHAUST FAN | TBA | AIR DESIGN | TBA | NULL | NULL
SMOKE EXHAUST FAN | 52275 | AIR DESIGN | AP100-4A7A40H | NULL | NULL
SMOKE EXHAUST FAN | TBA | AIR DESIGN | AP100-4A7A40H | NULL | NULL
SMOKE EXHAUST FAN | 52275 | AIR DESIGN | SS100-4A7A40 | NULL | NULL
SMOKE EXHAUST FAN | 52275 | AIR DESIGN | SS100-4A7A40 | NULL | NULL
PACKAGED AIR CONDITIONING UNIT | 734629 | TEMPERZONE | OPA 170RKTH | R410A | 0
PACKAGED AIR CONDITIONING UNIT | 734310 | TEMPERZONE | OSA 298RKTBGV | R410A | 0
PACKAGED AIR CONDITIONING UNIT | 734306 | TEMPERZONE | OSA 298RKTBGV | R410A | 0
PACKAGED AIR CONDITIONING UNIT | 721556 | TEMPERZONE | OSA 230RKT | R410A | 0
CONDENSER UNIT | TBA | BUFFALO | TBA | R134A | 0
AIR FAN - EXHAUST | UNKNOWN | NULL | UNKNOWN | NULL | NULL
SWITCHBOARD MECHANICAL | NULL | R.G.LADD | NULL | NULL | NULL
POWER METER | NULL | MERLIN GERIN | NULL | NULL | NULL
ELECTRIC DUCT HEATER | CB9997 | AIRMASTER | OFFEY 4KW EDH 35002 | NULL | NULL
AIR FAN - OUTSIDE | NOT READABLE | FANTECH | FANTECH 3.5KW | NULL | NULL
DX COMPRESSOR | 1078400179 | BITZER | CSH7571-70Y-45P | R134A | 0
SWITCHBOARD DISTRIBUTION | NULL | MERLIN GERIN | NULL | NULL | NULL
AIR FAN - EXHAUST | UNKNOWN | NULL | UNKNOWN | NULL | NULL
DX COMPRESSOR | 1078500921 | BITZER | CSH7571-70Y-45P | R134A | 0
AIR DAMPER | NOT VISIBLE | BULLOCK | BULLOCK 1200X1100X2 | NULL | NULL
POWER METER | NULL | MERLIN GERIN | NULL | NULL | NULL
FIRE DAMPER | NOT VISIBLE | AIRMASTER | HOLYOAKE HBD 155 MAN | NULL | NULL
SWITCHBOARD MECHANICAL | TBA | NULL | TBA | NULL | NULL
POWER METER | NULL | MERLIN GERIN | NULL | NULL | NULL
SWITCHBOARD MECHANICAL | NOT VISIBLE | AIRMASTER | MSSB BW2 | NULL | NULL
AIR FAN - EXHAUST | UNKNOWN | NULL | UNKNOWN | NULL | NULL
VARIABLE SPEED DRIVE | 087215G151 | DANFOSS | 131B3319 | NULL | NULL
AIR HANDLING UNIT | A02805 | AIRMASTER | HOWDEN FAN COMPANY | CHILLED WATER | 0
RAIN WATER HARVESTING SYS | NA | CUSTOM-BUILT | NA | NULL | NULL
AIR HANDLING UNIT | 884-411 | POPE | 4445 189 308 | NA | 0
FIRE DAMPER | NOT VISIBLE | UNKNOWN | HOLYOAKE HBD 155 MAN | NULL | NULL
SWITCHBOARD DISTRIBUTION | NULL | MERLIN GERIN | NULL | NULL | NULL
AIR DAMPER | NOT VISIBLE | BULLOCK | BULLOCK 1200X1100X2 | NULL | NULL
POWER METER | NULL | MERLIN GERIN | NULL | NULL | NULL
SMOKE EXHAUST FAN | NOT VISIBLE | FANTECH | FANTECH 5KW | NULL | NULL
SMOKE EXHAUST FAN | NOT VISIBLE | FANTECH | FANTECH 5KW | NULL | NULL
SMOKE EXHAUST FAN | NOT VISIBLE | FANTECH | FANTECH 5KW | NULL | NULL
POWER METER | NULL | MERLIN GERIN | NULL | NULL | NULL
SMOKE EXHAUST FAN | NOT VISIBLE | FANTECH | FANTECH 5KW | NULL | NULL
AIR FAN - EXHAUST | NOT VISIBLE | FANTECH | FANTECH 3.5KW | NULL | NULL
REHEAT COIL | TBA | CUSTOM-BUILT | NA | NULL | NULL
AIR FAN - OUTSIDE | NOT VISIBLE | FANTECH | FANTECH 3.0KW | NULL | NULL
AIR FAN - EXHAUST | NOT VISIBLE | FANTECH | FANTECH 3.0KW | NULL | NULL
AIR FAN - EXHAUST | NOT VISIBLE | FANTECH | FANTECH 3.0KW | NULL | NULL
AIR FAN - EXHAUST | NOT VISIBLE | FANTECH | FANTECH 2KW | NULL | NULL
AIR FAN - EXHAUST | NOT VISIBLE | FANTECH | FANTECH 2KW | NULL | NULL
AIR FAN - EXHAUST | NOT VISIBLE | AIR DESIGN | AIR DESIGN 2.5KW | NULL | NULL
REHEAT COIL | NA | CUSTOM-BUILT | NA | NULL | NULL
AIR FAN - EXHAUST | NOT VISIBLE | AIR DESIGN | AIR DESIGN 2.5KW | NULL | NULL
SMOKE EXHAUST FAN | NOT VISIBLE | FANTECH | FANTECH 5KW | NULL | NULL
SMOKE EXHAUST FAN | NOT VISIBLE | FANTECH | FANTECH 5KW | NULL | NULL
AIR FAN - EXHAUST | NOT VISIBLE | FANTECH | FANTECH 3KW | NULL | NULL
SWITCHBOARD DISTRIBUTION | NULL | MERLIN GERIN | NULL | NULL | NULL
POWER METER | TBA | MERLIN GERIN | PM710 | NULL | NULL
POWER METER | TBA | MERLIN GERIN | PM710 | NULL | NULL
SMOKE EXHAUST FAN | UNKNOWN | NULL | UNKNOWN | NULL | NULL
HEAT EXCHANGER - AIR TO AIR | 501108518041633 | NULL | GVV090SA/3-NDI | NULL | NULL
HEAT EXCHANGER - AIR TO AIR | CAN NOT READ | NULL | GVV 090 2A/3-ND.I | NULL | NULL
HEAT EXCHANGER - AIR TO AIR | 501108518041631 | NULL | GVV090SA/3NDI | NULL | NULL
SWITCHBOARD DISTRIBUTION |  | MERLIN GERIN |  | NULL | NULL
DX CONDENSING UNIT | UNKNOWN | NULL | GVV0902A/3NDI | NULL | NULL
WALL MOUNTED SPLIT SYSTEM | E012606 | FUJITSU | AOTG24LVC | R410A | 1.5
SWITCHBOARD DISTRIBUTION | NULL | MERLIN GERIN | NULL | NULL | NULL
WALL MOUNTED SPLIT SYSTEM | E013328 | FUJITSU | FUJITSU STQ24LVCA | R410A | 1.55
HEAT PUMP SPLIT SYSTEM | 2280902846 | BITZER | BITZER WW HEAT PUMP | R410A | 20
POWER METER | NULL | MERLIN GERIN | NULL | NULL | NULL
HEAT PUMP SPLIT SYSTEM | 2280902847 | BITZER | BITZER WW HEAT PUMP | R410A | 20
DX CONDENSING UNIT | NOT VISIBLE | BUFFALO | BITZER DX CONDENSING | R407C | 40
FIRE DAMPER |  | NULL |  | NULL | NULL
DX CONDENSING UNIT | NOT VISIBLE | BUFFALO | BUFFALO TRIDENT | R407C | 40
DX CONDENSING UNIT | NOT VISIBLE | BUFFALO | BUFFALO TRIDENT | R410A | 40
DX CONDENSING UNIT | NOT VISIBLE | BUFFALO | BUFFALO TRIDENT | R407C | 40
DX CONDENSING UNIT | NOT VISIBLE | BUFFALO | BUFFALO TRIDENT | R407C | 40
DUCTED SPLIT SYSTEM | R200586 | FUJITSU | AJYA90LALH | R410A | 12
SWITCHBOARD DISTRIBUTION | N/A | NULL | CONCEPT PLUS | NULL | NULL
DUCTED SPLIT SYSTEM | R200224 | FUJITSU | AJY108LALH | R410A | 12
AIR FAN - EXHAUST | R5622 | FANS DIRECT | DQ71QD28P-6DSF | NULL | NULL
AIR FAN - EXHAUST | UNKNOWN | FANS DIRECT | UNKNOWN | NULL | NULL
SMOKE EXHAUST FAN | R5622 | FANS DIRECT | BW-SEF-5 | NULL | NULL
SMOKE EXHAUST FAN | R5622 | FANS DIRECT | FANS DIRECT | NULL | NULL
SMOKE EXHAUST FAN | R5622 | FANS DIRECT | BW SEF 3 | NULL | NULL
SMOKE EXHAUST FAN | R5622 | FANS DIRECT | BW-SEF-4 | NULL | NULL
SMOKE EXHAUST FAN | R5622 | FANS DIRECT | BW-SEF-1 | NULL | NULL
SMOKE EXHAUST FAN | R5622 | FANS DIRECT | BW-SEF-2 | NULL | NULL
AIR FAN - EXHAUST | UNKNOWN | FANTECH | FANTECH | NULL | NULL
AIR FAN - EXHAUST | 203919A | FANS DIRECT | CB560/8D | NULL | NULL
AIR FAN - EXHAUST | 203941B | FANS DIRECT | DQ10JL30P-6FSF | NULL | NULL
DUCTED SPLIT SYSTEM | T000619 | FUJITSU | ARXC60LATH | R410A | 12
DUCTED SPLIT SYSTEM | T200555 | FUJITSU | ARXC72LATH | R410A | 12
DUCTED SPLIT SYSTEM | T000511 | FUJITSU | ARXC90LATH | R410A | 12
DX COMPRESSOR | 2280802744 | BITZER | CSH 7571-70Y | R134A | 40
DX COMPRESSOR | 2280802743 | BITZER | CSH 7571-70Y | R134A | 40
SWITCHBOARD MECHANICAL | UNKNOWN | AIRMASTER | UNKNOWN | NULL | NULL
SWITCHBOARD MECHANICAL | UNKNOWN | AIRMASTER | UNKNOWN | NULL | NULL
BMS | UNKNOWN | AIRMASTER | UNKNOWN | NULL | NULL
AIR HANDLING UNIT | 25501A.3 | AIRMASTER | CHICAGO BLOWER | R134A | 0
AIR HANDLING UNIT | R5501A.2 | AIRMASTER | CHICAGO BLOWER | R134A | 0
AIR DAMPER | NOT VISIBLE | BULLOCK | BULLOCK 1200X1100X2 | NULL | NULL
AIR DAMPER | NOT VISIBLE | BULLOCK | BULLOCK 1200X1100X2 | NULL | NULL
FIRE DAMPER | NOT VISIBLE | AIRMASTER | HOLYOAKE HBD 155 MAN | NULL | NULL
DX COMPRESSOR | 2280802745 | BITZER | BITZER CSH 7571-70Y | R134A | 40
DX COMPRESSOR | 2280802742 | BITZER | BITZER CSH 7571-70Y | R134A | 40
AIR CURTAIN | TBA | CUSTOM-BUILT | TBA | NULL | NULL
SWITCHBOARD MECHANICAL | UNKNOWN | UNKNOWN | UNKNOWN | NULL | NULL
SWITCHBOARD MECHANICAL | UNKNOWN | UNKNOWN | UNKNOWN | NULL | NULL
PACKAGED AIR CONDITIONING UNIT | UNKNOWN | TEMPERZONE | OPA85RKTBH | R410A | 22
DX COMPRESSOR | 1074602045 | BITZER | CSH7591-90-45P | R134A | NULL
DX COMPRESSOR | 1074602046 | BITZER | CSH7591-90-45P | R134A | 40
FAN COIL UNIT - DUCTED | TBA | PARAGON | TBA | CHILLED WATER | 0
AIR HANDLING UNIT | 10240A08 | UNKNOWN | FBA - FAN AND BLOWER | R134A | 40
SMOKE EXHAUST FAN | TBA | FANTECH | TBA | NULL | NULL
SMOKE EXHAUST FAN | WORN LABEL | FANTECH | WORN LABEL | NULL | NULL
FIRE DAMPER | UNKNOWN | AIRMASTER | HOLYOAKE HBD 155 MAN | NULL | NULL
AIR DAMPER | UNKNOWN | BULLOCK | BULLOCK 1200X1100X1 | NULL | NULL
FAN COIL UNIT - DUCTED | TBA | WALKER | TBA | CHILLED WATER | 0
FIRE DAMPER | UNKNOWN | AIRMASTER | HOLYOAKE HBD 155 MAN | NULL | NULL
SWITCHBOARD MECHANICAL | UNKNOWN | UNKNOWN | UNKNOWN | NULL | NULL
DX COMPRESSOR | 1074600687 | BITZER | CSH7591-90-45P | R134A | 40
DX COMPRESSOR | 1074600686 | BITZER | CSH7591-90-45P | R134A | 40
WALL MOUNTED SPLIT SYSTEM | E067789 | DAIKIN | RXS71LVMA | R410A | 2.5
FAN COIL UNIT - DUCTED | TBA | SINKO | TBA | CHILLED WATER | 0
AIR HANDLING UNIT | 10840B08 | BITZER | FBA - FAN AND BLOWER | R134A | 40
WALL MOUNTED SPLIT SYSTEM | E068342 | DAIKIN | RXS71LVMA | R410A | 2.5
CASSETTE SPLIT SYSTEM | E004333 | DAIKIN | FXQ100PVE | R410A | 0
CASSETTE SPLIT SYSTEM | E004331 | DAIKIN | FXFQ100PVE | R410A | 0
CASSETTE SPLIT SYSTEM | E004334 | DAIKIN | FXFQ100PVE | R410A | 0
CASSETTE SPLIT SYSTEM | E004338 | DAIKIN | FXFQ100PVE | R410A | 0
CASSETTE SPLIT SYSTEM | E004187 | DAIKIN | FXFQ100PVE | R410A | 0
CASSETTE SPLIT SYSTEM | E004186 | DAIKIN | FXFQ100PVE | R410A | 0
CASSETTE SPLIT SYSTEM | E004332 | DAIKIN | FXFQ100PVE | R410A | 0
CASSETTE SPLIT SYSTEM | E004336 | DAIKIN | FXFQ100PVE | R410A | 0
EXHAUST FAN CANOPY | 0 | FANTECH | 0 | NULL | NULL
SWITCHBOARD MECHANICAL |  | NULL |  | NULL | NULL
SMOKE EXHAUST FAN | 246109 | FANTECH | RSS1006CA12F055 | NULL | NULL
CONDENSER UNIT | E000871 | DAIKIN | RXYQ14TY1A | R410A | 18.3
CONDENSER UNIT | E00896 | DAIKIN | RXYQ14TY1A | R410A | 18
SMOKE EXHAUST FAN | 246109 | FANTECH | RSS1006CA12F055 | NULL | NULL
SMOKE EXHAUST FAN | 246109 | FANTECH | RSS1006CA12F055 | NULL | NULL
AUTO REFILL UNIT - CLOSED LOOP | NA | HYDROHEAT | APU-02 | NULL | NULL
EXPANSION TANK (CLOSED LOOPS) | Z3084606 | HYDROHEAT | VRV100 | NULL | NULL
AIR COOLED SPLIT SYSTEM | E074588 | DAIKIN | RXS35LVMA | R410A | 1.2
AIR COOLED SPLIT SYSTEM | E076241 | DAIKIN | FTXS35LVMA | R410A | 1.2
AIR HANDLING UNIT | AHU-B-3 | WALKER | ASH-23 | CHILLED WATER | 0
DUCTED SPLIT SYSTEM | 356622 | SUNDOWNER | SO18IHR7AL | R22 | 0
DUCTED SPLIT SYSTEM | 402159 | SUNDOWNER | SO18IHR7AL | R22 | 0
DUCTED SPLIT SYSTEM | 402158 | SUNDOWNER | SO18IHR7AL | R22 | 0
DUCTED SPLIT SYSTEM | N/A | SUNDOWNER | SO18IHR7AL | R22 | 0
AIR HANDLING UNIT | 20188 | PARAGON | DBAH150 | CHILLED WATER | 0
SWITCHBOARD MECHANICAL | TBA | NULL | TBA | NULL | NULL
DUCTED SPLIT SYSTEM | 372855 | SUNDOWNER | SO180HR9AL | R22 | 8.4
DUCTED SPLIT SYSTEM | 381189 | SUNDOWNER | SO180HR9AL | R22 | 8.4
DUCTED SPLIT SYSTEM | 381190 | SUNDOWNER | SO180HR9AL | R22 | 8.4
DUCTED SPLIT SYSTEM | 372858 | SUNDOWNER | SO180HR9AL | R22 | 8.4
SWITCHBOARD DISTRIBUTION | NULL | MERLIN GERIN | NULL | NULL | NULL
POWER METER | NULL | MERLIN GERIN | NULL | NULL | NULL
ELECTRIC DUCT HEATER | NA | NULL | NA | NULL | NULL
POWER METER | NULL | MERLIN GERIN | NULL | NULL | NULL
DUCTED SPLIT SYSTEM | 1499W128478 | APAC | S0110HR9AH | R22 | 10
DUCTED SPLIT SYSTEM | TBA | APAC | S0110HR9AH | R22 | 10
AIR HANDLING UNIT | CECM 004083A1001 | WALKER | CW090-8 | CHILLED WATER | 0
POWER METER | NULL | MERLIN GERIN | NULL | NULL | NULL
POWER METER | NULL | MERLIN GERIN | NULL | NULL | NULL
VARIABLE SPEED DRIVE | NA | ABB | ACH550 01 02A4 4 B055 | NULL | NULL
SWITCHBOARD DISTRIBUTION | NULL | MERLIN GERIN | NULL | NULL | NULL
SWITCHBOARD MECHANICAL | NULL | SCHNEIDER | NULL | NULL | NULL
SWITCHBOARD MECHANICAL | NULL | NULL | NULL | NULL | NULL
WALL MOUNTED SPLIT SYSTEM | 4014592 T | MITSUBISHI | MSZGE35VAD | R410A | 1.15
VARIABLE SPEED DRIVE | 3143803393 | ABB | ACH550 01 06A9 4 B055 | NULL | NULL
VARIABLE SPEED DRIVE | 3144601041 | ABB | ACH550 01 06A9 4 B055 | NULL | NULL
SWITCHBOARD DISTRIBUTION | NULL | MERLIN GERIN | NULL | NULL | NULL
SWITCHBOARD DISTRIBUTION | NULL | MERLIN GERIN | NULL | NULL | NULL
VARIABLE SPEED DRIVE | 3143802472 | ABB | ACH550 01 06A9 4 B055 | NULL | NULL
BOILING/CHILLED WATER UNIT | 2016081775081 | ZIP HYDROTAP | HYDROTAP G4 | NULL | NULL
POWER METER | NULL | MERLIN GERIN | NULL | NULL | NULL
SEWAGE PUMP | 206721231 | ALLPURPOSE PUMP | HYLIFT40 | NULL | NULL
VARIABLE SPEED DRIVE | ACH550 01 012A 4 B055 | ABB | ACH550 01 06A9 4 B055 | NULL | NULL
SWITCHBOARD LIGHT/POWER |  | NHP | CONCEPT | NULL | NULL
SWITCHBOARD MECHANICAL | NULL | R.G.LADD | NULL | NULL | NULL
WALL MOUNTED SPLIT SYSTEM | 3011416 | MITSUBISHI | MSZGE35VAD | R410A | 1.15
POWER METER | NULL | MERLIN GERIN | NULL | NULL | NULL
UPS | 2101201073217COIO008 | LIEBERT | NXC20 | NULL | NULL
FAN COIL UNIT - NON DUCTED |  | TEMPERZONE | IMDL90 | CHILLED WATER | 0
AIR HANDLING UNIT |  | RICHARDSON |  | NA | 0
VARIABLE SPEED DRIVE |  | ABB |  | NULL | NULL
VARIABLE SPEED DRIVE | NA | ABB | ACS550 | NULL | NULL
VARIABLE SPEED DRIVE |  | ABB |  | NULL | NULL
VARIABLE SPEED DRIVE | NA | ABB | ACS550 | NULL | NULL
VARIABLE SPEED DRIVE |  | ABB |  | NULL | NULL
VARIABLE SPEED DRIVE |  | ABB |  | NULL | NULL
VARIABLE SPEED DRIVE | NA | ABB | ACS550 | NULL | NULL
VARIABLE SPEED DRIVE | NA | ABB | ACS550 | NULL | NULL
VARIABLE SPEED DRIVE |  | ABB |  | NULL | NULL
VARIABLE SPEED DRIVE |  | ABB |  | NULL | NULL
VARIABLE SPEED DRIVE | 3112705373 | ABB | ACH550 | NULL | NULL
VARIABLE SPEED DRIVE | 3112402201 | ABB | ACH550 | NULL | NULL
VARIABLE SPEED DRIVE | NA | ABB | ACS550 | NULL | NULL
VARIABLE SPEED DRIVE |  | ABB |  | NULL | NULL
VARIABLE SPEED DRIVE |  | ABB |  | NULL | NULL
VARIABLE SPEED DRIVE | NA | ABB | ACS550 | NULL | NULL
VARIABLE SPEED DRIVE | NA | ABB | ACS550 | NULL | NULL
VARIABLE SPEED DRIVE | NA | ABB | ACS550 | NULL | NULL
VARIABLE SPEED DRIVE | NA | ABB | ACS550 | NULL | NULL
VARIABLE SPEED DRIVE | NA | ABB | ACS550 | NULL | NULL
VARIABLE SPEED DRIVE | NA | ABB | ACS550 | NULL | NULL
VARIABLE SPEED DRIVE |  | ABB |  | NULL | NULL
BACKFLOW PREVENTION DEVICE RPZ | NA | CUSTOM-BUILT | BUILT FOR SITE | NULL | NULL
KITCHEN EXHAUST FAN | NA | CUSTOM-BUILT | BUILT FOR SITE | NULL | NULL
SWITCHBOARD MECHANICAL |  | CUSTOM-BUILT |  | NULL | NULL
SWITCHBOARD MAIN DISTRIBUTION | NA | EMAIL | BUILT FOR SITE | NULL | NULL
SWITCHBOARD MAIN DISTRIBUTION | NA | NHP | CONCEPT | NULL | NULL
SWITCHBOARD MAIN DISTRIBUTION | NA | NHP | CONCEPT PLUS | NULL | NULL
SWITCHBOARD MAIN DISTRIBUTION |  | EMAIL |  | NULL | NULL
SWITCHBOARD MAIN DISTRIBUTION |  | EMAIL |  | NULL | NULL
SWITCHBOARD MAIN DISTRIBUTION |  | EMAIL |  | NULL | NULL
SWITCHBOARD MAIN DISTRIBUTION | NA | EMAIL | Built for site | NA | 0
SWITCHBOARD MAIN DISTRIBUTION | NA | NHP | BUILT FOR SITE | NULL | NULL
SWITCHBOARD MAIN DISTRIBUTION |  | EMAIL |  | NULL | NULL
VARIABLE SPEED DRIVE | NA | EMERSON | BA2403-E12/E54 | NULL | NULL
VARIABLE SPEED DRIVE | 3212900868 | ABB | ACH580-01-062A-4+B056 | NULL | NULL
VARIABLE SPEED DRIVE | NA | EMERSON | BA2403-E12/E54 | NULL | NULL
VARIABLE SPEED DRIVE | 42150A0196 | ABB | ACH580-01-046A-4+B056 | NULL | NULL
VARIABLE SPEED DRIVE |  | EMERSON |  | NULL | NULL
VARIABLE SPEED DRIVE | NA | EMERSON | BA2402-E12/E54 | NULL | NULL
VARIABLE SPEED DRIVE | NA | EMERSON | BA1405-E12/E54 | NULL | NULL
VARIABLE SPEED DRIVE | NA | EMERSON | TBA | NULL | NULL
AIR FAN - EXHAUST | 800884 | FANTECH | MND314/2 | NULL | NULL
AIR FAN - EXHAUST | NA | FANTECH | RP204 | NULL | NULL
AIR FAN - EXHAUST | NA | FANTECH | MMD314/2 | NULL | NULL
STAIRWELL PRESSURISATION FAN |  | FLAKT |  | NULL | NULL
STAIRWELL PRESSURISATION FAN |  | FLAKT |  | NULL | NULL
STAIRWELL PRESSURISATION FAN | NA | FLAKT | TECO | NULL | NULL
STAIRWELL PRESSURISATION FAN | NA | FLAKT | GCM | NULL | NULL
STAIRWELL PRESSURISATION FAN | NA | FLAKT | TECO | NULL | NULL
STAIRWELL PRESSURISATION FAN |  | FLAKT |  | NULL | NULL
STAIRWELL PRESSURISATION FAN | NA | FLAKT | TECO | NULL | NULL
STAIRWELL PRESSURISATION FAN |  | FLAKT |  | NULL | NULL
DOMESTIC HOT WATER PUMP |  | GRUNDFOS |  | NULL | NULL
DOMESTIC HOT WATER PUMP |  | GRUNDFOS |  | NULL | NULL
DOMESTIC HOT WATER PUMP |  | GRUNDFOS |  | NULL | NULL
SWITCHBOARD DISTRIBUTION | NULL | MERLIN GERIN | NULL | NULL | NULL
POWER METER | NULL | MERLIN GERIN | NULL | NULL | NULL
DOMESTIC HOT WATER PUMP |  | GRUNDFOS |  | NULL | NULL
DOMESTIC HOT WATER PUMP | NA | GRUNFOSS | UPS 20-60 | NULL | NULL
DOMESTIC HOT WATER PUMP | NA | GRUNDFOS | UPS 20-60 | NULL | NULL
BMS |  | HONEYWELL |  | NULL | NULL
ISOLATOR | NA | HONEYWELL | VALVE ISOLATING 2' | NULL | NULL
ISOLATOR | NA | HONEYWELL | VALVE ISOLATING 2' | NULL | NULL
ISOLATOR | NA | HONEYWELL | VALVE ISOLATING 1 AHU20 CHW | NULL | NULL
ISOLATOR | NA | HONEYWELL | VALVE ISOLATING 2 CHW AHU20 | NULL | NULL
ISOLATOR | NA | HONEYWELL | VALVE ISOLATING 4" | NULL | NULL
ISOLATOR | NA | HONEYWELL | VALVE ISOLATING 4" | NULL | NULL
ISOLATOR | NA | NULL | VALVE ISOLATING 6' | NULL | NULL
ISOLATOR | NA | NULL | VALVE ISOLATING 6' | NULL | NULL
ISOLATOR | NA | HONEYWELL | VALVE ISOLATING 6' | NULL | NULL
ISOLATOR | NA | HONEYWELL | VALVE ISOLATING 6' | NULL | NULL
ISOLATOR | NA | HONEYWELL | VALVE ISOLATING 10" | NULL | NULL
ISOLATOR | NA | HONEYWELL | VALVE ISOLATING 10" | NULL | NULL
VARIABLE SPEED DRIVE | NA | ECO | VACON | NULL | NULL
VARIABLE SPEED DRIVE | 91145059 | HONEYWELL | VACON | NULL | NULL
VARIABLE SPEED DRIVE | 91146216 | HONEYWELL | VACON | NULL | NULL
VARIABLE SPEED DRIVE | NABA4401-E12/E54 | EMERSON | VACON | NULL | NULL
VARIABLE SPEED DRIVE | NA | HONEYWELL | VACON | NULL | NULL
VARIABLE SPEED DRIVE | 91144629 | HONEYWELL | VACON | NULL | NULL
SWITCHBOARD LIGHT/POWER | NA | NHP | CONCEPT | NULL | NULL
SWITCHBOARD MAIN DISTRIBUTION | NA | NHP | Concept | NA | 0
SWITCHBOARD MAIN DISTRIBUTION | NA | NHP | CONCEPT | NULL | NULL
SWITCHBOARD MAIN DISTRIBUTION | NA | NHP | CONCEPT | NULL | NULL
SWITCHBOARD MAIN DISTRIBUTION | NA | NHP | Concept | NA | 0
SWITCHBOARD MAIN DISTRIBUTION | NA | NHP | CONCEPT | NULL | NULL
SWITCHBOARD MAIN DISTRIBUTION | NA | NHP | CONCEPT | NULL | NULL
SWITCHBOARD MAIN DISTRIBUTION | NA | NHP | CONCEPT | NULL | NULL
SWITCHBOARD MAIN DISTRIBUTION | NA | NHP | Concept | NA | 0
SWITCHBOARD MAIN DISTRIBUTION | NA | NHP | Concept | NA | 0
SWITCHBOARD MAIN DISTRIBUTION | NA | NHP | Concept | NA | 0
SWITCHBOARD MAIN DISTRIBUTION | NA | NHP | Concept | NA | 0
SWITCHBOARD MAIN DISTRIBUTION | NA | NHP | Concept | NA | 0
SWITCHBOARD MAIN DISTRIBUTION | NA | NHP | Concept | NA | 0
SWITCHBOARD MAIN DISTRIBUTION |  | NHP |  | NULL | NULL
SWITCHBOARD MAIN DISTRIBUTION | NA | NHP | Concept | NA | 0
SWITCHBOARD MAIN DISTRIBUTION | NA | NHP | Concept | NA | 0
SWITCHBOARD MAIN DISTRIBUTION | NA | NHP | Concept | NA | 0
SWITCHBOARD MAIN DISTRIBUTION | NA | NHP | Concept | NA | 0
SWITCHBOARD MAIN DISTRIBUTION | NA | NHP | Concept | NA | 0
SWITCHBOARD MAIN DISTRIBUTION | NA | NHP | Concept | NA | 0
SWITCHBOARD MAIN DISTRIBUTION | NA | NHP | Concept | NA | 0
SWITCHBOARD LIGHT/POWER | NA | NHP | CONCEPT | NULL | NULL
SWITCHBOARD LIGHT/POWER | NA | NHP | CONCEPT | NULL | NULL
SWITCHBOARD MAIN DISTRIBUTION | NA | NHP | Concept | NA | 0
SWITCHBOARD MAIN DISTRIBUTION | NA | NHP | Concept | NA | 0
SWITCHBOARD MAIN DISTRIBUTION | NA | NHP | Concept | NA | 0
SWITCHBOARD MAIN DISTRIBUTION | NA | NHP | CONCEPT | NULL | NULL
SWITCHBOARD MAIN DISTRIBUTION | NA | NHP | Concept | NA | 0
SWITCHBOARD MAIN DISTRIBUTION | NA | NHP | CONCEPT | NULL | NULL
SWITCHBOARD MAIN DISTRIBUTION | NA | NHP | CONCEPT | NULL | NULL
SWITCHBOARD MAIN DISTRIBUTION | NA | NHP | CONCEPT | NULL | NULL
SWITCHBOARD MAIN DISTRIBUTION | NA | EMAIL | MADE FOR SITE | NULL | NULL
SWITCHBOARD MAIN DISTRIBUTION | NA | NHP | Concept | NA | 0
SWITCHBOARD MAIN DISTRIBUTION |  | NHP |  | NULL | NULL
0 - NOT SET |  | OTHER |  | NULL | NULL
INDUCTION UNIT | NA | OTHER | BUILT FOR SITE | NULL | NULL
INDUCTION UNIT | NA | OTHER | BUILT FOR SITE | NULL | NULL
INDUCTION UNIT | NA | OTHER | BUILT FOR SITE | NULL | NULL
INDUCTION UNIT | NA | OTHER | BUILT FOR SITE | NULL | NULL
INDUCTION UNIT | NA | OTHER | BUILT FOR SITE | NULL | NULL
INDUCTION UNIT | NA | OTHER | BUILT FOR SITE | NULL | NULL
INDUCTION UNIT | NA | OTHER | BUILT FOR SITE | NULL | NULL
INDUCTION UNIT | NA | OTHER | BUILT FOR SITE | NULL | NULL
INDUCTION UNIT | NA | OTHER | BUILT FOR SITE | NULL | NULL
INDUCTION UNIT | NA | OTHER | BUILT FOR SITE | NULL | NULL
INDUCTION UNIT | NA | OTHER | BUILT FOR SITE | NULL | NULL
INDUCTION UNIT | NA | OTHER | BUILT FOR SITE | NULL | NULL
INDUCTION UNIT | NA | OTHER | BUILT FOR SITE | NULL | NULL
INDUCTION UNIT | NA | OTHER | BUILT FOR SITE | NULL | NULL
INDUCTION UNIT | NA | OTHER | BUILT FOR SITE | NULL | NULL
INDUCTION UNIT | NA | OTHER | BUILT FOR SITE | NULL | NULL
INDUCTION UNIT | NA | OTHER | BUILT FOR SITE | NULL | NULL
INDUCTION UNIT | NA | OTHER | BUILT FOR SITE | NULL | NULL
INDUCTION UNIT | NA | OTHER | BUILT FOR SITE | NULL | NULL
INDUCTION UNIT | NA | OTHER | BUILT FOR SITE | NULL | NULL
INDUCTION UNIT | NA | OTHER | BUILT FOR SITE | NULL | NULL
INDUCTION UNIT | NA | OTHER | BUILT FOR SITE | NULL | NULL
INDUCTION UNIT | NA | OTHER | BUILT FOR SITE | NULL | NULL
INDUCTION UNIT | NA | OTHER | BUILT FOR SITE | NULL | NULL
INDUCTION UNIT | NA | NULL | BUILT FOR SITE | NULL | NULL
INDUCTION UNIT | NA | OTHER | BUILT FOR SITE | NULL | NULL
INDUCTION UNIT | NA | OTHER | BUILT FOR SITE | NULL | NULL
INDUCTION UNIT | NA | OTHER | BUILT FOR SITE | NULL | NULL
INDUCTION UNIT | NA | OTHER | BUILT FOR SITE | NULL | NULL
INDUCTION UNIT | NA | OTHER | BUILT FOR SITE | NULL | NULL
INDUCTION UNIT | NA | OTHER | BUILT FOR SITE | NULL | NULL
INDUCTION UNIT | NA | OTHER | BUILT FOR SITE | NULL | NULL
INDUCTION UNIT | NA | OTHER | BUILT FOR SITE | NULL | NULL
INDUCTION UNIT | NA | OTHER | BUILT FOR SITE | NULL | NULL
INDUCTION UNIT | NA | OTHER | BUILT FOR SITE | NULL | NULL
INDUCTION UNIT | NA | OTHER | BUILT FOR SITE | NULL | NULL
INDUCTION UNIT | NA | OTHER | BUILT FOR SITE | NULL | NULL
INDUCTION UNIT | NA | OTHER | BUILT FOR SITE | NULL | NULL
INDUCTION UNIT | NA | OTHER | BUILT FOR SITE | NULL | NULL
INDUCTION UNIT | NA | OTHER | BUILT FOR SITE | NULL | NULL
HEATING HOT WATER PUMP | NA | POPE | 22 HP | NULL | NULL
HEATING HOT WATER PUMP | NA | POPE | 22 HP | NULL | NULL
DOMESTIC HOT WATER PUMP | 102245080 | LOWARA | FCE4 40-200/07 | NULL | NULL
TOILET EXHAUST FAN |  | POPE |  | NULL | NULL
TOILET EXHAUST FAN |  | POPE |  | NULL | NULL
AIR HANDLING UNIT | NA | RICHARDSON | BUILT FOR SITE | CHILLED WATER | 0
AIR HANDLING UNIT | NA | RICHARDSON | BUILT FOR SITE | CHILLED WATER | 0
AIR HANDLING UNIT | NA | RICHARDSON | BUILT FOR SITE | CHILLED WATER | 0
AIR HANDLING UNIT | NA | RICHARDSON | BUILT FOR SITE | CHILLED WATER | 0
AIR HANDLING UNIT | NA | RICHARDSON | BUILT FOR SITE | CHILLED WATER | 0
AIR HANDLING UNIT | NA | RICHARDSON | BUILT FOR SITE | CHILLED WATER | 0
AIR HANDLING UNIT | NA | RICHARDSON | BUILT FOR SITE | CHILLED WATER | 0
AIR HANDLING UNIT | NA | RICHARDSON | BUILT FOR SITE | CHILLED WATER | 0
AIR HANDLING UNIT | NA | RICHARDSON | BUILT FOR SITE | CHILLED WATER | 0
AIR HANDLING UNIT | NA | RICHARDSON | BUILT FOR SITE | CHILLED WATER | 0
AIR HANDLING UNIT | NA | RICHARDSON | BUILT FOR SITE | CHILLED WATER | 0
AIR HANDLING UNIT |  | RICHARDSON |  | NA | 0
AIR HANDLING UNIT | NA | RICHARDSON | BUILT FOR SITE | CHILLED WATER | 0
AIR HANDLING UNIT | NA | RICHARDSON | BUILT FOR SITE | CHILLED WATER | 0
AIR HANDLING UNIT |  | RICHARDSON |  | NA | 0
AIR HANDLING UNIT | NA | RICHARDSON | BUILT FOR SITE | CHILLED WATER | 0
AIR HANDLING UNIT | NA | RICHARDSON | BUILT FOR SITE | CHILLED WATER | 0
AIR HANDLING UNIT | NA | RICHARDSON | BUILT FOR SITE | CHILLED WATER | 0
AIR HANDLING UNIT | NA | RICHARDSON | BUILT FOR SITE | CHILLED WATER | 0
AIR HANDLING UNIT | NA | RICHARDSON | BUILT FOR SITE | CHILLED WATER | 0
AIR HANDLING UNIT | NA | RICHARDSON | BUILT FOR SITE | CHILLED WATER | 0
AIR HANDLING UNIT | NA | RICHARDSON | BUILT FOR SITE | CHILLED WATER | 0
AIR HANDLING UNIT |  | RICHARDSON |  | NA | 0
AIR HANDLING UNIT | NA | RICHARDSON | BUILT FOR SITE | NA | 0
AIR FAN - EXHAUST |  | RICHARDSON |  | NULL | NULL
AIR FAN - EXHAUST |  | RICHARDSON |  | NULL | NULL
AIR FAN - EXHAUST |  | RICHARDSON |  | NULL | NULL
AIR FAN - EXHAUST |  | RICHARDSON |  | NULL | NULL
AIR FAN - EXHAUST |  | RICHARDSON |  | NULL | NULL
AIR FAN - EXHAUST |  | RICHARDSON |  | NULL | NULL
AIR FAN - EXHAUST |  | RICHARDSON |  | NULL | NULL
AIR FAN - EXHAUST | NA | RICHARDSON | BUFFALO | NULL | NULL
AIR FAN - EXHAUST |  | RICHARDSON |  | NULL | NULL
AIR FAN - EXHAUST |  | RICHARDSON |  | NULL | NULL
AIR FAN - EXHAUST |  | RICHARDSON |  | NULL | NULL
AIR FAN - EXHAUST |  | RICHARDSON |  | NULL | NULL
AIR FAN - EXHAUST |  | RICHARDSON |  | NULL | NULL
AIR FAN - EXHAUST |  | RICHARDSON |  | NULL | NULL
AIR FAN - EXHAUST |  | RICHARDSON |  | NULL | NULL
AIR FAN - EXHAUST | NA | RICHARDSON | BUFFALO | NULL | NULL
AIR FAN - EXHAUST | NA | RICHARDSON | 445 CY | NA | 0
AIR FAN - OUTSIDE |  | WOODS |  | NULL | NULL
AIR FAN - RETURN | NA | WOODS | MADE FOR SITE | NULL | NULL
AIR FAN - RETURN | NA | WOODS | MADE FOR SITE | NULL | NULL
AIR FAN - RETURN | NA | WOODS | MADE FOR SITE | NULL | NULL
AIR FAN - RETURN | NA | WOODS | MADE FOR SITE | NULL | NULL
AIR FAN - RETURN | NA | WOODS | MADE FOR SITE | NULL | NULL
AIR FAN - RETURN | NA | WOODS | MADE FOR SITE | NULL | NULL
AIR FAN - RETURN |  | WOODS |  | NULL | NULL
AIR FAN - RETURN | NA | WOODS | MADE FOR SITE | NULL | NULL
AIR FAN - RETURN | NA | WOODS | MADE FOR SITE | NULL | NULL
AIR FAN - RETURN | NA | WOODS | MADE FOR SITE | NULL | NULL
SMOKE SPILL FAN | NA | WOODS | MADE FOR SITE | NULL | NULL
CHILLED WATER PUMP | NA2 | WORTHINGTON | 4LR-14D | NULL | NULL
CHILLED WATER PUMP |  | WORTHINGTON |  | NULL | NULL
CHILLED WATER PUMP |  | WORTHINGTON |  | NULL | NULL
THERMOSTATIC MIXING VALVES | 42150 | HORNET TMV BOX | H1502 | NULL | NULL
THERMOSTATIC MIXING VALVES | 42150 | HORNET TMV BOX | H1503 | NULL | NULL
THERMOSTATIC MIXING VALVES | 42150 | HORNET TMV BOX | H1504 | NULL | NULL
THERMOSTATIC MIXING VALVES | 42150 | HORNET TMV BOX | H1505 | NULL | NULL
THERMOSTATIC MIXING VALVES | 42150 | HORNET TMV BOX | H1506 | NULL | NULL
THERMOSTATIC MIXING VALVES |  | HORNET TMV BOX |  | NULL | NULL
THERMOSTATIC MIXING VALVES | 42150 | HORNET TMV BOX | H1508 | NULL | NULL
THERMOSTATIC MIXING VALVES |  | HORNET TMV BOX |  | NULL | NULL
THERMOSTATIC MIXING VALVES | 42150 | HORNET TMV BOX | H1510 | NULL | NULL
THERMOSTATIC MIXING VALVES | 42150 | HORNET TMV BOX | H1511 | NULL | NULL
THERMOSTATIC MIXING VALVES | 42150 | HORNET TMV BOX | H1512 | NULL | NULL
THERMOSTATIC MIXING VALVES | 42150 | HORNET TMV BOX | H1502 | NULL | NULL
THERMOSTATIC MIXING VALVES | 42150 | HORNET TMV BOX | H1502 | NULL | NULL
THERMOSTATIC MIXING VALVES | 42150 | HORNET TMV BOX | H1502 | NULL | NULL
THERMOSTATIC MIXING VALVES | 42150 | HORNET TMV BOX | H1502 | NULL | NULL
THERMOSTATIC MIXING VALVES | 42150 | HORNET TMV BOX | H1502 | NULL | NULL
THERMOSTATIC MIXING VALVES |  | HORNET TMV BOX |  | NULL | NULL
THERMOSTATIC MIXING VALVES | 42150 | HORNET TMV BOX | H1502 | NULL | NULL
THERMOSTATIC MIXING VALVES | 42150 | HORNET TMV BOX | H1502 | NULL | NULL
THERMOSTATIC MIXING VALVES | 42150 | HORNET TMV BOX | H1502 | NULL | NULL
THERMOSTATIC MIXING VALVES | 42150 | HORNET TMV BOX | H1502 | NULL | NULL
THERMOSTATIC MIXING VALVES | 42150 | HORNET TMV BOX | H1502 | NULL | NULL
THERMOSTATIC MIXING VALVES |  | HORNET TMV BOX |  | NULL | NULL
THERMOSTATIC MIXING VALVES | 42150 | HORNET TMV BOX | H1502 | NULL | NULL
THERMOSTATIC MIXING VALVES | 42150 | HORNET TMV BOX | H1502 | NULL | NULL
THERMOSTATIC MIXING VALVES |  | HORNET TMV BOX |  | NULL | NULL
THERMOSTATIC MIXING VALVES | 42150 | HORNET TMV BOX | H1502 | NULL | NULL
THERMOSTATIC MIXING VALVES | 42150 | HORNET TMV BOX | H1502 | NULL | NULL
THERMOSTATIC MIXING VALVES | 42150 | HORNET TMV BOX | H1502 | NULL | NULL
THERMOSTATIC MIXING VALVES | 42150 | HORNET TMV BOX | H1502 | NULL | NULL
THERMOSTATIC MIXING VALVES | 42150 | HORNET TMV BOX | H1502 | NULL | NULL
THERMOSTATIC MIXING VALVES |  | HORNET TMV BOX |  | NULL | NULL
THERMOSTATIC MIXING VALVES | 42150 | HORNET TMV BOX | H1502 | NULL | NULL
THERMOSTATIC MIXING VALVES | 42150 | HORNET TMV BOX | H1502 | NULL | NULL
THERMOSTATIC MIXING VALVES | 42150 | HORNET TMV BOX | H1502 | NULL | NULL
THERMOSTATIC MIXING VALVES | 42150 | HORNET TMV BOX | H1502 | NULL | NULL
THERMOSTATIC MIXING VALVES | 42150 | HORNET TMV BOX | H1502 | NULL | NULL
THERMOSTATIC MIXING VALVES | 42150 | HORNET TMV BOX | H1502 | NULL | NULL
THERMOSTATIC MIXING VALVES | 42150 | HORNET TMV BOX | H1502 | NULL | NULL
THERMOSTATIC MIXING VALVES | 42150 | HORNET TMV BOX | H1502 | NULL | NULL
THERMOSTATIC MIXING VALVES | 42150 | HORNET TMV BOX | H1502 | NULL | NULL
THERMOSTATIC MIXING VALVES | 42150 | HORNET TMV BOX | H1502 | NULL | NULL
THERMOSTATIC MIXING VALVES | 42150 | HORNET TMV BOX | H1502 | NULL | NULL
THERMOSTATIC MIXING VALVES | 42150 | HORNET TMV BOX | H1502 | NULL | NULL
THERMOSTATIC MIXING VALVES | 42150 | HORNET TMV BOX | H1502 | NULL | NULL
THERMOSTATIC MIXING VALVES | 42150 | HORNET TMV BOX | H1502 | NULL | NULL
THERMOSTATIC MIXING VALVES | 42150 | HORNET TMV BOX | H1502 | NULL | NULL
THERMOSTATIC MIXING VALVES | 42150 | HORNET TMV BOX | H1502 | NULL | NULL
THERMOSTATIC MIXING VALVES | 42150 | HORNET TMV BOX | H1502 | NULL | NULL
THERMOSTATIC MIXING VALVES | 42150 | HORNET TMV BOX | H1502 | NULL | NULL
THERMOSTATIC MIXING VALVES | 42150 | HORNET TMV BOX | H1502 | NULL | NULL
THERMOSTATIC MIXING VALVES | 42150 | HORNET TMV BOX | H1502 | NULL | NULL
THERMOSTATIC MIXING VALVES | 42150 | HORNET TMV BOX | H1502 | NULL | NULL
THERMOSTATIC MIXING VALVES | 42150 | HORNET TMV BOX | H1502 | NULL | NULL
THERMOSTATIC MIXING VALVES | 42150 | HORNET TMV BOX | H1502 | NULL | NULL
THERMOSTATIC MIXING VALVES | 42150 | HORNET TMV BOX | H1502 | NULL | NULL
THERMOSTATIC MIXING VALVES | 42150 | HORNET TMV BOX | H1502 | NULL | NULL
THERMOSTATIC MIXING VALVES | 42150 | HORNET TMV BOX | H1502 | NULL | NULL
THERMOSTATIC MIXING VALVES | 42150 | HORNET TMV BOX | H1502 | NULL | NULL
THERMOSTATIC MIXING VALVES | 42150 | HORNET TMV BOX | H1502 | NULL | NULL
THERMOSTATIC MIXING VALVES | 42150 | HORNET TMV BOX | H1502 | NULL | NULL
THERMOSTATIC MIXING VALVES | 42150 | HORNET TMV BOX | H1502 | NULL | NULL
THERMOSTATIC MIXING VALVES | 42150 | HORNET TMV BOX | H1502 | NULL | NULL
THERMOSTATIC MIXING VALVES | 42150 | HORNET TMV BOX | H1502 | NULL | NULL
THERMOSTATIC MIXING VALVES | 42150 | HORNET TMV BOX | H1502 | NULL | NULL
THERMOSTATIC MIXING VALVES | 42150 | HORNET TMV BOX | H1502 | NULL | NULL
THERMOSTATIC MIXING VALVES | 42150 | HORNET TMV BOX | H1502 | NULL | NULL
THERMOSTATIC MIXING VALVES | NA | NULL | 5213 | NULL | NULL
THERMOSTATIC MIXING VALVES | 42150 | HORNET TMV BOX | H1502 | NULL | NULL
THERMOSTATIC MIXING VALVES | 42150 | HORNET TMV BOX | H1502 | NULL | NULL
THERMOSTATIC MIXING VALVES | 42150 | HORNET TMV BOX | H1502 | NULL | NULL
THERMOSTATIC MIXING VALVES | 42150 | HORNET TMV BOX | H1502 | NULL | NULL
THERMOSTATIC MIXING VALVES | 42150 | HORNET TMV BOX | H1502 | NULL | NULL
THERMOSTATIC MIXING VALVES | 42150 | HORNET TMV BOX | H1502 | NULL | NULL
THERMOSTATIC MIXING VALVES | 42150 | HORNET TMV BOX | H1502 | NULL | NULL
THERMOSTATIC MIXING VALVES | 42150 | HORNET TMV BOX | H1502 | NULL | NULL
THERMOSTATIC MIXING VALVES | NULL | HORNET TMV BOX | H1502 | NULL | NULL
THERMOSTATIC MIXING VALVES | 42150 | HORNET TMV BOX | H1503 | NULL | NULL
THERMOSTATIC MIXING VALVES |  | HORNET TMV BOX |  | NULL | NULL
THERMOSTATIC MIXING VALVES | 42150 | HORNET TMV BOX | H1505 | NULL | NULL
THERMOSTATIC MIXING VALVES | 42150 | HORNET TMV BOX | H1506 | NULL | NULL
THERMOSTATIC MIXING VALVES | 42150 | HORNET TMV BOX | H1507 | NULL | NULL
DOMESTIC HW UNIT (ELECTRIC) | NA | RHEEM | 25L | NULL | NULL
DOMESTIC HW UNIT (GAS) | NA | RHEEM | MP106NO | NULL | NULL
DOMESTIC HW UNIT (GAS) | NA | RHEEM | MP106NO | NULL | NULL
DOMESTIC HW UNIT (GAS) | NA | RHEEM | MP106NO | NULL | NULL
DOMESTIC HW UNIT (GAS) | NA | RHEEM | MP106NO | NULL | NULL
DOMESTIC HW UNIT (GAS) | NA | RHEEM | MP106NO | NULL | NULL
DOMESTIC HW UNIT (GAS) | NA | RHEEM | MP106NO | NULL | NULL
BOILER - GAS FIRED | 2050005492 | ALLEN YGNIS | AY 5153 1650 KW | NA | 0
BOILER - GAS FIRED | 2005000203 | ALLEN YGNIS | AY 5153 1650 KW | NA | 0
SWITCHBOARD MAIN DISTRIBUTION | NA | BAKER | BATEBILT (MADE4SITE) | NULL | NULL
SWITCHBOARD MAIN DISTRIBUTION | NA | BAKER | BATEBILT (MADE4SITE) | NULL | NULL
SWITCHBOARD MAIN DISTRIBUTION | NA | BAKER | BATEBILT (MADE4SITE) | NULL | NULL
SWITCHBOARD MAIN DISTRIBUTION | NA | BAKER | BATEBILT (MADE4SITE) | NA | 0
SWITCHBOARD MAIN DISTRIBUTION | NULL | NULL | NULL | NULL | NULL
SWITCHBOARD MAIN DISTRIBUTION | NA | BAKER | BATEBILT (MADE4SITE) | NA | 0
SWITCHBOARD MECHANICAL | NULL | BAKER | NULL | NULL | NULL
SWITCHBOARD MECHANICAL |  | BAKER |  | NULL | NULL
SWITCHBOARD MECHANICAL | NA | BAKER | BUILT FOR SITE | NULL | NULL
SWITCHBOARD MECHANICAL |  | BAKER |  | NULL | NULL
SWITCHBOARD MECHANICAL | NA | BAKER | BUILT FOR SITE | NULL | NULL
SWITCHBOARD MECHANICAL |  | BAKER |  | NULL | NULL
VARIABLE AIR VOLUME UNITS | NA | BARBER COLMAN | Jetronic | NA | 0
VARIABLE AIR VOLUME UNITS | NA | BARBER COLMAN | Jetronic | NA | 0
VARIABLE AIR VOLUME UNITS | NA | BARBER COLMAN | Jetronic | NA | 0
VARIABLE AIR VOLUME UNITS | NA | BARBER COLMAN | Jetronic | NA | 0
VARIABLE AIR VOLUME UNITS | NA | BARBER COLMAN | JETRONIC | NULL | NULL
VARIABLE AIR VOLUME UNITS | NA | BARBER COLMAN | Jetronic | NA | 0
VARIABLE AIR VOLUME UNITS | NA | BARBER COLMAN | Jetronic | NA | 0
VARIABLE AIR VOLUME UNITS | NA | BARBER COLMAN | Jetronic | NA | 0
VARIABLE AIR VOLUME UNITS | NA | BARBER COLMAN | Jetronic | NA | 0
VARIABLE AIR VOLUME UNITS | NA | BARBER COLMAN | Jetronic | NA | 0
VARIABLE AIR VOLUME UNITS | NA | BARBER COLMAN | Jetronic | NA | 0
VARIABLE AIR VOLUME UNITS | NA | BARBER COLMAN | JETRONIC | NULL | NULL
VARIABLE AIR VOLUME UNITS | NA | BARBER COLMAN | Jetronic | NA | 0
VARIABLE AIR VOLUME UNITS | NA | BARBER COLMAN | Jetronic | NA | 0
VARIABLE AIR VOLUME UNITS | NA | BARBER COLMAN | Jetronic | NA | 0
VARIABLE AIR VOLUME UNITS | NA | BARBER COLMAN | Jetronic | NA | 0
VARIABLE AIR VOLUME UNITS | NA | BARBER COLMAN | Jetronic | NA | 0
VARIABLE AIR VOLUME UNITS | NA | BARBER COLMAN | Jetronic | NA | 0
VARIABLE AIR VOLUME UNITS | NA | BARBER COLMAN | Jetronic | NA | 0
VARIABLE AIR VOLUME UNITS | NA | BARBER COLMAN | Jetronic | NA | 0
VARIABLE AIR VOLUME UNITS | NA | BARBER COLMAN | Jetronic | NA | 0
VARIABLE AIR VOLUME UNITS | NA | BARBER COLMAN | Jetronic | NA | 0
VARIABLE AIR VOLUME UNITS | NA | BARBER COLMAN | JETRONIC | NULL | NULL
VARIABLE AIR VOLUME UNITS | NA | BARBER COLMAN | Jetronic | NA | 0
VARIABLE AIR VOLUME UNITS | NA | BARBER COLMAN | Jetronic | NA | 0
VARIABLE AIR VOLUME UNITS | NA | BARBER COLMAN | JETRONIC | NULL | NULL
VARIABLE AIR VOLUME UNITS | NA | BARBER COLMAN | Jetronic | NA | 0
VARIABLE AIR VOLUME UNITS | NA | BARBER COLMAN | Jetronic | NA | 0
VARIABLE AIR VOLUME UNITS | NA | BARBER COLMAN | Jetronic | NA | 0
VARIABLE AIR VOLUME UNITS | NA | BARBER COLMAN | JETRONIC | NULL | NULL
VARIABLE AIR VOLUME UNITS | NA | BARBER COLMAN | Jetronic | NA | 0
VARIABLE AIR VOLUME UNITS | NA | BARBER COLMAN | Jetronic | NA | 0
VARIABLE AIR VOLUME UNITS | NA | BARBER COLMAN | JETRONIC | NULL | NULL
VARIABLE AIR VOLUME UNITS | NA | BARBER COLMAN | Jetronic | NA | 0
VARIABLE AIR VOLUME UNITS | NA | BARBER COLMAN | JETRONIC | NULL | NULL
VARIABLE AIR VOLUME UNITS | NA | BARBER COLMAN | Jetronic | NA | 0
VARIABLE AIR VOLUME UNITS | NA | BARBER COLMAN | Jetronic | NA | 0
VARIABLE AIR VOLUME UNITS | NA | BARBER COLMAN | Jetronic | NA | 0
VARIABLE AIR VOLUME UNITS | NA | BARBER COLMAN | JETRONIC | NULL | NULL
VARIABLE AIR VOLUME UNITS | NA | BARBER COLMAN | Jetronic | NA | 0
VARIABLE AIR VOLUME UNITS | NA | BARBER COLMAN | Jetronic | NA | 0
VARIABLE AIR VOLUME UNITS | NA | BARBER COLMAN | Jetronic | NA | 0
VARIABLE AIR VOLUME UNITS | NA | BARBER COLMAN | Jetronic | NA | 0
VARIABLE AIR VOLUME UNITS | NA | BARBER COLMAN | Jetronic | NA | 0
VARIABLE AIR VOLUME UNITS | NA | BARBER COLMAN | JETRONIC | NULL | NULL
VARIABLE AIR VOLUME UNITS | NA | BARBER COLMAN | Jetronic | NA | 0
VARIABLE AIR VOLUME UNITS | NA | BARBER COLMAN | Jetronic | NA | 0
VARIABLE AIR VOLUME UNITS | NA | BARBER COLMAN | Jetronic | NA | 0
VARIABLE AIR VOLUME UNITS | NA | BARBER COLMAN | Jetronic | NA | 0
VARIABLE AIR VOLUME UNITS | NA | BARBER COLMAN | Jetronic | NA | 0
VARIABLE AIR VOLUME UNITS | NA | BARBER COLMAN | JETRONIC | NULL | NULL
VARIABLE AIR VOLUME UNITS | NA | BARBER COLMAN | Jetronic | NA | 0
VARIABLE AIR VOLUME UNITS | NA | BARBER COLMAN | Jetronic | NA | 0
VARIABLE AIR VOLUME UNITS | NA | BARBER COLMAN | Jetronic | NA | 0
VARIABLE AIR VOLUME UNITS | NA | BARBER COLMAN | Jetronic | NA | 0
VARIABLE AIR VOLUME UNITS | NA | BARBER COLMAN | JETRONIC | NULL | NULL
VARIABLE AIR VOLUME UNITS | NA | BARBER COLMAN | Jetronic | NA | 0
VARIABLE AIR VOLUME UNITS | NA | BARBER COLMAN | Jetronic | NA | 0
VARIABLE AIR VOLUME UNITS | NA | BARBER COLMAN | Jetronic | NA | 0
VARIABLE AIR VOLUME UNITS | NA | BARBER COLMAN | Jetronic | NA | 0
VARIABLE AIR VOLUME UNITS | NA | BARBER COLMAN | JETRONIC | NULL | NULL
VARIABLE AIR VOLUME UNITS | NA | BARBER COLMAN | Jetronic | NA | 0
VARIABLE AIR VOLUME UNITS | NA | BARBER COLMAN | Jetronic | NA | 0
VARIABLE AIR VOLUME UNITS | NA | BARBER COLMAN | Jetronic | NA | 0
VARIABLE AIR VOLUME UNITS | NA | BARBER COLMAN | Jetronic | NA | 0
VARIABLE AIR VOLUME UNITS | NA | BARBER COLMAN | Jetronic | NA | 0
VARIABLE AIR VOLUME UNITS | NA | BARBER COLMAN | JETRONIC | NULL | NULL
VARIABLE AIR VOLUME UNITS | NA | BARBER COLMAN | Jetronic | NA | 0
VARIABLE AIR VOLUME UNITS | NA | BARBER COLMAN | Jetronic | NA | 0
VARIABLE AIR VOLUME UNITS | NA | BARBER COLMAN | Jetronic | NA | 0
VARIABLE AIR VOLUME UNITS | NA | BARBER COLMAN | Jetronic | NA | 0
VARIABLE AIR VOLUME UNITS | NA | BARBER COLMAN | Jetronic | NA | 0
VARIABLE AIR VOLUME UNITS | NA | BARBER COLMAN | Jetronic | NA | 0
VARIABLE AIR VOLUME UNITS | NA | BARBER COLMAN | Jetronic | NA | 0
VARIABLE AIR VOLUME UNITS | NA | BARBER COLMAN | Jetronic | NA | 0
VARIABLE AIR VOLUME UNITS | NA | BARBER COLMAN | Jetronic | NA | 0
VARIABLE AIR VOLUME UNITS | NA | BARBER COLMAN | Jetronic | NA | 0
VARIABLE AIR VOLUME UNITS | NA | BARBER COLMAN | Jetronic | NA | 0
VARIABLE AIR VOLUME UNITS | NA | BARBER COLMAN | Jetronic | NA | 0
VARIABLE AIR VOLUME UNITS | NA | BARBER COLMAN | Jetronic | NA | 0
VARIABLE AIR VOLUME UNITS | NA | BARBER COLMAN | JETRONIC | NULL | NULL
VARIABLE AIR VOLUME UNITS | NA | BARBER COLMAN | Jetronic | NA | 0
VARIABLE AIR VOLUME UNITS | NA | BARBER COLMAN | Jetronic | NA | 0
VARIABLE AIR VOLUME UNITS | NA | BARBER COLMAN | Jetronic | NA | 0
VARIABLE AIR VOLUME UNITS | NA | BARBER COLMAN | Jetronic | NA | 0
VARIABLE AIR VOLUME UNITS | NA | BARBER COLMAN | JETRONIC | NULL | NULL
VARIABLE AIR VOLUME UNITS | NA | BARBER COLMAN | Jetronic | NA | 0
VARIABLE AIR VOLUME UNITS | NA | BARBER COLMAN | Jetronic | NA | 0
VARIABLE AIR VOLUME UNITS | NA | BARBER COLMAN | Jetronic | NA | 0
VARIABLE AIR VOLUME UNITS | NA | BARBER COLMAN | Jetronic | NA | 0
VARIABLE AIR VOLUME UNITS | NA | BARBER COLMAN | Jetronic | NA | 0
VARIABLE AIR VOLUME UNITS | NA | BARBER COLMAN | JETRONIC | NULL | NULL
VARIABLE AIR VOLUME UNITS | NA | BARBER COLMAN | Jetronic | NA | 0
VARIABLE AIR VOLUME UNITS | NA | BARBER COLMAN | Jetronic | NA | 0
VARIABLE AIR VOLUME UNITS | NA | BARBER COLMAN | Jetronic | NA | 0
VARIABLE AIR VOLUME UNITS | NA | BARBER COLMAN | Jetronic | NA | 0
VARIABLE AIR VOLUME UNITS | NA | BARBER COLMAN | Jetronic | NA | 0
VARIABLE AIR VOLUME UNITS | NA | BARBER COLMAN | Jetronic | NA | 0
VARIABLE AIR VOLUME UNITS | NA | BARBER COLMAN | Jetronic | NA | 0
VARIABLE AIR VOLUME UNITS | NA | BARBER COLMAN | Jetronic | NA | 0
VARIABLE AIR VOLUME UNITS | NA | BARBER COLMAN | Jetronic | NA | 0
VARIABLE AIR VOLUME UNITS | NA | BARBER COLMAN | Jetronic | NA | 0
VARIABLE AIR VOLUME UNITS | NA | BARBER COLMAN | JETRONIC | NULL | NULL
VARIABLE AIR VOLUME UNITS | NA | BARBER COLMAN | Jetronic | NA | 0
VARIABLE AIR VOLUME UNITS |  | BARBER COLMAN |  | NULL | NULL
VARIABLE AIR VOLUME UNITS |  | BARBER COLMAN |  | NULL | NULL
VARIABLE AIR VOLUME UNITS |  | BARBER COLMAN |  | NULL | NULL
VARIABLE AIR VOLUME UNITS | NA | BARBER COLMAN | Jetronic | NA | 0
VARIABLE AIR VOLUME UNITS | NA | BARBER COLMAN | JETRONIC | NULL | NULL
VARIABLE AIR VOLUME UNITS | NA | BARBER COLMAN | Jetronic | NA | 0
VARIABLE AIR VOLUME UNITS | NA | BARBER COLMAN | Jetronic | NA | 0
VARIABLE AIR VOLUME UNITS | NA | BARBER COLMAN | Jetronic | NA | 0
VARIABLE AIR VOLUME UNITS | NA | BARBER COLMAN | Jetronic | NA | 0
VARIABLE AIR VOLUME UNITS | NA | TEMPMASTER | JETRONIC | NULL | NULL
VARIABLE AIR VOLUME UNITS | NA | BARBER COLMAN | Jetronic | NA | 0
VARIABLE AIR VOLUME UNITS | NA | BARBER COLMAN | Jetronic | NA | 0
VARIABLE AIR VOLUME UNITS | NA | BARBER COLMAN | Jetronic | NA | 0
VARIABLE AIR VOLUME UNITS | NA | BARBER COLMAN | Jetronic | NA | 0
VARIABLE AIR VOLUME UNITS | NA | TEMPMASTER | JETRONIC | NULL | NULL
VARIABLE AIR VOLUME UNITS | NA | BARBER COLMAN | Jetronic | NA | 0
VARIABLE AIR VOLUME UNITS | NA | TEMPMASTER | JETRONIC | NULL | NULL
VARIABLE AIR VOLUME UNITS | NA | BARBER COLMAN | Jetronic | NA | 0
VARIABLE AIR VOLUME UNITS | NA | BARBER COLMAN | Jetronic | NA | 0
VARIABLE AIR VOLUME UNITS | NA | BARBER COLMAN | Jetronic | NA | 0
VARIABLE AIR VOLUME UNITS | NA | BARBER COLMAN | Jetronic | NA | 0
VARIABLE AIR VOLUME UNITS | NA | BARBER COLMAN | JETRONIC | NULL | NULL
VARIABLE AIR VOLUME UNITS | NA | BARBER COLMAN | Jetronic | NA | 0
VARIABLE AIR VOLUME UNITS | NA | BARBER COLMAN | Jetronic | NA | 0
VARIABLE AIR VOLUME UNITS | NA | BARBER COLMAN | JETRONIC | NULL | NULL
VARIABLE AIR VOLUME UNITS | NA | BARBER COLMAN | Jetronic | NA | 0
VARIABLE AIR VOLUME UNITS | NA | BARBER COLMAN | Jetronic | NA | 0
VARIABLE AIR VOLUME UNITS | NA | BARBER COLMAN | Jetronic | NA | 0
VARIABLE AIR VOLUME UNITS | NA | BARBER COLMAN | Jetronic | NA | 0
VARIABLE AIR VOLUME UNITS | NA | BARBER COLMAN | Jetronic | NA | 0
VARIABLE AIR VOLUME UNITS | NA | BARBER COLMAN | Jetronic | NA | 0
VARIABLE AIR VOLUME UNITS | NA | BARBER COLMAN | JETRONIC | NULL | NULL
VARIABLE AIR VOLUME UNITS | NA | BARBER COLMAN | Jetronic | NA | 0
VARIABLE AIR VOLUME UNITS | NA | BARBER COLMAN | Jetronic | NA | 0
VARIABLE AIR VOLUME UNITS | NA | BARBER COLMAN | Jetronic | NA | 0
VARIABLE AIR VOLUME UNITS | NA | BARBER COLMAN | Jetronic | NA | 0
VARIABLE AIR VOLUME UNITS | NA | BARBER COLMAN | Jetronic | NA | 0
VARIABLE AIR VOLUME UNITS | NA | BARBER COLMAN | Jetronic | NA | 0
VARIABLE AIR VOLUME UNITS | NA | BARBER COLMAN | JETRONIC | NULL | NULL
VARIABLE AIR VOLUME UNITS | NA | BARBER COLMAN | Jetronic | NA | 0
VARIABLE AIR VOLUME UNITS | NA | BARBER COLMAN | Jetronic | NA | 0
VARIABLE AIR VOLUME UNITS | NA | BARBER COLMAN | Jetronic | NA | 0
VARIABLE AIR VOLUME UNITS | NA | BARBER COLMAN | Jetronic | NA | 0
VARIABLE AIR VOLUME UNITS | NA | BARBER COLMAN | JETRONIC | NULL | NULL
VARIABLE AIR VOLUME UNITS | NA | BARBER COLMAN | Jetronic | NA | 0
VARIABLE AIR VOLUME UNITS | NA | BARBER COLMAN | Jetronic | NA | 0
VARIABLE AIR VOLUME UNITS | NA | BARBER COLMAN | Jetronic | NA | 0
VARIABLE AIR VOLUME UNITS | NA | BARBER COLMAN | Jetronic | NA | 0
VARIABLE AIR VOLUME UNITS | NA | BARBER COLMAN | Jetronic | NA | 0
VARIABLE AIR VOLUME UNITS | NA | BARBER COLMAN | Jetronic | NA | 0
VARIABLE AIR VOLUME UNITS | NA | BARBER COLMAN | Jetronic | NA | 0
VARIABLE AIR VOLUME UNITS | NA | BARBER COLMAN | JETRONIC | NULL | NULL
VARIABLE AIR VOLUME UNITS | NA | BARBER COLMAN | JETRONIC | NULL | NULL
VARIABLE AIR VOLUME UNITS | NA | BARBER COLMAN | Jetronic | NA | 0
VARIABLE AIR VOLUME UNITS | NA | BARBER COLMAN | Jetronic | NA | 0
VARIABLE AIR VOLUME UNITS | NA | BARBER COLMAN | Jetronic | NA | 0
VARIABLE AIR VOLUME UNITS | NA | BARBER COLMAN | Jetronic | NA | 0
VARIABLE AIR VOLUME UNITS | NA | BARBER COLMAN | Jetronic | NA | 0
VARIABLE AIR VOLUME UNITS | NA | BARBER COLMAN | Jetronic | NA | 0
VARIABLE AIR VOLUME UNITS | NA | BARBER COLMAN | Jetronic | NA | 0
VARIABLE AIR VOLUME UNITS | NA | BARBER COLMAN | JETRONIC | NULL | NULL
VARIABLE AIR VOLUME UNITS | NA | BARBER COLMAN | Jetronic | NA | 0
VARIABLE AIR VOLUME UNITS | NA | BARBER COLMAN | Jetronic | NA | 0
VARIABLE AIR VOLUME UNITS | NA | BARBER COLMAN | Jetronic | NA | 0
VARIABLE AIR VOLUME UNITS | NA | BARBER COLMAN | Jetronic | NA | 0
VARIABLE AIR VOLUME UNITS | NA | BARBER COLMAN | Jetronic | NA | 0
VARIABLE AIR VOLUME UNITS | NA | BARBER COLMAN | Jetronic | NA | 0
VARIABLE AIR VOLUME UNITS | NA | BARBER COLMAN | Jetronic | NA | 0
VARIABLE AIR VOLUME UNITS | NA | BARBER COLMAN | Jetronic | NA | 0
VARIABLE AIR VOLUME UNITS |  | BARBER COLMAN |  | NULL | NULL
VARIABLE AIR VOLUME UNITS | NA | BARBER COLMAN | Jetronic | NA | 0
VARIABLE AIR VOLUME UNITS | NA | BARBER COLMAN | Jetronic | NA | 0
VARIABLE AIR VOLUME UNITS | NA | BARBER COLMAN | Jetronic | NA | 0
VARIABLE AIR VOLUME UNITS | NA | BARBER COLMAN | Jetronic | NA | 0
VARIABLE AIR VOLUME UNITS | NA | BARBER COLMAN | Jetronic | NA | 0
VARIABLE AIR VOLUME UNITS | NA | BARBER COLMAN | Jetronic | NA | 0
VARIABLE AIR VOLUME UNITS | NA | BARBER COLMAN | Jetronic | NA | 0
VARIABLE AIR VOLUME UNITS | NA | BARBER COLMAN | Jetronic | NA | 0
VARIABLE AIR VOLUME UNITS | NA | BARBER COLMAN | Jetronic | NA | 0
VARIABLE AIR VOLUME UNITS | NA | BARBER COLMAN | Jetronic | NA | 0
VARIABLE AIR VOLUME UNITS | NA | BARBER COLMAN | Jetronic | NA | 0
VARIABLE AIR VOLUME UNITS | NA | BARBER COLMAN | Jetronic | NA | 0
VARIABLE AIR VOLUME UNITS | NA | BARBER COLMAN | Jetronic | NA | 0
VARIABLE AIR VOLUME UNITS | NA | BARBER COLMAN | Jetronic | NA | 0
VARIABLE AIR VOLUME UNITS | NA | BARBER COLMAN | Jetronic | NA | 0
VARIABLE AIR VOLUME UNITS | NA | BARBER COLMAN | JETRONIC | NULL | NULL
VARIABLE AIR VOLUME UNITS | NA | BARBER COLMAN | Jetronic | NA | 0
VARIABLE AIR VOLUME UNITS | NA | BARBER COLMAN | Jetronic | NA | 0
VARIABLE AIR VOLUME UNITS | NA | BARBER COLMAN | Jetronic | NA | 0
VARIABLE AIR VOLUME UNITS | NA | BARBER COLMAN | Jetronic | NA | 0
VARIABLE AIR VOLUME UNITS | NA | BARBER COLMAN | Jetronic | NA | 0
VARIABLE AIR VOLUME UNITS | NA | BARBER COLMAN | Jetronic | NA | 0
VARIABLE AIR VOLUME UNITS | NA | BARBER COLMAN | Jetronic | NA | 0
VARIABLE AIR VOLUME UNITS | NA | BARBER COLMAN | JETRONIC | NULL | NULL
VARIABLE AIR VOLUME UNITS | NA | BARBER COLMAN | Jetronic | NA | 0
VARIABLE AIR VOLUME UNITS |  | BARBER COLMAN |  | NULL | NULL
VARIABLE AIR VOLUME UNITS |  | BARBER COLMAN |  | NULL | NULL
VARIABLE AIR VOLUME UNITS |  | BARBER COLMAN |  | NULL | NULL
VARIABLE AIR VOLUME UNITS |  | BARBER COLMAN |  | NULL | NULL
VARIABLE AIR VOLUME UNITS | NA | BARBER COLMAN | Jetronic | NA | 0
DOMESTIC HOT WATER PUMP | P/N96913096 | GRUNDFOS | UPS 20-60 N 150 | NULL | NULL
EXPANSION TANK (CLOSED LOOPS) | NA | PNEUMATEX | BUILT FOR SITE | NULL | NULL
EXPANSION TANK (CLOSED LOOPS) | NA | PNEUMATEX | BUILT FOR SITE | NULL | NULL
EXPANSION TANK (CLOSED LOOPS) | NA | PNEUMATEX | BUILT FOR SITE | NULL | NULL
DOMESTIC WATER & FLUSHER TANKS |  | PNEUMATEX |  | NULL | NULL
DOMESTIC WATER & FLUSHER TANKS |  | PNEUMATEX |  | NULL | NULL
0 - NOT SET |  | UNKNOWN |  | NULL | NULL
CALORIFIER (DOMESTIC HW) | M80934/S003825 | NULL | SSL560 | NULL | NULL
CALORIFIER (DOMESTIC HW) | 6.1001e+18 | NULL | G2-SS315-1 | NULL | NULL
CALORIFIER (DOMESTIC HW) | M80933/S003825 | NULL | SSL560 | NULL | NULL
CALORIFIER (DOMESTIC HW) | M80933/S003825 | UNKNOWN | SSL560 | NULL | NULL
HEAT EXCHANGER - ROTARY | NA | UNKNOWN | G2-SS315-1 | NULL | NULL
HEAT EXCHANGER - ROTARY | NA | UNKNOWN | G2-SS315-1 | NULL | NULL
HEAT EXCHANGER - ROTARY | NA | UNKNOWN | MADE FOR SITE | NULL | NULL
HEAT EXCHANGER - ROTARY | 3083594991 | ALFA LAVAL | CB112-72AH | NULL | NULL
CHILLED WATER PUMP | NA | WORTHINGTON | 4LR-14D | NULL | NULL
CHILLED WATER PUMP | NA | WORTHINGTON | 4LR-14D | NULL | NULL
DOMESTIC HOT WATER PUMP |  | UNKNOWN |  | NULL | NULL
DOMESTIC HOT WATER PUMP |  | UNKNOWN |  | NULL | NULL
DOMESTIC HOT WATER PUMP |  | UNKNOWN |  | NULL | NULL
DOMESTIC HOT WATER PUMP |  | UNKNOWN |  | NULL | NULL
0 - NOT SET |  | UNKNOWN |  | NULL | NULL
0 - NOT SET |  | UNKNOWN |  | NULL | NULL
EEL - SINGLE POINT |  | UNKNOWN |  | NULL | NULL
DOMESTIC WATER & FLUSHER TANKS |  | UNKNOWN |  | NULL | NULL
DOMESTIC WATER & FLUSHER TANKS |  | UNKNOWN |  | NULL | NULL
DOMESTIC WATER & FLUSHER TANKS |  | UNKNOWN |  | NULL | NULL
DOMESTIC WATER & FLUSHER TANKS |  | UNKNOWN |  | NULL | NULL
KITCHEN EXHAUST FAN | NA | FANTECH | BUILT FOR SITE | NULL | NULL
SWITCHBOARD MAIN DISTRIBUTION | NA | UNKNOWN | BUILT FOR SITE | NA | 0
PRESSURE REDUCING VALVE | NA | UNKNOWN | 65MM | NULL | NULL
PRESSURE REDUCING VALVE | NA | UNKNOWN | 65MM | NULL | NULL
PRESSURE REDUCING VALVE | NA | NULL | 65MM | NULL | NULL
PRESSURE REDUCING VALVE | NA | NULL | 65MM | NULL | NULL
PRESSURE REDUCING VALVE | NA | UNKNOWN | 50mm | NA | 0
PRESSURE REDUCING VALVE | NA | UNKNOWN | 50mm | NA | 0
PRESSURE REDUCING VALVE | NA | UNKNOWN | 50mm | NA | 0
PRESSURE REDUCING VALVE | NA | UNKNOWN | 50mm | NA | 0
PRESSURE REDUCING VALVE | NA | UNKNOWN | 80MM | NULL | NULL
PRESSURE REDUCING VALVE | NA | UNKNOWN | 50MM | NULL | NULL
PRESSURE REDUCING VALVE | NA | UNKNOWN | 80MM | NULL | NULL
PRESSURE REDUCING VALVE | NA | UNKNOWN | 80MM | NULL | NULL
PRESSURE REDUCING VALVE | NA | NULL | 65MM | NULL | NULL
PRESSURE REDUCING VALVE | NA | NULL | 65MM | NULL | NULL
PRESSURE REDUCING VALVE | NA | NULL | 65MM | NULL | NULL
PRESSURE REDUCING VALVE | NA | NULL | 65MM | NULL | NULL
PRESSURE REDUCING VALVE | NA | UNKNOWN | 65MM | NULL | NULL
PRESSURE REDUCING VALVE | NA | UNKNOWN | 80MM | NULL | NULL
PRESSURE REDUCING VALVE | NA | UNKNOWN | 40MM | NULL | NULL
PRESSURE REDUCING VALVE | NA | UNKNOWN | 40MM | NULL | NULL
PRESSURE REDUCING VALVE | NA | UNKNOWN | 100MM | NULL | NULL
PRESSURE REDUCING VALVE | NA | UNKNOWN | 100MM | NULL | NULL
VARIABLE SPEED DRIVE | NA | ECO | OPTIDRIVE-P2 | NULL | NULL
0 - NOT SET |  | UNKNOWN |  | NULL | NULL
0 - NOT SET |  | UNKNOWN |  | NULL | NULL
0 - NOT SET |  | UNKNOWN |  | NULL | NULL
0 - NOT SET |  | UNKNOWN |  | NULL | NULL
0 - NOT SET |  | UNKNOWN |  | NULL | NULL
0 - NOT SET |  | UNKNOWN |  | NULL | NULL
0 - NOT SET |  | UNKNOWN |  | NULL | NULL
0 - NOT SET |  | UNKNOWN |  | NULL | NULL
0 - NOT SET |  | UNKNOWN |  | NULL | NULL
POWER METER | NULL | MERLIN GERIN | NULL | NULL | NULL
AIR DAMPER | NOT AVAILABLE | AIRMASTER | BULLOCK 1200X1100X1 | NULL | NULL
POWER METER | NULL | MERLIN GERIN | NULL | NULL | NULL
FIRE DAMPER | NOT AVAILABLE | AIRMASTER | HOLYOAKE HBD 155 MAN | NULL | NULL
POWER METER | NULL | MERLIN GERIN | NULL | NULL | NULL
FIRE DAMPER | NOT AVAILABLE | AIRMASTER | HOLYOAKE HBD 155 MAN | NULL | NULL
POWER METER | NULL | MERLIN GERIN | NULL | NULL | NULL
POWER METER | NULL | MERLIN GERIN | NULL | NULL | NULL
DX CONDENSING UNIT | NOT AVAILABLE | BUFFALO | BUFFALO TRIDENT 8 FAN | R134A | 40
DX CONDENSING UNIT | NOT AVAILABLE | BUFFALO | BUFFALO TRIDENT 8 FAN | R134A | 40
SWITCHBOARD DISTRIBUTION | NULL | MERLIN GERIN | NULL | NULL | NULL
AIR FAN - EXHAUST | 358470 | FANTECH | RDLE0716GP6/19 | NULL | NULL
AIR FAN - EXHAUST | 358472 | FANTECH | RDLE0716GP6/19 | NULL | NULL
SWITCHBOARD DISTRIBUTION | NULL | MERLIN GERIN | NULL | NULL | NULL
AIR FAN - EXHAUST | 358472 | FANTECH | RDLE0716AP10/18 | NULL | NULL
LIGHTING CONTROLS | 0 | DALI | TBA | NULL | NULL
AIR FAN - EXHAUST | 354463 | FANTECH | RSS1006CA12/26 | NULL | NULL
AIR FAN - EXHAUST | UNKNOWN | FANTECH | UNKNOWN | NULL | NULL
AIR FAN - EXHAUST | UNKNOWN | FANTECH | UNKNOWN | NULL | NULL
POWER METER | NULL | MERLIN GERIN | NULL | NULL | NULL
DX CONDENSING UNIT | UNKNOWN | BUFFALO | BUFFALO TRIDENT 8 FAN | R134A | 40
DX CONDENSING UNIT | UNKNOWN | BUFFALO | BUFFALO TRIDENT 8 FAN | R134A | 40
POWER METER | NULL | MERLIN GERIN | NULL | NULL | NULL
SMOKE EXHAUST FAN | 358463 | FANTECH | RSS1006CA12/26 | NULL | NULL
SMOKE EXHAUST FAN | 358463 | FANTECH | RSS1006CA12/26 | NULL | NULL
SMOKE EXHAUST FAN | 358463 | FANTECH | RSS1006CA12/26 | NULL | NULL
BOILING WATER UNIT | 2015092875063 | ZIP HYDROTAP | G4 BC 240/175 | NULL | NULL
CHILLED WATER UNIT | 960429073 | ZIP CHILLMASTER | 60007 | NULL | NULL
BOILING/CHILLED WATER UNIT | 2016081775081 | ZIP HYDROTAP | G4 BC 100/175 | NA | 0
BOILING/CHILLED WATER UNIT | 2014122080044 | ZIP HYDROTAP | G4 BC 100/175 | NULL | NULL
BOILING/CHILLED WATER UNIT | 2017032303050 | ZIP HYDROTAP | G4 | NULL | NULL
BOILING/CHILLED WATER UNIT | 2014061880018 | ZIP HYDROTAP | G4 BC 240/175 | NULL | NULL
BOILING/CHILLED WATER UNIT | 2014061880015 | ZIP HYDROTAP | G4 BC 240/175 | NULL | NULL
BOILING/CHILLED WATER UNIT | 2014033180054 | ZIP HYDROTAP | G4 BC 160/175 | NULL | NULL
BOILING/CHILLED WATER UNIT | 2014050580005 | ZIP HYDROTAP | G4 BC 240/175 | NULL | NULL
BOILING/CHILLED WATER UNIT | 2014050580008 | ZIP HYDROTAP | G4 BC 240/175 | NULL | NULL
BOILING/CHILLED WATER UNIT | 2014070280016 | ZIP HYDROTAP | G4 BC 240/175 | NULL | NULL
BOILING/CHILLED WATER UNIT | 2014070280019 | ZIP HYDROTAP | G4 BC 240/175 | NULL | NULL
BOILING/CHILLED WATER UNIT | 2014030780004 | ZIP HYDROTAP | G4 BC 160/175 | NULL | NULL
BOILING/CHILLED WATER UNIT | 2014070280018 | ZIP HYDROTAP | G4 BC 240/175 | NULL | NULL
BOILING/CHILLED WATER UNIT | 2014082580014 | ZIP HYDROTAP | G4 BC 240/175 | NULL | NULL
BOILING/CHILLED WATER UNIT | 2011060630008 | ZIP HYDROTAP | G4 BC 240/175 | NULL | NULL
BOILING/CHILLED WATER UNIT | 2015050575111 | ZIP HYDROTAP | G4 BC 100/175 | NULL | NULL
BOILING/CHILLED WATER UNIT |  | ZIP HYDROTAP |  | NULL | NULL
BOILING/CHILLED WATER UNIT |  | ZIP HYDROTAP |  | NULL | NULL
BOILING/CHILLED WATER UNIT | 2014020430043 | ZIP HYDROTAP | G3 BC 120/125 | NULL | NULL
BOILING/CHILLED WATER UNIT | 2015021875079 | ZIP HYDROTAP | G4 BC 100/75 | NULL | NULL
BOILING/CHILLED WATER UNIT |  | RHEEM |  | NULL | NULL
BOILING/CHILLED WATER UNIT |  | ZIP HYDROTAP |  | NULL | NULL
BOILING/CHILLED WATER UNIT |  | ZIP HYDROTAP |  | NULL | NULL
BOILING/CHILLED WATER UNIT | 2015061175094 | ZIP HYDROTAP | G4 BC 100/75 | NULL | NULL
BOILING/CHILLED WATER UNIT | 1133 | RHEEM | TB3/IC8 | NULL | NULL
BOILING/CHILLED WATER UNIT | 2010082339010 | ZIP HYDROTAP | BCHD 240/175 | NULL | NULL
BOILING/CHILLED WATER UNIT | 6092832193 | ZIP HYDROTAP | BCD 100/125 | NULL | NULL
BOILING/CHILLED WATER UNIT | 2009121230017 | ZIP HYDROTAP | BCH 150/175 | NULL | NULL
BOILING/CHILLED WATER UNIT | 2009121230021 | ZIP HYDROTAP | BCH 150/175 | NULL | NULL
BOILING/CHILLED WATER UNIT | 2017020403015 | ZIP HYDROTAP | BCD 100/125 | NULL | NULL
SWITCHBOARD MECHANICAL | None Required | CUSTOM-BUILT | Built for site | R407C | 0
SWITCHBOARD MECHANICAL | NONE REQUIRED | RLG | BUILT FOR SITE | NULL | NULL
SWITCHBOARD DISTRIBUTION | NA | EMAIL | Built for site | R410A | 0
SWITCHBOARD DISTRIBUTION | NA | EMAIL | Built for site | R410A | 0
SWITCHBOARD DISTRIBUTION |  | NHP |  | NULL | NULL
SWITCHBOARD DISTRIBUTION | NA | NHP | CONCEPT PLUS | NULL | NULL
SWITCHBOARD DISTRIBUTION | NA | EMAIL | Built for site | R410A | 0
SWITCHBOARD DISTRIBUTION | NA | EMAIL | Built for site | R410A | 0
SWITCHBOARD DISTRIBUTION | NA | EMAIL | Built for site | R410A | 0
SWITCHBOARD DISTRIBUTION | NA | NHP | Concept | R410A | 0
SWITCHBOARD DISTRIBUTION | NA | NHP | Concept | R410A | 0
SWITCHBOARD DISTRIBUTION | NA | NHP | Concept | R410A | 0
SWITCHBOARD LIGHT/POWER | NA | NHP | CONCEPT | NULL | NULL
SWITCHBOARD DISTRIBUTION | NA | NHP | CONCEPT | NULL | NULL
SWITCHBOARD DISTRIBUTION | NA | NHP | Concept | R410A | 0
SWITCHBOARD DISTRIBUTION | NA | NHP | CONCEPT | NULL | NULL
SWITCHBOARD DISTRIBUTION | NA | NHP | Built for site | R410A | 0
SWITCHBOARD DISTRIBUTION | NA | EMAIL | Built for site | R410A | 0
SWITCHBOARD DISTRIBUTION | NA | EMAIL | BUILT FOR SITE | NULL | NULL
SWITCHBOARD DISTRIBUTION | NA | NHP | Concept | R410A | 0
SWITCHBOARD DISTRIBUTION | NA | NHP | Concept | R22 | 1.8
SWITCHBOARD DISTRIBUTION | NA | NHP | Concept | NA | 0
SWITCHBOARD DISTRIBUTION | NA | NHP | Concept | NA | 0
SWITCHBOARD DISTRIBUTION | NA | NHP | Concept | NA | 0
SWITCHBOARD DISTRIBUTION | NA | NHP | Concept | NA | 0
SWITCHBOARD DISTRIBUTION | NA | NHP | Concept | NA | 0
SWITCHBOARD DISTRIBUTION | NA | EMAIL | Built for site | NA | 0
SWITCHBOARD DISTRIBUTION | NA | EMAIL | Built for site | NA | 0
SWITCHBOARD DISTRIBUTION | NA | NHP | Concept | NA | 0
SWITCHBOARD DISTRIBUTION | NA | NHP | Concept | NA | 0
SWITCHBOARD DISTRIBUTION | NA | NHP | Concept | NA | 0
SWITCHBOARD DISTRIBUTION | NA | NHP | Concept | NA | 0
SWITCHBOARD DISTRIBUTION | NA | NHP | Concept | NA | 0
SWITCHBOARD DISTRIBUTION | NA | NHP | Concept | NA | 0
SWITCHBOARD DISTRIBUTION | NA | NHP | Concept | NA | 0
SWITCHBOARD DISTRIBUTION | NA | EMAIL | Built for site | NA | 0
SWITCHBOARD LIGHT/POWER | NA | NHP | CONCEPT | NULL | NULL
SWITCHBOARD DISTRIBUTION | NA | NHP | CONCEPT | NULL | NULL
SWITCHBOARD DISTRIBUTION | NA | NHP | Concept | NA | 0
SWITCHBOARD DISTRIBUTION | NA | NHP | Concept | NA | 0
SWITCHBOARD DISTRIBUTION | NA | NHP | Concept | NA | 0
SWITCHBOARD DISTRIBUTION | NA | NHP | Concept | NA | 0
FILTER - WATER |  | AQUA PURE |  | NULL | NULL
FILTER - WATER |  | AQUA PURE |  | NULL | NULL
FILTER - WATER |  | AQUA PURE |  | NULL | NULL
AIR FAN - EXHAUST |  | FANTECH |  | NULL | NULL
AIR FAN - EXHAUST | NA | FANTECH | TE2-150 | NULL | NULL
AIR FAN - EXHAUST | NA | FANTECH | TE2-150 | NULL | NULL
AIR FAN - EXHAUST | NA | FANTECH | EDM300 | NULL | NULL
AIR FAN - EXHAUST |  | FANTECH |  | NULL | NULL
AIR FAN - EXHAUST | NA | FANTECH | TD800 | NULL | NULL
AIR FAN - EXHAUST | NA | FANTECH | TD800 | NULL | NULL
AIR FAN - EXHAUST | NA | FANTECH | TD800 | NULL | NULL
AIR FAN - EXHAUST | NA | FANTECH | TD800 | NULL | NULL
AIR FAN - EXHAUST | NA | FANTECH | TD800 | NULL | NULL
AIR FAN - EXHAUST |  | FANTECH |  | NULL | NULL
AIR FAN - EXHAUST |  | FANTECH |  | NULL | NULL
AIR FAN - EXHAUST |  | FANTECH |  | NULL | NULL
AIR FAN - EXHAUST | NA | FANTECH | TD800 | NULL | NULL
AIR FAN - EXHAUST |  | FANTECH |  | NULL | NULL
AIR FAN - EXHAUST |  | FANTECH |  | NULL | NULL
AIR FAN - EXHAUST |  | FANTECH |  | NULL | NULL
AIR FAN - EXHAUST |  | FANTECH |  | NULL | NULL
AIR FAN - EXHAUST | NA | FANTECH | O | NULL | NULL
AIR FAN - EXHAUST |  | FANTECH |  | NULL | NULL
FAN COIL UNIT - DUCTED |  | TEMPERZONE |  | CHILLED WATER | 0
FAN COIL UNIT - DUCTED |  | TEMPERZONE |  | R410A | 0
FAN COIL UNIT - DUCTED | NA | TEMPERZONE | IMDL-90H | CHILLED WATER | 0
FAN COIL UNIT - DUCTED | NA | TEMPERZONE | IMDL-90H | CHILLED WATER | 0
FAN COIL UNIT - DUCTED | NA | TEMPERZONE | IMDL-90H | CHILLED WATER | 0
FAN COIL UNIT - DUCTED | NA | TEMPERZONE | IMDL-90H3 | CHILLED WATER | 0
FAN COIL UNIT - DUCTED | NA | TEMPERZONE | IMDL-60H3 | CHILLED WATER | 0
FAN COIL UNIT - DUCTED | NA | TEMPERZONE | IMDL-90H3 | CHILLED WATER | 0
FAN COIL UNIT - DUCTED | NA | TEMPERZONE | IMDL-90H3 | CHILLED WATER | 0
FAN COIL UNIT - DUCTED | NA | TEMPERZONE | IMDL-90H3 | CHILLED WATER | 0
FAN COIL UNIT - DUCTED | NA | TEMPERZONE | IMDL-60H3 | CHILLED WATER | 0
FAN COIL UNIT - DUCTED |  | TEMPERZONE |  | NA | 0
FAN COIL UNIT - DUCTED | NA | TEMPERZONE | IMDL-90H3 | CHILLED WATER | 0
FAN COIL UNIT - DUCTED | NA | TEMPERZONE | IMDL-60H3 | CHILLED WATER | 0
FAN COIL UNIT - DUCTED | NA | TEMPERZONE | IMDL-90H3 | CHILLED WATER | 0
FAN COIL UNIT - DUCTED | NA | TEMPERZONE | IMDL-90H3 | CHILLED WATER | 0
FAN COIL UNIT - DUCTED | NA | SINKO | TCR 400 | CHILLED WATER | 0
FAN COIL UNIT - DUCTED |  | SINKO |  | R410A | 0
FAN COIL UNIT - DUCTED |  | SINKO |  | R410A | 0
FAN COIL UNIT - DUCTED |  | SINKO |  | R410A | 0.8
FAN COIL UNIT - DUCTED |  | SINKO |  | R22 | 0
FAN COIL UNIT - DUCTED |  | SINKO |  | R22 | 7
FAN COIL UNIT - DUCTED |  | SINKO |  | R410A | 0
FAN COIL UNIT - DUCTED |  | SINKO |  | R410A | 0
FAN COIL UNIT - DUCTED |  | G J WALKER | ALH57 | CHILLED WATER | 0
FAN COIL UNIT - DUCTED | NA | SINKO | TCR 400 | CHILLED WATER | 0
FAN COIL UNIT - DUCTED | NA | SINKO | TCR 400 | CHILLED WATER | 0
FAN COIL UNIT - DUCTED | NA | TEMPERZONE | IMDL 60 | CHILLED WATER | 0
FAN COIL UNIT - DUCTED | NA | TEMPERZONE | IMDL 90 | CHILLED WATER | 0
FAN COIL UNIT - DUCTED | NA | TEMPERZONE | ALHS7 | CHILLED WATER | 0
FAN COIL UNIT - DUCTED | NA | TEMPERZONE | IMDL 90 | CHILLED WATER | 0
FAN COIL UNIT - DUCTED | NA | TEMPERZONE | IMDL 90 | CHILLED WATER | 0
FAN COIL UNIT - DUCTED | NA | TEMPERZONE | IMDL 95 | CHILLED WATER | 0
FAN COIL UNIT - DUCTED | NA | TEMPERZONE | IMDL 95 | CHILLED WATER | 0
FAN COIL UNIT - DUCTED | NA | TEMPERZONE | IMDL 90 | CHILLED WATER | 0
FAN COIL UNIT - DUCTED | NA | TEMPERZONE | IMDL 90 | CHILLED WATER | 0
FAN COIL UNIT - DUCTED | NA | TEMPERZONE | IMDL 90 | CHILLED WATER | 0
FAN COIL UNIT - DUCTED |  | TEMPERZONE |  | OTHER | 0
FAN COIL UNIT - DUCTED |  | TEMPERZONE |  | OTHER | 0
FAN COIL UNIT - DUCTED |  | TEMPERZONE |  | NA | 0
FAN COIL UNIT - DUCTED |  | NULL |  | NA | 0
FAN COIL UNIT - DUCTED | NA | SINKO | TCR 400 | CHILLED WATER | 0
FAN COIL UNIT - DUCTED | NA | GJ WALKER | 240 | CHILLED WATER | 0
FAN COIL UNIT - DUCTED | NA | GJ WALKER | 200 | CHILLED WATER | 0
FAN COIL UNIT - DUCTED | NA | GJ WALKER | 300 | CHILLED WATER | 0
FAN COIL UNIT - DUCTED | NA | GJ WALKER | 200 | CHILLED WATER | 0
FAN COIL UNIT - DUCTED | NA | GJ WALKER | 200 | CHILLED WATER | 0
FAN COIL UNIT - DUCTED | NA | GJ WALKER | 100 | CHILLED WATER | 0
FAN COIL UNIT - DUCTED | NA | GJ WALKER | 100 | CHILLED WATER | 0
FAN COIL UNIT - DUCTED | NA | PARAGON | DBCC500 | CHILLED WATER | 0
FAN COIL UNIT - DUCTED | NA | PARAGON | DBCC350 | CHILLED WATER | 0
FAN COIL UNIT - DUCTED | NA | PARAGON | DBCC350 | CHILLED WATER | 0
FAN COIL UNIT - DUCTED | NA | PARAGON | DBCC350 | CHILLED WATER | 0
FAN COIL UNIT - DUCTED | NA | A&S | SK22 | CHILLED WATER | 0
FAN COIL UNIT - DUCTED |  | UNKNOWN |  | CHILLED WATER | 0
FAN COIL UNIT - DUCTED |  | UNKNOWN |  | NA | 0
FAN COIL UNIT - DUCTED | NA | TEMPERZONE | IMD95 | CHILLED WATER | 0
FAN COIL UNIT - DUCTED | NA | TEMPERZONE | IMD95 | CHILLED WATER | 0
FAN COIL UNIT - DUCTED |  | TEMPERZONE |  | NA | 0
FAN COIL UNIT - DUCTED |  | TEMPERZONE |  | NA | 0
FAN COIL UNIT - DUCTED | NA | SINKO | SCR1200 | CHILLED WATER | 0
FAN COIL UNIT - DUCTED | NA | SINKO | SCR800 | CHILLED WATER | 0
FAN COIL UNIT - DUCTED | NA | TEMPERZONE | IMD95 | CHILLED WATER | 0
FAN COIL UNIT - DUCTED | NA | TEMPERZONE | IMD135 | CHILLED WATER | 0
FAN COIL UNIT - DUCTED | NA | TEMPERZONE | IMD135 | CHILLED WATER | 0
FIRE DAMPER | NA | UNKNOWN | NA | NULL | NULL
FIRE DAMPER | NA | UNKNOWN | NA | NULL | NULL
FIRE DAMPER | NA | UNKNOWN | NA | NA | 0
BOILING WATER UNIT |  | RHEEM |  | NULL | NULL
HOT WATER STORAGE TANK | NA | RHEEM | 1102507 | NULL | NULL
BOILING WATER UNIT | NA | STIEBEL | NULL | NULL | NULL
HOT WATER STORAGE TANK | V110093404 | RHEEM | 191050V7 | NULL | NULL
BOILING WATER UNIT |  | RHEEM |  | NULL | NULL
EXTRACTOR HOOD |  | UNKNOWN |  | NULL | NULL
0 - NOT SET | NA | UNKNOWN | NA | NA | 0
0 - NOT SET | NA | UNKNOWN | NA | NA | 0
0 - NOT SET | NA | UNKNOWN | NA | NA | 0
0 - NOT SET | NA | UNKNOWN | NA | NA | 0
0 - NOT SET | NA | UNKNOWN | NA | NA | 0
0 - NOT SET | NA | UNKNOWN | NA | NA | 0
0 - NOT SET | NA | UNKNOWN | NA | NA | 0
0 - NOT SET | NA | UNKNOWN | NA | NA | 0
0 - NOT SET | NA | UNKNOWN | NA | NA | 0
SOLENOID - INLET VALVE | NA | DURA | NA | NULL | NULL
SOLENOID - INLET VALVE | NA | DURA | NA | NULL | NULL
SOLENOID - INLET VALVE | NA | DURA | NA | NULL | NULL
SOLENOID - INLET VALVE | NA | DURA | NA | NULL | NULL
SOLENOID - INLET VALVE | NA | UNKNOWN | NA | NULL | NULL
0 - NOT SET | NA | UNKNOWN | NA | OTHER | 0
0 - NOT SET | NA | UNKNOWN | NA | OTHER | 0
0 - NOT SET | NA | UNKNOWN | NA | OTHER | 0
0 - NOT SET | NA | UNKNOWN | NA | OTHER | 0
0 - NOT SET | NA | UNKNOWN | NA | OTHER | 0
0 - NOT SET | NA | UNKNOWN | NA | OTHER | 0
0 - NOT SET | NA | UNKNOWN | NA | OTHER | 0
0 - NOT SET | NA | UNKNOWN | NA | OTHER | 0
0 - NOT SET | NA | UNKNOWN | NA | OTHER | 0
0 - NOT SET | NA | UNKNOWN | NA | OTHER | 0
0 - NOT SET | NA | UNKNOWN | NA | OTHER | 0
0 - NOT SET | NA | UNKNOWN | NA | OTHER | 0
0 - NOT SET | NA | UNKNOWN | NA | OTHER | 0
AIR FAN - OUTSIDE | NA | S&P | TD2000/315 | NULL | NULL
CRAC CHILLED WATER | 523541 | NULL | UPU 80 | CHILLED WATER | 0
CRAC CHILLED WATER | 523542 | NULL | UPU 80 | CHILLED WATER | 0
CRAC CHILLED WATER | 523540 | NULL | UPU 80 | CHILLED WATER | 0
WALL MOUNTED SPLIT SYSTEM | HVAC - GENERAL | MITSUBISHI | MSZ-GE35VAD | OTHER | 0
WALL MOUNTED SPLIT SYSTEM | HVAC - GENERAL | MITSUBISHI | MSZ-GE35VA2 | OTHER | 0
DUCTED SPLIT SYSTEM | 828747 | TEMPERZONE | ISD114KY | R410A | 4.67
DUCTED SPLIT SYSTEM | 828761 | TEMPERZONE | ISD114KY | OTHER | 0
DUCTED SPLIT SYSTEM | NA | TEMPERZONE | OSA86 RKSH | OTHER | 0
DUCTED SPLIT SYSTEM | NA | TEMPERZONE | OSA86 RKSH | OTHER | 0
SUMP/DRAINAGE PUMP | NA | SANICA | PROFISPLIT | NULL | NULL
SUMP/DRAINAGE PUMP | 506721213 | ALLPURPOSE PUMP | UPS40 | NULL | NULL
SUMP/DRAINAGE PUMP | 532430614.1 | ALLPURPOSE PUMP | HYLIFT 70 | NULL | NULL
SUMP/DRAINAGE PUMP | 521720414.1 | ALLPURPOSE PUMP | HYLIFT 70 | NULL | NULL
SUMP/DRAINAGE PUMP | 521720414.3 | ALLPURPOSE PUMP | HYLIFT 70 | NULL | NULL
SUMP/DRAINAGE PUMP | 521720414.2 | ALLPURPOSE PUMP | HYLIFT 70 | NULL | NULL
SUMP/DRAINAGE PUMP | 532430614.2 | ALLPURPOSE PUMP | HYLIFT 70 | NULL | NULL
SUMP/DRAINAGE PUMP | 532430714.5 | ALLPURPOSE PUMP | HYLIFT 70 | NULL | NULL
SUMP/DRAINAGE PUMP | 532430814.5 | ALLPURPOSE PUMP | HYLIFT 70 | NULL | NULL
SUMP/DRAINAGE PUMP | 532430814.6 | ALLPURPOSE PUMP | HYLIFT 70 | NULL | NULL
SUMP/DRAINAGE PUMP | 563111214 | ALLPURPOSE PUMP | HYLIFT 70 | NULL | NULL
UPS | B290573 | NULL | 70-NET 60KVA | NULL | NULL
UPS | B290574 | NULL | 70-NET 60KVA | NULL | NULL
UPS | 2101 2008 4221 4603 0004 | LIEBERT | LIEBERT NXR 100 | NULL | NULL
UPS | 2101 2008 4221 4701 0002 | LIEBERT | LEIBERT NXR 100 | NULL | NULL
UPS | 2101201073217C010008 | LIEBERT | NXC 20 | NULL | NULL
ICE MACHINE | NOT AVALIBLE | HOSHIZAKI | ICE MACHINE | R134A | 0.2
SMOKE EXHAUST FAN | 358463 | FANTECH | RSS1006CA12/26 | NULL | NULL
SMOKE EXHAUST FAN | 358463 | FANTECH | RSS1006CA12/26 | NULL | NULL
SMOKE EXHAUST FAN | 358463 | FANTECH | RSS1006CA12/26 | NULL | NULL
DX CONDENSING UNIT | UNKNOWN | BUFFALO | BUFFALO TRIDENT 10FAN | R134A | 40
DX CONDENSING UNIT | UNKNOWN | BUFFALO | BUFFALO TRIDENT 10FAN | R407C | 40
DUCTED SPLIT SYSTEM | 70948 | TEMPERZONE | OSA920RB-X | R410A | 22
DUCTED SPLIT SYSTEM | 70948 | TEMPERZONE | ISD 920Q | R410A | 22
SMOKE EXHAUST FAN | UNKNOWN | FANTECH | FANTECH 5.5KW | NULL | NULL
FAN COIL UNIT - DUCTED | TBA | CUSTOM-BUILT | TBA | CHILLED WATER | 0
DISPLAY CABINET HEATED | 15318 | FPG | IL-7EL-4H08-A007-00 | NULL | NULL
DISPLAY CABINET REFRIGERATED | 15315 | FPG | IL-7EL-4C15-A008-00 | NA | 1
FAN COIL UNIT - DUCTED | 20136 | PARAGON | DBCC1500 | CHILLED WATER | 0
DISPLAY CABINET REFRIGERATED | 15319 | FPG | IL-7EL-4C08-A002-00 | R134A | 1
DISPLAY CABINET REFRIGERATED | U170813540 | SKOPE | UB84ANF | R134A | 0.38
DISPLAY CABINET AMBIENT | 15317 | FPG | IL-7EL-4C08-A002-00 | R134A | 1
ISLAND CASE FREEZER | NA | IARP | NA | NA | 1
SWITCHBOARD MECHANICAL | FORM 2 | CROWCON | CROWN 2582 | NULL | NULL
COOL ROOM | NA | NULL | NA | NA | 1
VARIABLE SPEED DRIVE | 8591382001 | EMERSON | BA3401-E12/E54 | NULL | NULL
WALL MOUNTED SPLIT SYSTEM | T001619 | FUJITSU | ASTG34KMTA | R32 | 2
AIR HANDLING UNIT | CECM-005842B1-001 | WALKER | CW468-5 | CHILLED WATER | 0
AIR DAMPER | UNKNOWN | BULLOCK | BULLOCK 800X800X150 | NULL | NULL
WALL MOUNTED SPLIT SYSTEM | TOO1709 | FUJITSU | ASTG34KMTA | R32 | 2
BMS | UNKNOWN | EMERSON | MULTIFLEX 88A0+ | NULL | NULL
CHILLED WATER UNIT | ABM-16069 | AIRMASTER | AIRTHERM ABM-1000 | NULL | NULL
CHILLER - AIR COOLED | 50531G65095650 | YORK | YLAA0301HE52XDB | R410A | 45
WALL MOUNTED SPLIT SYSTEM | E028273 | DAIKIN | RXS85LVMA | R410A | 3
WALL MOUNTED SPLIT SYSTEM | EO56170 | FUJITSU | ASTG09LVCC | R410A | 2.2
AIR HANDLING UNIT | CECM-006842C2-001 | WALKER | CW360-4 | CHILLED WATER | 0
AIR DAMPER | UNKNOWN | BULLOCK | BULLOCK 800X800X150 | NULL | NULL
CHILLED WATER STORAGE TANK | ABM-16070 | AIRMASTER | ABM-1500F | NULL | NULL
SWITCHBOARD MECHANICAL | UNKNOWN | AIRMASTER | CROWN 2582 | NULL | NULL
WALL MOUNTED SPLIT SYSTEM | E005836 | FUJITSU | ASTG09LVCC | R410A | 2.2
MICROWAVE | 150600144 | SHARP | R-2398J-A | NULL | NULL
AIR HANDLING UNIT | CECM-005842C1-001 | WALKER | CW360-4 | CHILLED WATER | 0
AIR DAMPER | UNKNOWN | BULLOCK | BULLOCK 800X800X150 | NULL | NULL
AIR DAMPER | UNKNOWN | BULLOCK | BULLOCK 800X800X150 | NULL | NULL
CHILLER - AIR COOLED | 50531G65098151 | YORK | YORK YLAA0442HE52XDB | R410A | 60
CHILLER - AIR COOLED | 50531G65098151 | YORK | YORK YLAA0442HE52XDB | R410A | 60
SMOKE EXHAUST FAN | UNKNOWN | FANTECH | FANTECH 5.5KW | NULL | NULL
SMOKE EXHAUST FAN | UNKNOWN | FANTECH | FANTECH 5.5KW | NULL | NULL
WALL MOUNTED SPLIT SYSTEM | T061827 | FUJITSU | ASTG30KMTA | R32 | 1.85
WALL MOUNTED SPLIT SYSTEM | T061823 | FUJITSU | ASTG30KMTA | R32 | 1.65
SMOKE EXHAUST FAN | UNKNOWN | FANTECH | FANTECH 5.5KW | NULL | NULL
STAIRWELL PRESSURISATION FAN | 3526 | FANTECH | AP1006CP12/22 | NULL | NULL
SMOKE EXHAUST FAN | UNKNOWN | FANTECH | FANTECH 5.5KW | NULL | NULL
WALL MOUNTED SPLIT SYSTEM | 1001854 | FUJITSU | ASTG30KMTA | R32 | 1.65
ELECTRIC DUCT HEATER | TBA | CUSTOM-BUILT | UNKNOWN | NULL | NULL
SMOKE EXHAUST FAN | UNKNOWN | FANTECH | FANTECH 5.5KW | NULL | NULL
UPRIGHT DOUBLE DOOR FREEZER | A140613048 | SKOPE | VF1300:V13FV | R404A | 1.15
ELECTRIC DUCT HEATER | TBA | CUSTOM-BUILT | UNKNOWN | NULL | NULL
SMOKE EXHAUST FAN | UNKNOWN | FANTECH | FANTECH 5.5KW | NULL | NULL
SMOKE EXHAUST FAN | 173992 | FANS DIRECT | VD10TE21A6HFF | NULL | NULL
SMOKE EXHAUST FAN | 173992 | FANS DIRECT | VD10TE21A6HFF | NULL | NULL
WALL MOUNTED SPLIT SYSTEM | E161317 | FUJITSU | ASTG24KMTA | R32 | 1.3
SMOKE EXHAUST FAN | 173992 | FANS DIRECT | VD10TE21A-6HEF | NULL | NULL
SMOKE EXHAUST FAN | 173992 | FANS DIRECT | VD10TE21A-6HEF | NULL | NULL
UPRIGHT DISPLAY CABINET REFRIG | 751046 | HUSSMANN | TE-KAC1140001 | R404A | 1.45
AIR CURTAIN | N/A | NULL | N/A | NULL | NULL
PACKAGED AIR CONDITIONING UNIT | NOT VISIBLE | TEMPERZONE | OPA920RB | R410A | 24
AIR FAN - EXHAUST | 18UV | FANS DIRECT | W2582 | NULL | NULL
AIR FAN - EXHAUST | 18UV | FANS DIRECT | W2582 | NULL | NULL
AIR CURTAIN | TBA | NULL | N/A | NULL | NULL
AIR FAN - EXHAUST | UNKNOWN | FANS DIRECT | FANS DIRECT | NULL | NULL
CONDENSER UNIT | 1 | PATTON PAK | 1 | R404A | 1
COOLING TOWER | UNKNOWN | UNKNOWN | UNKNOWN | NULL | NULL
AIR FAN - EXHAUST | UNKNOWN | UNKNOWN | UNKNOWN | NULL | NULL
AIR CURTAIN | TBA | NULL | N/A | NULL | NULL
SMOKE EXHAUST FAN | UNKNOWN | FANTECH | FANTECH 5.5KW | NULL | NULL
AIR FAN - EXHAUST | UNKNOWN | FANTECH | FANS DIRECT | NULL | NULL
CONDENSER UNIT | 420144 | NULL | SCA290C-0300 | R410A | 11.05
FIRE DAMPER | NULL | CUSTOM-BUILT | NULL | NULL | NULL
AIR FAN - EXHAUST | PN227384A | FANS DIRECT | R6D500 AK03-01 | NULL | NULL
CONDENSER UNIT | 421592 | NULL | SRA223C-0100 | R410A | 7.6
AIR FAN - EXHAUST | UNKNOWN | FANS DIRECT | FANS DIRECT | NULL | NULL
SMOKE EXHAUST FAN | 110114 | FANTECH | FANTECH 5.5KW | NULL | NULL
SMOKE EXHAUST FAN | 110114 | FANTECH | FANTECH 5.5KW | NULL | NULL
SMOKE EXHAUST FAN | UNKNOWN | FANTECH | FANTECH 5.5KW | NULL | NULL
SMOKE EXHAUST FAN | UNKNOWN | FANTECH | FANTECH 5.5KW | NULL | NULL
SMOKE EXHAUST FAN | UNKNOWN | FANTECH | FANTECH 5.5KW | NULL | NULL
ELECTRIC DUCT HEATER | UNKNOWN | UNKNOWN | UNKNOWN | NULL | NULL
AIR HANDLING UNIT | 798188 | HUNT | POWERMAX ENGINEERING | R407C | 200
AIR DAMPER | NOT VISIBLE | BULLOCK | BULLOCK 1200X1100X1 | NULL | NULL
FIRE DAMPER | NOT VISIBLE | AIRMASTER | HOLYOAKE HBD 155 MAN | NULL | NULL
SWITCHBOARD MECHANICAL | UNKNOWN | UNKNOWN | UNKNOWN | NULL | NULL
AIR CURTAIN | TBA | NULL | N/A | NULL | NULL
SWITCHBOARD MECHANICAL | PCN 307 783 | EMERSON | EMERSON EC3-X33 | NULL | NULL
DX COMPRESSOR | 09PH0971 | CARRIER | CARRIER COMPRESSORS | R407C | 200
RAIN WATER HARVESTING SYS | NA | AJAX | NA | NULL | NULL
COOLING TOWER | N12005 | AQUA | MSS085A | NULL | NULL
CONDENSER WATER PUMP | 540313040 | GRUNDFOS | M140132M-4-38FF265-E | NULL | NULL
BMS | UNKNOWN | HONEYWELL | HONEYWELL BMS PANEL | NULL | NULL
FIRE DAMPER | NOT VISIBLE | AIRMASTER | HOLYOAKE HBD 155 MAN | NULL | NULL
AIR HANDLING UNIT | AHU-4-1 | WALKER | ASH-53 | CHILLED WATER | 0
AIR HANDLING UNIT | UNKNOWN | UNKNOWN | UNKNOWN | R407C | 200
SWITCHBOARD MECHANICAL | PCN 807 783 | EMERSON | EC3-X33 | NULL | NULL
VARIABLE SPEED DRIVE | 3133804376 | ABB | ACH550-01-012A-4+B055 | NULL | NULL
BMS | UNKNOWN | HONEYWELL | HONEYWELL BMS PANEL | NULL | NULL
AIR DAMPER | UNKNOWN | BULLOCK | BULLOCK 1200X1100X1 | NULL | NULL
FIRE DAMPER | NOT VISIBLE | AIRMASTER | HOLYOAKE HBD 155 MAN | NULL | NULL
AIR FAN - OUTSIDE | 237404 72 | FANTECH | AP0804CP6B030/21O | NULL | NULL
COOLING TOWER | C317 | AQUA | AQUA CR65D | NULL | NULL
CRAC UNIT | 510352050102 | LIEBERT | 223FA 100M AUS | R22 | 5
CONDENSER WATER PUMP | 125X100-200 | SOUTHERN CROSS | 15A2014A18 | NULL | NULL
CRAC UNIT | 510352050101 | LIEBERT | 223FA 100M AUS | R22 | 5
SWITCHBOARD MECHANICAL | UNKNOWN | UNKNOWN | UNKNOWN | NULL | NULL
DX COMPRESSOR | NOT VISIBLE | CARRIER | CARRIER COMPRESSORS | R407C | 200
FIRE DAMPER | NULL | CUSTOM-BUILT | NULL | NULL | NULL
DX CONDENSING UNIT | ZG0272-02 | AIRMASTER | C3-0453-10M | R407C | 40
WALL MOUNTED SPLIT SYSTEM | E070417 | DAIKIN | FTXS35LVMA | R410A | 1
DX CONDENSING UNIT | ZG0272-01 | AIRMASTER | C3-0453-10M | R407C | 40
AIR FAN - EXHAUST | 98307 | AIR DESIGN | CHD314 | NULL | NULL
WALL MOUNTED SPLIT SYSTEM | E004304 | FUJITSU | ASTG18LFCA | R410A | 2.8
AIR FAN - EXHAUST | 276048 | FANTECH | CHD314 | NULL | NULL
AIR FAN - EXHAUST | UNKNOWN | FANTECH | CHD314 | NULL | NULL
AIR FAN - EXHAUST | UNKNOWN | FANTECH | CHD314 | NULL | NULL
WALL MOUNTED SPLIT SYSTEM | E006253 | FUJITSU | ASTG07LVCA | R410A | 2.8
AIR FAN - EXHAUST | NOT VISIBLE | FANTECH | FANTECH 2KW | NULL | NULL
SMOKE EXHAUST FAN | UNKNOWN | FANTECH | FANTECH 5.5KW | NULL | NULL
BMS | TBA | EMERSON | TBA | NULL | NULL
SMOKE EXHAUST FAN | UNKNOWN | FANTECH | FANTECH 5.5KW | NULL | NULL
SMOKE EXHAUST FAN | UNKNOWN | FANTECH | FANTECH 5.5KW | NULL | NULL
SMOKE EXHAUST FAN | UNKNOWN | FANTECH | FANTECH 5.5KW | NULL | NULL
SMOKE EXHAUST FAN | UNKNOWN | FANTECH | FANTECH 5.5KW | NULL | NULL
WALL MOUNTED SPLIT SYSTEM | E006501 | FUJITSU | ASTG07LVCA | R410A | 2.8
SWITCHBOARD MECHANICAL | UNKNOWN | UNKNOWN | UNKNOWN | NULL | NULL
BMS | UNKNOWN | HONEYWELL | HONEYWELL BMS PANEL | NULL | NULL
AIR HANDLING UNIT | TBA | CUSTOM-BUILT | CUSTOM | CHILLED WATER | 0
SWITCHBOARD MECHANICAL | UNKNOWN | UNKNOWN | UNKNOWN | NULL | NULL
SWITCHBOARD MECHANICAL | NULL | CUSTOM-BUILT | NULL | NULL | NULL
AIR HANDLING UNIT | 9430-05 | UNKNOWN | NATIONAL AIR AHU | R407C | 200
CONDENSER WATER PUMP | 486769-1 | TECO | 80-2Y2-1412 | NULL | NULL
PACKAGED AIR CONDITIONING UNIT | A1403018 | DUNN AIR | DUNN AIR PH66-RB2-R | R410A | 28
COOLING TOWER | 2660 | MARLEY TEMCEL | TED-600 | NULL | NULL
DUCTED SPLIT SYSTEM | 408193 | ACTRON | SCG290E | R410A | 11.05
DX COMPRESSOR | AU02411A018 | BOCK | BOCK HGX7/2110-4 | R407C | 20
WALL MOUNTED SPLIT SYSTEM | E038841 | FUJITSU | ASTG12LVCC | R410A | 2.8
DX COMPRESSOR | AZ12055A040 | BOCK | BOCK HGX7/2110-4 | R407C | 20
DX COMPRESSOR | AZ22216A040 | BOCK | BOCK HGX7/2110-4 | R407C | 20
DX COMPRESSOR | AY30223A040 | BOCK | BOCK HGX7/2110-4 | R407C | 20
DUCTED SPLIT SYSTEM | 421075 | ACTRON | SRG231E-0100 | R410A | 7.6
UPRIGHT SINGLE DOOR FREEZER | B1404010041 | SKOPE | BC074-IF00S-E | R404A | 0.37
DX CONDENSING UNIT | NOT VISIBLE | BUFFALO | BUFFALO TRIDENT 10FAN | R407C | 24
DX CONDENSING UNIT | NOT VISIBLE | BUFFALO | BUFFALO TRIDENT 10FAN | R407C | 24
AIR FAN - EXHAUST |  | NULL | N/A | NULL | NULL
AIR FAN - EXHAUST |  | NULL | N/A | NULL | NULL
DUCTED SPLIT SYSTEM | 70948 | TEMPERZONE | OSA 920RB-X | R410A | 24
DX COMPRESSOR | CC4426 | COPELAND | 6RR-4000 | R407C | 110
DUCTED SPLIT SYSTEM | 70948 | TEMPERZONE | ISD 920 Q | R410A | 24
DX COMPRESSOR | 09J 47302 M | COPELAND | D4SJ1-300X-AWM/D | R22 | 130
AIR FAN - EXHAUST |  | NULL | N/A | NULL | NULL
SMOKE EXHAUST FAN | NOT VISIBLE | FANTECH | FANTECH 5.5KW | NULL | NULL
AIR FAN - EXHAUST |  | NULL | N/A | NULL | NULL
AIR FAN - EXHAUST |  | NULL | N/A | NULL | NULL
AIR FAN - EXHAUST |  | NULL | N/A | NULL | NULL
AIR FAN - EXHAUST |  | NULL | N/A | NULL | NULL
DUCTED SPLIT SYSTEM | 895484 | TEMPERZONE | OSA224RKTGH | R410A | 10.5
SMOKE EXHAUST FAN | NOT VISIBLE | FANTECH | FANTECH 5.5KW | NULL | NULL
DUCTED SPLIT SYSTEM | 905385 | TEMPERZONE | OSA224RKTGH | R410A | 10.5
SMOKE EXHAUST FAN | NOT VISIBLE | FANTECH | FANTECH 5.5KW | NULL | NULL
SMOKE EXHAUST FAN | NOT VISIBLE | FANTECH | FANTECH 5.5KW | NULL | NULL
AIR FAN - EXHAUST | 338537 | FANTECH | CD4040 | NULL | NULL
AIR FAN - EXHAUST | 338537 | FANTECH | CD4040 | NULL | NULL
RAIN WATER HARVESTING SYS | NA | NULL | NA | NULL | NULL
SMOKE EXHAUST FAN | 1632 | FANTECH | APS0806GA6H011 | NULL | NULL
ELECTRIC DUCT HEATER | TBA | NULL | TBA | NULL | NULL
AIR FAN - EXHAUST | LABQ-004 | FANTECH | RDE0716GP6B007 | NULL | NULL
AIR FAN - EXHAUST | 113385 | FANTECH | ROOF AXIAL DOWNFLOW | NULL | NULL
AIR FAN - EXHAUST | 113385 | FANTECH | ROOF AXIAL DOWNFLOW | NULL | NULL
COOL ROOM | TSQ04P02118 | PATTON PAK | PZB600 | R134A | 5
SMOKE EXHAUST FAN | 1632 | FANTECH | APS0806GA6H011 | NULL | NULL
ELECTRIC DUCT HEATER | TBA | NULL | TBA | NULL | NULL
AIR FAN - EXHAUST | 113385 | FANTECH | ROOF AXIAL DOWNFLOW | NULL | NULL
SMOKE EXHAUST FAN | 1692 | FANTECH | FANTECH 5.5KW | NULL | NULL
SMOKE EXHAUST FAN | NOT VISIBLE | FANTECH | FANTECH 5.5KW | NULL | NULL
ELECTRIC DUCT HEATER | TBA | NULL | TBA | NULL | NULL
SWITCHBOARD MECHANICAL | FORM2 | AIRMASTER | CROWN MSSB BW1 | NULL | NULL
BMS | NOT VISIBLE | HONEYWELL | HONEYWELL BMS PANEL | NULL | NULL
ELECTRIC DUCT HEATER |  | NULL |  | NULL | NULL
DX COMPRESSOR | 16722205395 | BITZER | 8FC-702Y-40P | R407C | 40
DX COMPRESSOR | 16722205395 | BITZER | 8FC-702Y-40P | R407C | 40
DX COMPRESSOR | 16722205395 | BITZER | 8FC-702Y-40P | R407C | 40
DX COMPRESSOR | 16722205395 | BITZER | 8FC-702Y-40P | R407C | 40
DX COMPRESSOR | 1679202894 | BITZER | 8FC-70.2Y-40P | R407C | 40
DX COMPRESSOR |  | BITZER |  | NULL | NULL
UPRIGHT DOUBLE DOOR FREEZER | A170715713 | SKOPE | VF1300 | R404A | 0.5
ELECTRIC DUCT HEATER | TBA | NULL | TBA | NULL | NULL
ELECTRIC DUCT HEATER | TBA | NULL | TBA | NULL | NULL
AIR DAMPER |  | BULLOCK |  | NULL | NULL
FIRE DAMPER | UNKNOWN | UNKNOWN | HOLYOAKE HBD 155 MAN | NULL | NULL
VARIABLE SPEED DRIVE | 3145201008 | ABB | ACH550 01 06A9 4 B055 | NULL | NULL
VARIABLE SPEED DRIVE | 3145006189 | ABB | ACH550 01 06A9 4 B055 | NULL | NULL
VARIABLE SPEED DRIVE | 3144705177 | ABB | ACH550 01 06A9 4 B055 | NULL | NULL
SWITCHBOARD MECHANICAL | NULL | NULL | NULL | NULL | NULL
SWITCHBOARD MECHANICAL | NULL | NULL | NULL | NULL | NULL
SWITCHBOARD MECHANICAL | UNKNOWN | UNKNOWN | CROWN ELECTRICAL | NULL | NULL
FIRE DAMPER | TBA | NULL | TBA | NULL | NULL
SWITCHBOARD MECHANICAL | UNKNOWN | UNKNOWN | CROWN 2582 | NULL | NULL
DX COMPRESSOR | 1680004509 | BITZER | 8FE-70Y-40P | R407C | 40
DUCTED SPLIT SYSTEM | 2048279100047 | MCQUAY | MMC 100ER FBAB | R22 | 9.5
DX COMPRESSOR | 1688206386 | BITZER | 8FE-70Y-40P | R407C | 40
FIRE DAMPER | TBA | NULL | TBA | NULL | NULL
DX COMPRESSOR | UNKNOWN | BITZER | NO LABEL | R407C | 40
FIRE DAMPER | NO LABEL | UNKNOWN | HOLYOAKE HBD 155 MAN | NULL | NULL
FIRE DAMPER | TBA | NULL | TBA | NULL | NULL
DUCTED SPLIT SYSTEM | 2048259100039 | MCQUAY | MMC 100ER FBAB | R22 | 9.5
UPRIGHT DISPLAY CABINET REFRIG | 7972 | SKOPE | RCOD1100 | R404A | 0.5
FIRE DAMPER | TBA | NULL | TBA | NULL | NULL
DUCTED SPLIT SYSTEM | 2048279100044 | MCQUAY | MMC 100ER FBAB | R22 | 9.5
FIRE DAMPER | TBA | NULL | TBA | NULL | NULL
DUCTED SPLIT SYSTEM | 2048219100030 | MCQUAY | MMC 100ER FBAB | R22 | 9.5
FIRE DAMPER | TBA | NULL | TBA | NULL | NULL
DISPLAY CABINET AMBIENT | TBA | FPG | IL 7FL 400 8 AOO2 | R404A | 0.5
DISPLAY CABINET REFRIGERATED | A170816684 | SKOPE | OD400 4 | R134A | 0.5
ISLAND CASE FREEZER | 17FT14580 | IARP | STELA 200 | R507 | 0.5
MICROWAVE |  | SHARP | R2398 | NULL | NULL
SWITCHBOARD DISTRIBUTION | NULL | MERLIN GERIN | NULL | NULL | NULL
FAN COIL UNIT - DUCTED | 84404 | TEMPERZONE | IMD210-4/1 | CHILLED WATER | 0
SWITCHBOARD MECHANICAL | TBA | NULL | TBA | NULL | NULL
VARIABLE SPEED DRIVE | 022115G050 | DANFOSS | 131B8218 | NULL | NULL
SWITCHBOARD DISTRIBUTION | NULL | MERLIN GERIN | NULL | NULL | NULL
POWER METER | NULL | MERLIN GERIN | NULL | NULL | NULL
VARIABLE SPEED DRIVE | 022315G050 | DANFOSS | 131B8218 | NULL | NULL
POWER METER | NULL | MERLIN GERIN | NULL | NULL | NULL
POWER METER | NULL | MERLIN GERIN | NULL | NULL | NULL
FAN COIL UNIT - DUCTED | 70419 | FAN COIL INDUSTRIES | FCS-500 | NA | 0
SWITCHBOARD DISTRIBUTION | NULL | MERLIN GERIN | NULL | NULL | NULL
FAN COIL UNIT - DUCTED | TBA | NULL | TBA | NA | 0
SWITCHBOARD DISTRIBUTION | NULL | MERLIN GERIN | NULL | NULL | NULL
FAN COIL UNIT - DUCTED | TBA | NULL | TBA | NA | 0
SWITCHBOARD MECHANICAL | NULL | R.G.LADD | NULL | NULL | NULL
POWER METER | NULL | MERLIN GERIN | NULL | NULL | NULL
AIR FAN - EXHAUST | TBA | NULL | N/A | NULL | NULL
FIRE DAMPER | TBA | NULL | TBA | NULL | NULL
DEFIBRILLATOR | 58935005014 | SCHILLER | FRED EASY | NULL | NULL
FIRE DAMPER | TBA | NULL | TBA | NULL | NULL
WALL MOUNTED SPLIT SYSTEM | 1723654114 | HITACHI | RAK25NHA2 | R410A | 2.7
SWITCHBOARD DISTRIBUTION | NULL | MERLIN GERIN | NULL | NULL | NULL
FIRE DAMPER | TBA | NULL | TBA | NULL | NULL
FIRE DAMPER | TBA | NULL | TBA | NULL | NULL
WALL MOUNTED SPLIT SYSTEM | 1723654060 | HITACHI | RAK25NHA2 | R410A | 2.7
POWER METER | NULL | MERLIN GERIN | NULL | NULL | NULL
FIRE DAMPER | TBA | NULL | TBA | NULL | NULL
FIRE DAMPER | TBA | NULL | TBA | NULL | NULL
WALL MOUNTED SPLIT SYSTEM | TBA | HITACHI | RAK25NHA2 | R410A | 2.7
FIRE DAMPER | TBA | NULL | TBA | NULL | NULL
FIRE DAMPER | TBA | NULL | TBA | NULL | NULL
FIRE DAMPER | TBA | NULL | TBA | NULL | NULL
WALL MOUNTED SPLIT SYSTEM | TBA | HITACHI | RAS80YHA4 | R410A | 2
WALL MOUNTED SPLIT SYSTEM | TBA | HITACHI | RAS80YHA4 | R410A | 2
WALL MOUNTED SPLIT SYSTEM | 12022 | HITACHI | RAS25YHA5 | R410A | 1.3
WALL MOUNTED SPLIT SYSTEM | TBA | HITACHI | RAS25YHA5 | R410A | 1.3
ELECTRIC DUCT HEATER | TBA | NULL | TBA | NULL | NULL
BMS | ZN253 | CUSTOM-BUILT | ZN551 | NULL | NULL
ELECTRIC DUCT HEATER | TBA | NULL | TBA | NULL | NULL
ELECTRIC DUCT HEATER | TBA | NULL | TBA | NULL | NULL
ELECTRIC DUCT HEATER | TBA | NULL | TBA | NULL | NULL
ELECTRIC DUCT HEATER | TBA | NULL | TBA | NULL | NULL
ELECTRIC DUCT HEATER | TBA | NULL | TBA | NULL | NULL
ELECTRIC DUCT HEATER | TBA | NULL | TBA | NULL | NULL
ELECTRIC DUCT HEATER | TBA | NULL | TBA | NULL | NULL
ELECTRIC DUCT HEATER | TBA | NULL | TBA | NULL | NULL
WALL MOUNTED SPLIT SYSTEM | TBA | HITACHI | RAS80YHA4 | R410A | 2
WALL MOUNTED SPLIT SYSTEM | TBA | HITACHI | RAS25YHA5 | R410A | 0.95
WALL MOUNTED SPLIT SYSTEM | 1753771668 | HITACHI | RAS60YHA4 | R410A | 1.7
WALL MOUNTED SPLIT SYSTEM | 1693578821 | HITACHI | RAS50YHA4 | R410A | 1.5
WALL MOUNTED SPLIT SYSTEM | TBA | HITACHI | RAS80YHA4 | R410A | 2
SWITCHBOARD DISTRIBUTION | NULL | MERLIN GERIN | NULL | NULL | NULL
POWER METER | NULL | MERLIN GERIN | NULL | NULL | NULL
POWER METER | NULL | MERLIN GERIN | NULL | NULL | NULL
FAN COIL UNIT - DUCTED | 73570 | TEMPERZONE | IMD550 | NA | 0
WALL MOUNTED SPLIT SYSTEM | 1753788938 | HITACHI | RAS80YHA4 | R410A | 2
TOILET EXHAUST FAN | 320254 | FANTECH | CHD404 | NULL | NULL
AIR FAN - EXHAUST | TBA | NULL | TBA | NULL | NULL
POWER METER | TBA | MERLIN GERIN | PM710 | NULL | NULL
POWER METER | TBA | MERLIN GERIN | PM710 | NULL | NULL
AIR FAN - EXHAUST | 320255 | FANTECH | CHD506 | NULL | NULL
SWITCHBOARD DISTRIBUTION | TBA | MERLIN GERIN | TBA | NULL | NULL
AIR FAN - EXHAUST | 320257 | FANTECH | CHD356 | NULL | NULL
AIR FAN - EXHAUST | TBA | FANTECH | TBA | NULL | NULL
SWITCHBOARD DISTRIBUTION | NULL | MERLIN GERIN | NULL | NULL | NULL
AIR FAN - EXHAUST | 320192 | FANTECH | RVE0808CP12B015 | NULL | NULL
POWER METER | NULL | MERLIN GERIN | NULL | NULL | NULL
AIR FAN - EXHAUST | 320192 | FANTECH | RVE0808CP12B015 | NULL | NULL
SWITCHBOARD DISTRIBUTION | NULL | MERLIN GERIN | NULL | NULL | NULL
SMOKE EXHAUST FAN | 342922 | FANTECH | RSS1006CA9F040 | NULL | NULL
SWITCHBOARD MECHANICAL | NULL | MERLIN GERIN | NULL | NULL | NULL
POWER METER | NULL | MERLIN GERIN | NULL | NULL | NULL
SMOKE EXHAUST FAN | TBA | FANTECH | RSS1006CA9F040 | NULL | NULL
SWITCHBOARD DISTRIBUTION | NULL | MERLIN GERIN | NULL | NULL | NULL
WALL MOUNTED SPLIT SYSTEM | 1753788934 | HITACHI | RAS80YHA4 | R410A | 2
SWITCHBOARD DISTRIBUTION | NULL | MERLIN GERIN | NULL | NULL | NULL
POWER METER | NULL | MERLIN GERIN | NULL | NULL | NULL
POWER METER | NULL | MERLIN GERIN | NULL | NULL | NULL
POWER METER | NULL | MERLIN GERIN | NULL | NULL | NULL
POWER METER | NULL | MERLIN GERIN | NULL | NULL | NULL
SWITCHBOARD MECHANICAL | NULL | MERLIN GERIN | NULL | NULL | NULL
DOMESTIC HOT WATER PUMP | TBA | NULL | TBA | NULL | NULL
INLINE MOTOR PUMP | M00511.3 | BKB GROUP | NBG180.65.169 | NULL | NULL
BOILING WATER UNIT | 2017060805020 | ZIP HYDROTAP | EB16 003 | NULL | NULL
VARIABLE SPEED DRIVE | 3084301443 | ABB | ACH550-01-045A-4+BO55 | NULL | NULL
VARIABLE SPEED DRIVE | 3082301192 | ABB | ACH550-01-045A-4+BO55 | NULL | NULL
VARIABLE SPEED DRIVE | 3084301338 | ABB | TBA | NULL | NULL
VARIABLE SPEED DRIVE | 3084301337 | ABB | ACH550-01-045A-4+BO55 | NULL | NULL
VARIABLE SPEED DRIVE | TBA | ABB | TBA | NULL | NULL
VARIABLE SPEED DRIVE | 3090300843 | ABB | ACH550-01-045A-4+BO55 | NULL | NULL
AIR COOLED SPLIT SYSTEM | E013627 | DAIKIN | FTXS50JVMA | R410A | 0
VARIABLE SPEED DRIVE | 3085200084 | ABB | ACH550-01-045A-4+BO55 | NULL | NULL
BOILING/CHILLED WATER UNIT | 2017051240001 | ZIP CHILLMASTER | 62053 | NULL | NULL
EYEWASH STATIONS | TBA | ENWARE | EEE120 | NULL | NULL
EYEWASH STATIONS | TBA | ENWARE | EEE120 | NULL | NULL
DUCTED SPLIT SYSTEM | E002254 | DAIKIN | RQ160KV4A | R410A | 3.7
DUCTED SPLIT SYSTEM | E002253 | DAIKIN | RQ160KV4A | R410A | 3.7
BOILING/CHILLED WATER UNIT | 2017051240004 | ZIP CHILLMASTER | 62053 | NULL | NULL
DUCTED SPLIT SYSTEM | 8068595 | DAIKIN | FDYQN160KAV1 | R410A | 3.8
BOILING/CHILLED WATER UNIT | 2017051240007 | ZIP CHILLMASTER | 62053 | NULL | NULL
DUCTED SPLIT SYSTEM | 8067579 | DAIKIN | FDYQN160KAV1 | R410A | 3.8
BOILING/CHILLED WATER UNIT |  | ZIP CHILLMASTER | 62053 | NULL | NULL
BOILING WATER UNIT | 2017060805021 | ZIP HYDROTAP | 303042 | NULL | NULL
BOILING/CHILLED WATER UNIT | 2017060805019 | ZIP HYDROTAP | 303042 | NULL | NULL
FAN COIL UNIT - DUCTED | 828563 | TEMPERZONE | IMD95-4-1 | CHILLED & HEATING WATER | 0
BOILING/CHILLED WATER UNIT | K09615639 | BILLI QUADRA | 904010 | NULL | NULL
BOILING/CHILLED WATER UNIT | 2015061975128 | ZIP HYDROTAP | BC 100/75 | NULL | NULL
DUCTED SPLIT SYSTEM | 2771 | MITSUBISHI | SEZ-KD35VAQ | R410A | 0
AIR HANDLING UNIT | LT0800013F2 00 | WALKER | CW140-6 | CHILLED WATER | 0
PACKAGE AC - WATER SOURCED | 302064 | TEMPERZONE | HWP 300C | R22 | 5
AIR HANDLING UNIT | LT0800013N1001 | WALKER | CW200-6 | CHILLED WATER | 0
DUCTED SPLIT SYSTEM | 856269 | TEMPERZONE | ISD 11KYX | R410A | 0
DUCTED SPLIT SYSTEM | 866408 | TEMPERZONE | ISD 11KYX | R410A | 0
AIR HANDLING UNIT | LT0800013X1 001 | WALKER | CW350-6 | CHILLED WATER | 0
UPS | B210016 | EMERSON | EDP90/600 | NULL | NULL
UPS | B210017 | EMERSON | EDP90/600 | NULL | NULL
AIR HANDLING UNIT | LT08 00013M1 001 | WALKER | CW240-6 | CHILLED WATER | 0
AIR HANDLING UNIT | LT08 00013M2 001 | WALKER | CW390 - S | CHILLED WATER | 0
SWITCHBOARD DISTRIBUTION | TBA | NULL | TBA | NULL | NULL
SWITCHBOARD DISTRIBUTION | TBA | CHADWICK ELECTRICAL | TBA | NULL | NULL
SWITCHBOARD DISTRIBUTION | TBA | CHADWICK ELECTRICAL | TBA | NULL | NULL
SWITCHBOARD DISTRIBUTION | TBA | NULL | TBA | NULL | NULL
COOLING TOWER | C4752 | AQUA COOL TOWER | CR65D | NULL | NULL
SWITCHBOARD MECHANICAL | TBA | NULL | TBA | NULL | NULL
SAFETY SHOWERS | N/A | NULL | TBA | NULL | NULL
DOMESTIC HW UNIT (GAS) | 17.10 136168 | RINNAI | REU VRM2626WG AK | NULL | NULL
DOMESTIC HW UNIT (GAS) | 17.08 121982 | RINNAI | REU VRM2626WG AK | NULL | NULL
PACKAGED AIR CONDITIONING UNIT | NA | MCQUAY | MRT 300 AR FXAH | R22 | 20
DUCTED SPLIT SYSTEM | 857396 | TEMPERZONE | OSA 116RKTGH | R410A | 4.45
DUCTED SPLIT SYSTEM | 640837 & 2005Y70212 | CARRIER | N552 & 38XA136913 | R22 | 3.2
DUCTED SPLIT SYSTEM | 857406 | TEMPERZONE | OSA 116RKTGH | R410A | 4.45
DUCTED SPLIT SYSTEM | 651495 & 65023 | CARRIER | SO11INR7AL & SO110H9A | R22 | 4
DUCTED SPLIT SYSTEM |  | CARRIER APAC |  | R22 | 5
GENERATOR | 30310257 | NULL | CUMMINS NTTA85502 | NULL | NULL
DUCTED SPLIT SYSTEM | 655013 & 650363 | CARRIER APAC | S0261HR7AA | R22 | 7
GENERATOR | 30123741 | NULL | CUMMINS NTTA85502 | NULL | NULL
PACKAGED AIR CONDITIONING UNIT | 113008 | TEMPERZONE | OPA1370RKTM01 | R410A | 21.4
DUCTED SPLIT SYSTEM |  | CARRIER APAC | SO161HR7AD | R22 | 10
BOILING/CHILLED WATER UNIT | 2017052203045 | ZIP HYDROTAP | G4 | NULL | NULL
BOILING/CHILLED WATER UNIT | 2017052203048 | ZIP HYDROTAP | G4 | NULL | NULL
PACKAGED AIR CONDITIONING UNIT | NA | MCQUAY | MRT200AR FXAF | R22 | 11.2
PACKAGED AIR CONDITIONING UNIT | 2048469400017 | MCQUAY | MRT200AR FXAF | R410A | 10
BOILING/CHILLED WATER UNIT | 2017111004007 | ZIP HYDROTAP | G4 | NULL | NULL
BOILING/CHILLED WATER UNIT | 2017060805022 | ZIP HYDROTAP | 303042 | NULL | NULL
PACKAGED AIR CONDITIONING UNIT | 117107 | TEMPERZONE | OPA550RKTB01 | R410A | 22
PACKAGED AIR CONDITIONING UNIT | NA | MCQUAY | MRT200AR FXAF | R22 | 11.2
PACKAGED AIR CONDITIONING UNIT | 97890 | TEMPERZONE | OPA 550RKTBH | R410A | 20
BOILING/CHILLED WATER UNIT | 2017051040027 | ZIP HYDROTAP | 62053 | NULL | NULL
BOILING/CHILLED WATER UNIT | 2016022375136 | ZIP HYDROTAP | G4 | NULL | NULL
SAFETY SHOWERS | TBA | ENWARE | TBA | NULL | NULL
BOILING/CHILLED WATER UNIT | 2017051040028 | ZIP HYDROTAP | 62053 | NULL | NULL
SWITCHBOARD MECHANICAL | TBA | NULL | TBA | NULL | NULL
SWITCHBOARD MECHANICAL | TBA | NULL | TBA | NULL | NULL
DX COMPRESSOR | GRO 79D19677 | COPELAND | 6RH1-3500-TSE | R407C | 0
DX COMPRESSOR | 81ER43508 | COPELAND | 6RH1-3500-TSE | R407C | 0
DX COMPRESSOR | GRC 79D 19685 | COPELAND | 6RH1-3500-TSE | R407C | 0
DX COMPRESSOR | NAMEPLATE PREVIOUSLY REMOVED | COPELAND | 6RH1-3500-TSE | R407C | 0
SWITCHBOARD MECHANICAL | TBA | NULL | TBA | NULL | NULL
AIR HANDLING UNIT | TBA | COPELAND | TBA | R407C | 0
COOLING TOWER | 1118 | MARLEY TEMCEL | TES300 | NULL | NULL
COOLING TOWER | 1118 | MARLEY TEMCEL | TES300 | NULL | NULL
CONDENSER WATER PUMP | H415318 C20 | GRUNDFOS | 132M-4-38FF265-G1 | NULL | NULL
CONDENSER WATER PUMP | 13050730442 | GRUNDFOS | AS132M1-4 | NULL | NULL
AIR FAN - EXHAUST | - | NULL | - | NULL | NULL
EXTRACTION SYSTEM - SMOKE | - | NULL | - | NULL | NULL
EXTRACTION SYSTEM - SMOKE | - | NULL | - | NULL | NULL
AIR FAN - EXHAUST | - | NULL | - | NULL | NULL
SWITCHBOARD MECHANICAL | TBA | NULL | TBA | NULL | NULL
PACKAGED AIR CONDITIONING UNIT | 102252 | TEMPERZONE | OPA 550RKTBH | R410A | 15
ELECTRIC DUCT HEATER | TBA | NULL | - | NULL | NULL
COOLING TOWER | 13J0372 | BALTIMORE | VXT 95 | NULL | NULL
CONDENSER WATER PUMP | TBA | WEG | TBA | NULL | NULL
AIR FAN - EXHAUST | - | NULL | - | NULL | NULL
VARIABLE SPEED DRIVE | 1173001231 | ABB | ACH550-01-015A-4+B055 | NULL | NULL
VARIABLE SPEED DRIVE | 3084900164 | ABB | ACH550-01-015A-4+B055 | NULL | NULL
VARIABLE SPEED DRIVE | 3164900324 | ABB | ACH550-01-023A-4+B055 | NULL | NULL
VARIABLE SPEED DRIVE | 3090700467 | ABB | ACH550-01-023A-4+B055 | NULL | NULL
VARIABLE SPEED DRIVE | SK047007 2/2 | EBARA | SDC-U250ASD | NULL | NULL
FAN COIL UNIT - DUCTED | TBA | PARAGON | TBA | CHILLED WATER | 0
VARIABLE SPEED DRIVE | SK047007 1/2 | EBARA | SDC-U250ASD | NULL | NULL
VARIABLE SPEED DRIVE | 3091300394 | ABB | ACH550-01-04A1-4+B055 | NULL | NULL
VARIABLE SPEED DRIVE | 3091300391 | ABB | ACH550-01-04A1-4+B055 | NULL | NULL
ELECTRIC DUCT HEATER | TBA | CUSTOM-BUILT | TBA | NULL | NULL
VARIABLE SPEED DRIVE | 3084701220 | ABB | ACH550-01-031A-4+B055 | NULL | NULL
VARIABLE SPEED DRIVE | 3164408961 | ABB | ACH550-01-038A-4+B055 | NULL | NULL
ELECTRIC DUCT HEATER | TBA | CUSTOM-BUILT | TBA | NULL | NULL
CONDENSER WATER PUMP | 827691 | KSB | 210416 | NULL | NULL
POWER METER | NULL | MERLIN GERIN | NULL | NULL | NULL
CONDENSER WATER PUMP | 835013 | KSB | 210416 | NULL | NULL
CHILLED WATER PUMP | 889791 | KSB | 210429 | NULL | NULL
POWER METER | NULL | MERLIN GERIN | NULL | NULL | NULL
VARIABLE SPEED DRIVE | 3083902072 | ABB | ACH550-01-031A-4+B055 | NULL | NULL
CHILLED WATER PUMP | 870391 | KSB | 210429 | NULL | NULL
POWER METER | NULL | MERLIN GERIN | NULL | NULL | NULL
VARIABLE SPEED DRIVE | 3084101057 | ABB | ACH550-01-03A3-4+B055 | NULL | NULL
VARIABLE SPEED DRIVE | 3084100367 | ABB | ACH550-01-03A3-4+B055 | NULL | NULL
HEATING HOT WATER PUMP | 856591 | KSB | 210408 | NULL | NULL
FAN COIL UNIT - DUCTED | 20135 | PARAGON | DBCC1500 | CHILLED WATER | 0
HEATING HOT WATER PUMP | 806591 | KSB | 210408 | NULL | NULL
AIR COOLED SPLIT SYSTEM | T005200 | FUJITSU | ART60UU | R410A | 0
INLINE MOTOR PUMP | H6089319 020 | KSB | AEMBUCO40020FMC20 | NULL | NULL
INLINE MOTOR PUMP | H6089319 021 | KSB | AEMBUCO40020FMC20 | NULL | NULL
DUCTED SPLIT SYSTEM | 48P00101 | MITSUBISHI | SUZKA35VAD | R410A | 1.05
AIR CURTAIN | 2Y1R | PANASONIC | FY-10ELP | NULL | NULL
AIR HANDLING UNIT | - | ABB | 2151-008875 | CHILLED WATER | 0
INLINE MOTOR PUMP | H608B044 003 | KSB | AEMBUCO40020FMC20 | NULL | NULL
INLINE MOTOR PUMP | H608B044 006 | KSB | AEMBUCO40020FMC20 | NULL | NULL
AIR CURTAIN | 2Y1R | PANASONIC | FY-10ELP | NULL | NULL
GENERATOR FUEL TANK - BULK | TBA | NULL | 5000 LITRES | NULL | NULL
INLINE MOTOR PUMP | 6137067010 | KSB | AEMBUC- DCC | NULL | NULL
INLINE MOTOR PUMP | H608BC44 | KSB | AEMBUC040015FM20 | NULL | NULL
FAN COIL UNIT - DUCTED | 210 | PARAGON | DBCC600 | CHILLED WATER | 0
AIR HANDLING UNIT | - | AIR DESIGN | 2150-008872 | CHILLED WATER | 0
INLINE MOTOR PUMP | P208B39301 | KSB | AEHBUCC20 | NULL | NULL
INLINE MOTOR PUMP | P208B393008 | KSB | AEHBUCC20 | NULL | NULL
SWITCHBOARD MECHANICAL | - | NULL | - | NULL | NULL
SWITCHBOARD MECHANICAL | 2BI | R.G.LADD | 50300502-05 | NULL | NULL
AIR FAN - RETURN | ? | ABB | ? | NULL | NULL
BMS | TBA | CUSTOM-BUILT | SE6104A | NULL | NULL
AIR FAN - EXHAUST | TBA | FANTECH | TBA | NULL | NULL
WALL MOUNTED SPLIT SYSTEM | 3003559 T | MITSUBISHI | MSZ-GE71VAD | R410A | 0
AIR FAN - EXHAUST | ? | FANTECH | ? | NULL | NULL
GENERATOR FUEL TANK - DAY | TBA | NULL | 500 LITRES | NULL | NULL
TOILET EXHAUST FAN | TBA | CUSTOM-BUILT | TBA | NULL | NULL
KITCHEN EXHAUST FAN | TBA | CUSTOM-BUILT | TBA | NULL | NULL
SWITCHBOARD DISTRIBUTION | TBA | CHADWICK ELECTRICAL | TBA | NULL | NULL
AIR FAN - EXHAUST | TBA | CUSTOM-BUILT | TBA | NULL | NULL
CASSETTE SPLIT SYSTEM | E000348 | DAIKIN | FCQ125KAVEA | R410A | 0
VARIABLE SPEED DRIVE | 3091102226 | ABB | ACH550-01-045A-4+B055 | NULL | NULL
SWITCHBOARD DISTRIBUTION | TBA | CONCEPT PLUS | TBA | NULL | NULL
AIR HANDLING UNIT | - | AIR DESIGN | 2151-008873 | CHILLED WATER | 0
VARIABLE SPEED DRIVE | TBA | ABB | ACH550-01-045A-4+B055 | NULL | NULL
SWITCHBOARD DISTRIBUTION | NULL | MERLIN GERIN | NULL | NULL | NULL
AIR HANDLING UNIT | - | AIR DESIGN | 2149-008871 | CHILLED WATER | 0
VARIABLE SPEED DRIVE | 3091102226 | ABB | ACH550-01-031A-4+B055 | NULL | NULL
SWITCHBOARD DISTRIBUTION | TBA | NULL | TBA | NULL | NULL
SWITCHBOARD MECHANICAL | - | NULL | - | NULL | NULL
VARIABLE SPEED DRIVE | 3084101058 | ABB | ACH550-01-03A3-4+B055 | NULL | NULL
SWITCHBOARD DISTRIBUTION | TBA | NULL | TBA | NULL | NULL
CASSETTE SPLIT SYSTEM | E007677 | DAIKIN | FCQ125KAVEA | R410A | 0
SWITCHBOARD DISTRIBUTION | NULL | MERLIN GERIN | NULL | NULL | NULL
POWER METER | NULL | MERLIN GERIN | NULL | NULL | NULL
AIR FAN - EXHAUST | - | FANTECH | ? | NULL | NULL
SWITCHBOARD DISTRIBUTION | TBA | NULL | TBA | NULL | NULL
POWER METER | NULL | MERLIN GERIN | NULL | NULL | NULL
AIR FAN - EXHAUST | 3080500710 | ABB | ACH550-01-05A4-4+B055 | NULL | NULL
SWITCHBOARD DISTRIBUTION | TBA | CONCEPT PLUS | TBA | NULL | NULL
POWER METER | NULL | MERLIN GERIN | NULL | NULL | NULL
CASSETTE SPLIT SYSTEM | E001777 | DAIKIN | FFQ50BV1B | R410A | 0
AIR FAN - OUTSIDE | - | FANTECH | AP0714A10/19 | NULL | NULL
SWITCHBOARD DISTRIBUTION | TBA | CONCEPT PLUS | TBA | NULL | NULL
SWITCHBOARD DISTRIBUTION | NULL | MERLIN GERIN | NULL | NULL | NULL
AIR FAN - RETURN | - | FANTECH | AP1406CP9/30 | NULL | NULL
SWITCHBOARD DISTRIBUTION | NULL | MERLIN GERIN | NULL | NULL | NULL
FIRE DAMPER | NA | NULL | TBA | NULL | NULL
CASSETTE SPLIT SYSTEM | A054030MK | MHI | FDT71VF | R410A | 0
PACKAGE AC - WATER SOURCED | TBA | TEMPERZONE | TBA | R22 | 3
AIR CURTAIN | N/A | NULL | N/A | NULL | NULL
WALL MOUNTED SPLIT SYSTEM | 6326901755 | PANASONIC | CU-5E34CBR | R410A | 3.4
FIRE DAMPER |  | BULLOCK |  | NULL | NULL
CASSETTE SPLIT SYSTEM | 171404069SF | MHI | FDC71VNX | R410A | 3
SWITCHBOARD MECHANICAL | NULL | MERLIN GERIN | NULL | NULL | NULL
FIRE DAMPER |  | NULL |  | NULL | NULL
WALL MOUNTED SPLIT SYSTEM | 3940125361 | PANASONIC | CS-RE24PKR | R410A | 1.7
FIRE DAMPER |  | NULL |  | NULL | NULL
PACKAGED AIR CONDITIONING UNIT | 2048469400026 | MCQUAY | MRT200AR-FXAF | R22 | 11.6
CRAC WATER COOLED | 10020852 | STULZ | ALU462GES | R410A | 6.2
CRAC WATER COOLED | 10017409 | STULZ | ALU462GES | R410A | 6.2
AIR FAN - EXHAUST | 5145512900 | FANTECH | VM-315L | NULL | NULL
AIR FAN - EXHAUST | 5145512900 | FANTECH | VM-315L | NULL | NULL
AIR FAN - EXHAUST | 5145512900 | FANTECH | VM-315L | NULL | NULL
AIR FAN - EXHAUST | 27010 | FANTECH | VM-315L | NULL | NULL
AIR FAN - EXHAUST | 201711 | FANTECH | VM-315L | NULL | NULL
AIR FAN - EXHAUST | 201712 | FANTECH | VM-315L | NULL | NULL
AIR FAN - EXHAUST | 7530005 | FANTECH | VM-315L | NULL | NULL
AIR FAN - EXHAUST | TBA | FANTECH | VM-315L | NULL | NULL
AIR FAN - EXHAUST | TBA | FANTECH | VM-315L | NULL | NULL
AIR FAN - EXHAUST | TBA | FANTECH | VM-315L | NULL | NULL
AIR FAN - EXHAUST | TBA | FANTECH | VM-315L | NULL | NULL
AIR FAN - EXHAUST | TBA | FANTECH | VM-315L | NULL | NULL
FIRE DAMPER |  | NULL |  | NULL | NULL
PACKAGED AIR CONDITIONING UNIT | NA | MCQUAY | MRT200AR-FXAF | R22 | 11.5
CASSETTE SPLIT SYSTEM | 6540404426 | PANASONIC | U-71PE1R5A | R410A | 2.35
POWER METER | NULL | MERLIN GERIN | NULL | NULL | NULL
FIRE DAMPER |  | NULL |  | NULL | NULL
PACKAGE AC - WATER SOURCED | 303029 | TEMPERZONE | HWP140C | R22 | 4
PACKAGED AIR CONDITIONING UNIT | 2048469400018 | MCQUAY | MRT200AR-FXAF | R22 | 11.6
WALL MOUNTED SPLIT SYSTEM | 6326901751 | PANASONIC | CU-5E34CBR | R410A | 3.4
PACKAGED AIR CONDITIONING UNIT | NA | MCQUAY | MRT200AR-FXAF | R22 | 11.2
PACKAGE AC - WATER SOURCED | 16/69 | ALCAIR | COWC18H | R22 | 4
SWITCHBOARD DISTRIBUTION | N/A | CONCEPT PLUS 2 | CONCEPT PLUS 2 | NULL | NULL
PACKAGED AIR CONDITIONING UNIT | 2048469400023 | MCQUAY | MRT200AR-FXAF | R22 | 11.2
CASSETTE SPLIT SYSTEM | 653O801320 | PANASONIC | U-100PE1R8A | R410A | 3.4
PACKAGED AIR CONDITIONING UNIT | NA | MCQUAY | MRT200AR-FXAF | R22 | 11.2
PACKAGE AC - WATER SOURCED | 304678 | TEMPERZONE | HWP210C | R22 | 4
SWITCHBOARD LIGHT/POWER | N/A | CONCEPT PLUS 2 | CONCEPT PLUS 2 | NULL | NULL
CASSETTE SPLIT SYSTEM | 6539801484 | PANASONIC | U-100PE1R8A | R410A | 3.4
FIRE DAMPER |  | NULL |  | NULL | NULL
FIRE DAMPER |  | NULL |  | NULL | NULL
CASSETTE SPLIT SYSTEM | 6540003106 | PANASONIC | U-140PE1R80 | R410A | 3.4
WALL MOUNTED SPLIT SYSTEM | E069430 | DAIKIN | RXS35LVMA | R410A | 1.2
CASSETTE SPLIT SYSTEM | 6539801479 | PANASONIC | U-100PE1R8A | R410A | 3.4
WALL MOUNTED SPLIT SYSTEM | 2048240200231 | MCQUAY | MLCO10CR ACRIA | R22 | 0.88
CASSETTE SPLIT SYSTEM | 6539801482 | PANASONIC | U-100PE1R8A | R410A | 3.4
DUCTED SPLIT SYSTEM | MEZ62231130 | LG | B55AWYU363 | R410A | 3.7
CASSETTE SPLIT SYSTEM | 6539801464 | PANASONIC | U-100PE1R8A | R410A | 3.4
SMOKE SPILL FAN | 2 | FANTECH | SS1406CA9H150 | NULL | NULL
CASSETTE SPLIT SYSTEM | 6539801352 | PANASONIC | U-100PE1R8A | R410A | 3.4
SMOKE SPILL FAN | 3 | FANTECH | SS1406CA9H150 | NULL | NULL
CASSETTE SPLIT SYSTEM | 6539801316 | PANASONIC | U-100PE1R8A | R410A | 3.4
TOILET EXHAUST FAN | 198193 | SIGREST DESIGN | YCJ315-4E | NULL | NULL
SWITCHBOARD DISTRIBUTION | TBA | MERLIN GERIN | TBA | NULL | NULL
VARIABLE SPEED DRIVE | 3081502651 | ABB | ACH550-01-023A-4+B055 | NULL | NULL
VARIABLE SPEED DRIVE | 3081502140 | ABB | ACH550-01-023A-4+B055 | NULL | NULL
POWER METER | TBA | MERLIN GERIN | PM710 | NULL | NULL
POWER METER | TBA | MERLIN GERIN | PM710 | NULL | NULL
POWER METER | NULL | MERLIN GERIN | NULL | NULL | NULL
VARIABLE SPEED DRIVE | 3080802225 | ABB | ACH550-01-012A-4+B055 | NULL | NULL
VARIABLE SPEED DRIVE | 3080700279 | ABB | ACH550-01-015A-4+B055 | NULL | NULL
POWER METER | NULL | MERLIN GERIN | NULL | NULL | NULL
VARIABLE SPEED DRIVE | 314110G184 | DANFOSS | 131B5663 | NULL | NULL
VARIABLE SPEED DRIVE | 437607A345 | DANFOSS | TBA | NULL | NULL
WALL MOUNTED SPLIT SYSTEM | 3002164 | MITSUBISHI | MUZ-GE60VAD | R410A | 1.5
CASSETTE SPLIT SYSTEM | E001878 | DAIKIN | RZQ125KAY1 | R410A | 4.2
SWITCHBOARD DISTRIBUTION | NULL | MERLIN GERIN | NULL | NULL | NULL
SWITCHBOARD MECHANICAL | - | NULL | - | NULL | NULL
VARIABLE SPEED DRIVE | 3081902301 | ABB | ACH550-01-023A-4+B055 | NULL | NULL
SWITCHBOARD LIGHT/POWER | TBA | CONCEPT PLUS 2 | CONCEPT PLUS | NULL | NULL
WALL MOUNTED SPLIT SYSTEM | 3003650 | MITSUBISHI | MUZ-GE60VAD | R410A | 1.5
CASSETTE SPLIT SYSTEM | E018735 | DAIKIN | RXS50JVMA | R410A | 1.5
VARIABLE SPEED DRIVE | 3081200092 | ABB | ACH550-01-023A-4+B055 | NULL | NULL
WALL MOUNTED SPLIT SYSTEM | 2009934 | MITSUBISHI | MUZ-GE35VA2 | R410A | 1.1
VARIABLE SPEED DRIVE | 3080700906 | ABB | ACH550-01-024A-4+B055 | NULL | NULL
WALL MOUNTED SPLIT SYSTEM | 3001224 | MITSUBISHI | MUZ-GE71VAD | R410A | 2
SWITCHBOARD DISTRIBUTION | NULL | MERLIN GERIN | NULL | NULL | NULL
SWITCHBOARD LIGHT/POWER | TBA | NULL | UNKNOWN | NULL | NULL
CHILLER - CENTRIFUGAL | ID5457 | POWER PAX | W0310-1A-2078170E4-1678185C4 | R134A | 123
VARIABLE SPEED DRIVE | TBA | ABB | ACH550-01-024A-4+B055 | NULL | NULL
POWER METER | NULL | MERLIN GERIN | NULL | NULL | NULL
CHILLER - SCREW | HH1074 | CARRIER | 30HXC155A | R134A | 111
SWITCHBOARD DISTRIBUTION | NULL | MERLIN GERIN | NULL | NULL | NULL
SWITCHBOARD DISTRIBUTION | TBA | CONCEPT PLUS 2 | 920841 | NULL | NULL
CASSETTE SPLIT SYSTEM | E000945 | DAIKIN | RZQ125LV1 | R410A | 4
CONDENSER WATER PUMP | 532-4767-A-C-1 | NULL | SW80-26 | NULL | NULL
SWITCHBOARD LIGHT/POWER | TBA | CONCEPT PLUS 2 | 920841 | NULL | NULL
BOILER - GAS ATMOSPHERIC | 3247 | AIRA | HH600-IN2E2 | NA | 0
SWITCHBOARD LIGHT/POWER | TBA | CONCEPT PLUS 2 | 920841 | NULL | NULL
AIR COOLED SPLIT SYSTEM | T005829 | FUJITSU | AOT60UMAYT | R410A | 4
BOILER - GAS ATMOSPHERIC | 3246 | AIRA | HH600-IN2E2 | NA | 0
CONDENSER WATER PUMP | 532-4767-C-A-2 | NULL | SW80-26 | NULL | NULL
CONDENSER WATER PUMP | T43-4767-C-A-3 | NULL | IS50-315 | NULL | NULL
SWITCHBOARD LIGHT/POWER | TBA | NULL | UNKNOWN | NULL | NULL
SWITCHBOARD MECHANICAL | NULL | MERLIN GERIN | NULL | NULL | NULL
COOLING TOWER | - | EBARA | SDC-U175ASD | NULL | NULL
CONDENSER WATER PUMP | T43-4767-C-A-4 | NULL | IS50-315 | NULL | NULL
COOLING TOWER | - | EBARA | SDC-U175ASD | NULL | NULL
POWER METER | NULL | MERLIN GERIN | NULL | NULL | NULL
SWITCHBOARD LIGHT/POWER | TBA | NULL | UNKNOWN | NULL | NULL
CHILLED WATER PUMP | 532-4767-1-A-1 | NULL | SW-80-26 | NULL | NULL
CHILLED WATER PUMP | 532-4767-L-A-2 | NULL | SW-80-26 | NULL | NULL
SWITCHBOARD DISTRIBUTION | TBA | CONCEPT PLUS 2 | CONCEPT PLUS 2 | NULL | NULL
HEATING HOT WATER PUMP | 2 | NULL | A96516977P10819 | NULL | NULL
HEATING HOT WATER PUMP | 3 | NULL | A96516977P10819 | NULL | NULL
AIR HANDLING UNIT | - | AIR DESIGN | 1746-007833 | CHILLED WATER | 0
WALL MOUNTED SPLIT SYSTEM | E085234 | DAIKIN | FTXS35LVMA | R410A | 1.2
SWITCHBOARD LIGHT/POWER | TBA | CONCEPT PLUS 2 | TBA | NULL | NULL
SWITCHBOARD LIGHT/POWER | TBA | CONCEPT PLUS 2 | TBA | NULL | NULL
SWITCHBOARD DISTRIBUTION |  | CONCEPT PLUS 2 |  | NULL | NULL
BOILER - GAS ATMOSPHERIC | 3246 | AIRA | HH600-IN2E2 | NULL | NULL
SWITCHBOARD LIGHT/POWER | TBA | CONCEPT PLUS 2 | TBA | NULL | NULL
AIR HANDLING UNIT | - | AIR DESIGN | 1746-007835 | CHILLED WATER | 0
AIR FAN - RETURN | - | NULL | - | NULL | NULL
VARIABLE SPEED DRIVE | 3081300481 | ABB | ACH550-01-038A-4+B055 | NULL | NULL
VARIABLE SPEED DRIVE | 3173704760 | ABB | ACH550-01-023A-4+B055 | NULL | NULL
VARIABLE SPEED DRIVE | 3081201158 | ABB | ACH550-01-031A-4+B055 | NULL | NULL
AIR FAN - OUTSIDE | 343300 | FANTECH | AP0634AP10B015 | NULL | NULL
DOSING POT (CLOSED LOOPS) | TBA | NULL | TBA | NULL | NULL
DOMESTIC WATER & FLUSHER TANKS | TBA | NULL | TBA | NULL | NULL
DOMESTIC WATER & FLUSHER TANKS | TBA | NULL | TBA | NULL | NULL
DOMESTIC WATER & FLUSHER TANKS | TBA | NULL | TBA | NULL | NULL
AIR FAN - EXHAUST | 565489 | FANTECH | CE224D | NULL | NULL
DUCTED SPLIT SYSTEM | 859042 | TEMPERZONE | OSA224RKTGH | R410A | 10.5
SMOKE EXHAUST FAN |  | NULL |  | NULL | NULL
AIR COOLED SPLIT SYSTEM | E033295 | DAIKIN | RXS60LVMA | R410A | 1.8
SMOKE EXHAUST FAN |  | NULL |  | NULL | NULL
DUCTED SPLIT SYSTEM | 859038 | TEMPERZONE | OSA224RKTGH | R410A | 10.5
SMOKE EXHAUST FAN |  | NULL |  | NULL | NULL
AIR FAN - EXHAUST | TBA | NULL | UNKNOWN | NULL | NULL
SMOKE EXHAUST FAN |  | NULL |  | NULL | NULL
AIR FAN - EXHAUST | TBA | NULL | UNKNOWN | NULL | NULL
AIR FAN - EXHAUST |  | NULL |  | NULL | NULL
AIR FAN - EXHAUST |  | NULL |  | NULL | NULL
AIR FAN - EXHAUST |  | FANTECH | RDE0806-6PTL-22 | NULL | NULL
BOILING/CHILLED WATER UNIT | 2017052403115 | ZIP HYDROTAP | G4 | NULL | NULL
TOILET EXHAUST FAN |  | NULL |  | NULL | NULL
AIR FAN - EXHAUST | 567438 | FANTECH | CE224D | NULL | NULL
AIR FAN - EXHAUST |  | NULL |  | NULL | NULL
AIR FAN - EXHAUST |  | NULL |  | NULL | NULL
AIR FAN - EXHAUST | 571197 | FANTECH | RDLE0806BP7/30 | NULL | NULL
AIR FAN - EXHAUST |  | NULL |  | NULL | NULL
AIR HANDLING UNIT |  | CUSTOM-BUILT |  | NULL | NULL
AIR HANDLING UNIT |  | CUSTOM-BUILT |  | NULL | NULL
DX COMPRESSOR |  | COPELAND | 4MK1-35XAWM/D-D | NULL | NULL
AIR FAN - EXHAUST | 571661 | FANTECH | UNKNOWN | NULL | NULL
AIR FAN - EXHAUST | TBA | NULL | UNKNOWN | NULL | NULL
DOMESTIC WATER & FLUSHER TANKS | TBA | NULL | TBA | NULL | NULL
EXTRACTION SYSTEM - SMOKE | 569424 | FANTECH | RSSL1006CA6/37 | NULL | NULL
EXTRACTION SYSTEM - SMOKE | 569424 | FANTECH | RSSL1006CA6/37 | NULL | NULL
VARIABLE SPEED DRIVE | TBA | NULL | SINAMICS | NULL | NULL
DX COMPRESSOR |  | COPELAND | 4MK1-35XAWM/D-D | NULL | NULL
VARIABLE SPEED DRIVE | XAHD02 002951 | NULL | PM230 | NULL | NULL
EXTRACTION SYSTEM - SMOKE | 569424 | FANTECH | RSSL1006CA6/37 | NULL | NULL
DX COMPRESSOR |  | COPELAND | 4MK1-35XAWM/D-D | NULL | NULL
AUTO REFILL UNIT - CLOSED LOOP | TBA | NULL | ARU2 303 | NULL | NULL
EXTRACTION SYSTEM - SMOKE | 569424 | FANTECH | RSSL1006CA6/37 | NULL | NULL
AUTO REFILL UNIT - CLOSED LOOP | TBA | NULL | ARU2 303 | NULL | NULL
AIR FAN - EXHAUST | 566417 | FANTECH | MRV2 | NULL | NULL
DX COMPRESSOR |  | COPELAND | 4MK1-35XAWM/D-D | NULL | NULL
DX CONDENSING UNIT |  | KIRBY | KIRBY NRC493VKPLC | NULL | NULL
DX CONDENSING UNIT |  | KIRBY | KIRBY NRC493VKPL | NULL | NULL
PACKAGED AIR CONDITIONING UNIT |  | APAC | APAC P054AHC9AB | NULL | NULL
FIRE DAMPER | TBA | NULL | TBA | NULL | NULL
VARIABLE SPEED DRIVE |  | NULL |  | NULL | NULL
VARIABLE SPEED DRIVE |  | NULL |  | NULL | NULL
FIRE DAMPER | TBA | NULL | TBA | NULL | NULL
SWITCHBOARD MECHANICAL |  | CUSTOM-BUILT |  | NULL | NULL
SWITCHBOARD MECHANICAL |  | CUSTOM-BUILT |  | NULL | NULL
FIRE DAMPER | TBA | NULL | TBA | NULL | NULL
FIRE DAMPER | TBA | NULL | TBA | NULL | NULL
SWITCHBOARD MECHANICAL |  | CUSTOM-BUILT |  | NULL | NULL
FIRE DAMPER | TBA | NULL | TBA | NULL | NULL
FIRE DAMPER | TBA | NULL | TBA | NULL | NULL
SWITCHBOARD MECHANICAL |  | CUSTOM-BUILT |  | NULL | NULL
FIRE DAMPER | TBA | NULL | TBA | NULL | NULL
FIRE DAMPER | TBA | NULL | TBA | NULL | NULL
ELECTRIC DUCT HEATER |  | NULL |  | NULL | NULL
ELECTRIC DUCT HEATER |  | NULL |  | NULL | NULL
ELECTRIC DUCT HEATER |  | NULL |  | NULL | NULL
ELECTRIC DUCT HEATER |  | NULL |  | NULL | NULL
FIRE DAMPER |  | NULL |  | NULL | NULL
DOSING POT (CLOSED LOOPS) | TBA | NULL | TBA | NULL | NULL
WALL MOUNTED SPLIT SYSTEM | E033487 | FUJITSU | ASTG30LFCC | R410A | 2.1
WALL MOUNTED SPLIT SYSTEM | E033494 | FUJITSU | ASTG30LFCC | R410A | 2.1
WALL MOUNTED SPLIT SYSTEM | E017301 | FUJITSU | ASTG34LFCC | R410A | 2.75
WALL MOUNTED SPLIT SYSTEM | TBA | FUJITSU | ASTG24KMCA | R32 | 1.3
WALL MOUNTED SPLIT SYSTEM | E033510 | FUJITSU | ASTG30LFCC | R410A | 2.1
WALL MOUNTED SPLIT SYSTEM | E057632 | FUJITSU | ASTG09LVCC | R410A | 2.8
WALL MOUNTED SPLIT SYSTEM | E057633 | FUJITSU | ASTG09LVCC | R410A | 2.8
WALL MOUNTED SPLIT SYSTEM | E038595 | FUJITSU | ASTG09LVCC | R410A | 2.8
WALL MOUNTED SPLIT SYSTEM | E038331 | FUJITSU | ASTG12LVCC | R410A | 2.8
WALL MOUNTED SPLIT SYSTEM | E174118 | FUJITSU | ASTG24KMCA | R32 | 1.27
WALL MOUNTED SPLIT SYSTEM | E033516 | FUJITSU | ASTG30LFCC | R410A | 2.1
WALL MOUNTED SPLIT SYSTEM | E110146 | FUJITSU | ASTG22LMCA | R32 | 1.3
AIR FAN - EXHAUST | TBA | AIRFLOW | TBA | NULL | NULL
AIR FAN - EXHAUST | TBA | AIRFLOW | TBA | NULL | NULL
AIR FAN - EXHAUST | TBA | AIRFLOW | TBA | NULL | NULL
AIR FAN - EXHAUST | TBA | AIRFLOW | TBA | NULL | NULL
AIR FAN - EXHAUST | TBA | AIRFLOW | TBA | NULL | NULL
AIR FAN - EXHAUST | TBA | AIRFLOW | TBA | NULL | NULL
AIR FAN - EXHAUST | TBA | AIRFLOW | TBA | NULL | NULL
AIR FAN - EXHAUST | TBA | AIRFLOW | TBA | NULL | NULL
AIR FAN - EXHAUST |  | AIRFLOW |  | NULL | NULL
WALL MOUNTED SPLIT SYSTEM | 7010171 | MITSUBISHI | MSZGL35VGD | R32 | 1
WALL MOUNTED SPLIT SYSTEM | 6002024 | MITSUBISHI | MSZGL50VGD | R32 | 1.2
AIR FAN - EXHAUST | N/A | FANTECH | RIL-150SW | NULL | NULL
SWITCHBOARD MECHANICAL | TBA | NULL | TBA | NULL | NULL
WALL MOUNTED SPLIT SYSTEM | 6002639 | MITSUBISHI | MSZGL60VGD | R32 | 1.3
DX CONDENSING UNIT |  | NULL |  | NULL | NULL
WALL MOUNTED SPLIT SYSTEM | 6005115 | MITSUBISHI | MSZGL50VGD | R32 | 1.3
DX CONDENSING UNIT |  | NULL |  | NULL | NULL
SWITCHBOARD DISTRIBUTION | NULL | MERLIN GERIN | NULL | NULL | NULL
DX COMPRESSOR |  | NULL |  | NULL | NULL
FIRE DAMPER | TBA | NULL | TBA | NULL | NULL
SWITCHBOARD DISTRIBUTION | NULL | MERLIN GERIN | NULL | NULL | NULL
POWER METER | NULL | MERLIN GERIN | NULL | NULL | NULL
POWER METER | NULL | MERLIN GERIN | NULL | NULL | NULL
POWER METER | NULL | MERLIN GERIN | NULL | NULL | NULL
POWER METER | NULL | MERLIN GERIN | NULL | NULL | NULL
DX COMPRESSOR |  | NULL |  | NULL | NULL
FIRE DAMPER | TBA | NULL | TBA | NULL | NULL
DX COMPRESSOR |  | NULL |  | NULL | NULL
DX COMPRESSOR |  | NULL |  | NULL | NULL
WALL MOUNTED SPLIT SYSTEM | 6011827 | MITSUBISHI | MSZGL71VGD | R32 | 1.5
SWITCHBOARD MECHANICAL | TBA | NULL | TBA | NULL | NULL
SWITCHBOARD MECHANICAL | NULL | MERLIN GERIN | NULL | NULL | NULL
WALL MOUNTED SPLIT SYSTEM | 6008775 | MITSUBISHI | MSZGL71VGD | R32 | 1.5
WALL MOUNTED SPLIT SYSTEM | 6011826 | MITSUBISHI | MSZGL71VGD | R32 | 1.5
POWER METER | NULL | MERLIN GERIN | NULL | NULL | NULL
WALL MOUNTED SPLIT SYSTEM | 6004734 | MITSUBISHI | MSZGL71VGD | R32 | 1
FIRE DAMPER | TBA | NULL | TBA | NULL | NULL
FIRE DAMPER | TBA | NULL | TBA | NULL | NULL
FIRE DAMPER | TBA | NULL | TBA | NULL | NULL
WALL MOUNTED SPLIT SYSTEM | 7000669 | MITSUBISHI | MSZGL42VGD | R32 | 1
FIRE DAMPER | TBA | NULL | TBA | NULL | NULL
FIRE DAMPER | TBA | NULL | TBA | NULL | NULL
FIRE DAMPER | TBA | NULL | TBA | NULL | NULL
WALL MOUNTED SPLIT SYSTEM | 6004743 | MITSUBISHI | MSZGL35VGD | R32 | 1
FAN COIL UNIT - DUCTED | TBA | PARAGON | TBA | CHILLED WATER | 0
CRAC WATER COOLED | 2.1013e+19 | LIEBERT | P2050DWS3SHS1241D000CZ000 | R407C | 5
FIRE DAMPER | TBA | NULL | TBA | NULL | NULL
FAN COIL UNIT - DUCTED | TBA | PARAGON | TBA | CHILLED WATER | 0
CRAC WATER COOLED | 2.1013e+19 | LIEBERT | P2050DWS3SHS1241D000CZ000 | R407C | 5
FAN COIL UNIT - DUCTED | TBA | PARAGON | TBA | CHILLED WATER | 0
FIRE DAMPER | TBA | NULL | TBA | NULL | NULL
UPS | 2.1012e+19 | LIEBERT | NXR 30 KVA | NULL | NULL
UPS | 2.1012e+19 | LIEBERT | NXR 30 KVA | NULL | NULL
SWITCHBOARD DISTRIBUTION |  | CHADWICK ELECTRICAL |  | NULL | NULL
SWITCHBOARD DISTRIBUTION |  | CHADWICK ELECTRICAL |  | NULL | NULL
SWITCHBOARD DISTRIBUTION |  | CHADWICK ELECTRICAL |  | NULL | NULL
SWITCHBOARD DISTRIBUTION | NULL | CHADWICK ELECTRICAL | NULL | NULL | NULL
ELECTRIC DUCT HEATER |  | EMAIL |  | NULL | NULL
AIR FAN - EXHAUST |  | FANTECH | EN20 | NULL | NULL
ELECTRIC DUCT HEATER |  | EMAIL |  | NULL | NULL
ELECTRIC DUCT HEATER |  | EMAIL |  | NULL | NULL
ELECTRIC DUCT HEATER |  | EMAIL |  | NULL | NULL
WALL MOUNTED SPLIT SYSTEM | TBA | MITSUBISHI | MSZGL71VGD | R32 | 1.5
FIRE DAMPER |  | NULL |  | NULL | NULL
SWITCHBOARD MECHANICAL |  | EMERSON |  | NULL | NULL
BOILING/CHILLED WATER UNIT | 2009122230040 | ZIP HYDROTAP | BC 150/175 | NULL | NULL
BOILING/CHILLED WATER UNIT | 6102601751 | ZIP HYDROTAP | BC 100/125 | NULL | NULL
DUCTED SPLIT SYSTEM | 8077998 | DAIKIN | FDYQN140LBV1 | R410A | 0
DRINKING FOUNTAINS (REFRIG) | TBA | NULL | TBA | NULL | NULL
VARIABLE SPEED DRIVE |  | ABB |  | NULL | NULL
AIR FAN - OUTSIDE | 01B32749 | S&P | TD800/200 | NULL | NULL
BOILING/CHILLED WATER UNIT | 2017052403092 | ZIP HYDROTAP | G4 | NULL | NULL
DUCTED SPLIT SYSTEM | E002573 | DAIKIN | RZQ250LY1 | R410A | 9.3
DUCTED SPLIT SYSTEM | E002113 | DAIKIN | RXQ250LY1 | R410A | 9.3
DUCTED SPLIT SYSTEM | E002576 | DAIKIN | RXQ250LY1 | R410A | 9.3
FILTER - WATER | TBA | NULL | TBA | NULL | NULL
DUCTED SPLIT SYSTEM | E002574 | DAIKIN | RXQ250LY1 | R410A | 9.3
DRINKING FOUNTAINS (REFRIG) | 2017051040024 | ZIP HYDROTAP | 62053 | NULL | NULL
SAFETY SHOWERS | TBA | NULL | TBA | NULL | NULL
EYEWASH STATIONS | TBA | NULL | TBA | NULL | NULL
DUCTED SPLIT SYSTEM | TBA | DAIKIN | TBA | R410A | 0
DUCTED SPLIT SYSTEM | TBA | DAIKIN | TBA | R410A | 0
DUCTED SPLIT SYSTEM | TBA | DAIKIN | TBA | R410A | 0
DUCTED SPLIT SYSTEM | TBA | DAIKIN | TBA | R410A | 0
AIR COOLED SPLIT SYSTEM | E032338 | DAIKIN | FTXS60LVMA | R410A | 0
SMOKE EXHAUST FAN |  | NULL |  | NULL | NULL
SWITCHBOARD DISTRIBUTION | NULL | MERLIN GERIN | NULL | NULL | NULL
POWER METER | NULL | MERLIN GERIN | NULL | NULL | NULL
POWER METER | NULL | MERLIN GERIN | NULL | NULL | NULL
DUCTED SPLIT SYSTEM | 21M00204 | MITSUBISHI | PEA-RP125EAQ | R410A | 0
DUCTED SPLIT SYSTEM | 22M00219 | MITSUBISHI | PEAD-RP71JAA | R410A | 0
SWITCHBOARD DISTRIBUTION | 25711/0412 | MODULEX | TBA | NULL | NULL
VARIABLE SPEED DRIVE | 029310G148 | DANFOSS | 131B5663 | NULL | NULL
VARIABLE SPEED DRIVE | NA | DANFOSS | 131B5663 | NULL | NULL
VARIABLE AIR VOLUME UNITS | A | NULL | A | NULL | NULL
VARIABLE AIR VOLUME UNITS | TBA | NULL | A | NULL | NULL
VARIABLE SPEED DRIVE | 03640G338 | DANFOSS | 131B5663 | NULL | NULL
VARIABLE AIR VOLUME UNITS | TBA | NULL | A | NULL | NULL
VARIABLE SPEED DRIVE | 642907A486 | DANFOSS | 131B5663 | NULL | NULL
VARIABLE AIR VOLUME UNITS | TBA | NULL | A | NULL | NULL
VARIABLE AIR VOLUME UNITS | TBA | NULL | A | NULL | NULL
BOILING/CHILLED WATER UNIT | 2017052203049 | ZIP HYDROTAP | G4 | NULL | NULL
VARIABLE AIR VOLUME UNITS | TBA | NULL | A | NULL | NULL
VARIABLE AIR VOLUME UNITS | TBA | NULL | A | NULL | NULL
VARIABLE SPEED DRIVE | 011310G428 | DANFOSS | 131B4061 | NULL | NULL
VARIABLE AIR VOLUME UNITS | TBA | NULL | A | NULL | NULL
VARIABLE SPEED DRIVE | 046909G408 | DANFOSS | 131B4061 | NULL | NULL
VARIABLE AIR VOLUME UNITS | TBA | NULL | A | NULL | NULL
VARIABLE AIR VOLUME UNITS | TBA | NULL | A | NULL | NULL
VARIABLE SPEED DRIVE | 042810G378 | DANFOSS | 131B5663 | NULL | NULL
VARIABLE AIR VOLUME UNITS | TBA | NULL | A | NULL | NULL
VARIABLE SPEED DRIVE | 043110G378 | DANFOSS | 131B5663 | NULL | NULL
VARIABLE AIR VOLUME UNITS | TBA | NULL | A | NULL | NULL
VARIABLE SPEED DRIVE | 043010G378 | DANFOSS | 131B5663 | NULL | NULL
VARIABLE AIR VOLUME UNITS | TBA | NULL | A | NULL | NULL
VARIABLE AIR VOLUME UNITS | TBA | NULL | A | NULL | NULL
VARIABLE SPEED DRIVE | 043310G378 | DANFOSS | 131B5663 | NULL | NULL
DOMESTIC WATER & FLUSHER TANKS | TBA | NULL | TBA | NULL | NULL
VARIABLE AIR VOLUME UNITS | TBA | NULL | A | NULL | NULL
SMOKE EXHAUST FAN |  | NULL |  | NULL | NULL
SWITCHBOARD MECHANICAL | NULL | AVTEL | NULL | NULL | NULL
AIR FAN - EXHAUST |  | NULL |  | NULL | NULL
SWITCHBOARD MECHANICAL | NULL | NULL | NULL | NULL | NULL
AIR FAN - EXHAUST |  | NULL |  | NULL | NULL
TOILET EXHAUST FAN |  | NULL |  | NULL | NULL
DRINKING FOUNTAINS (REFRIG) | 2017051040025 | NULL | EMBCF140 | NULL | NULL
AIR FAN - EXHAUST |  | NULL |  | NULL | NULL
VARIABLE AIR VOLUME UNITS | TBA | NULL | A | NULL | NULL
AIR FAN - EXHAUST |  | NULL |  | NULL | NULL
AIR FAN - EXHAUST |  | NULL |  | NULL | NULL
AIR HANDLING UNIT |  | NULL |  | NULL | NULL
AIR HANDLING UNIT |  | NULL |  | NULL | NULL
BOILER - GAS FIRED |  | RAYPAK |  | NULL | NULL
VARIABLE AIR VOLUME UNITS | TBA | NULL | A | NULL | NULL
HEATING HOT WATER PUMP |  | NULL |  | NULL | NULL
AIR FAN - EXHAUST |  | HISON | RH700-6AX | NULL | NULL
VARIABLE AIR VOLUME UNITS | TBA | NULL | A | NULL | NULL
AIR FAN - EXHAUST |  | FANS DIRECT | CEA-250-4 | NULL | NULL
DX COMPRESSOR |  | NULL |  | NULL | NULL
VARIABLE AIR VOLUME UNITS | TBA | NULL | A | NULL | NULL
EXPANSION TANK (CLOSED LOOPS) | TBA | DURAFLEX | TBA | NULL | NULL
DX COMPRESSOR |  | NULL |  | NULL | NULL
VARIABLE AIR VOLUME UNITS | TBA | NULL | A | NULL | NULL
HEATING HOT WATER PUMP | TBA | GRUNDFOS | TBA | NULL | NULL
DX COMPRESSOR |  | NULL |  | NULL | NULL
DX COMPRESSOR |  | NULL |  | R407C | 0
ELECTRIC DUCT HEATER |  | NULL | PSN300U | NULL | NULL
VARIABLE AIR VOLUME UNITS | TBA | NULL | A | NULL | NULL
BOILER - GAS ATMOSPHERIC | TBA | MERIDIAN | TBA | NULL | NULL
VARIABLE AIR VOLUME UNITS | TBA | NULL | A | NULL | NULL
VARIABLE AIR VOLUME UNITS | TBA | NULL | A | NULL | NULL
VARIABLE AIR VOLUME UNITS | TBA | NULL | A | NULL | NULL
VARIABLE AIR VOLUME UNITS | TBA | NULL | A | NULL | NULL
AIR HANDLING UNIT | SN NOT LISTED ON LABEL. | COLAIR | ASH3500 | CHILLED & HEATING WATER | 0
VARIABLE AIR VOLUME UNITS | TBA | NULL | A | NULL | NULL
VARIABLE AIR VOLUME UNITS | TBA | NULL | A | NULL | NULL
VARIABLE AIR VOLUME UNITS | TBA | NULL | A | NULL | NULL
VARIABLE AIR VOLUME UNITS | TBA | NULL | A | NULL | NULL
VARIABLE AIR VOLUME UNITS | TBA | NULL | A | NULL | NULL
VARIABLE AIR VOLUME UNITS | TBA | NULL | A | NULL | NULL
VARIABLE AIR VOLUME UNITS | TBA | NULL | A | NULL | NULL
FIRE DAMPER |  | UNKNOWN | FIRE DAMPERS 1 -8 | NULL | NULL
FIRE DAMPER |  | UNKNOWN | FIRE DAMPERS 1 -8 | NULL | NULL
VARIABLE AIR VOLUME UNITS | TBA | NULL | A | NULL | NULL
VARIABLE AIR VOLUME UNITS | TBA | NULL | A | NULL | NULL
AIR FAN - EXHAUST |  | UNKNOWN |  | NULL | NULL
VARIABLE AIR VOLUME UNITS | TBA | NULL | A | NULL | NULL
VARIABLE AIR VOLUME UNITS | TBA | NULL | E | NULL | NULL
VARIABLE AIR VOLUME UNITS | TBA | NULL | E | NULL | NULL
VARIABLE AIR VOLUME UNITS | TBA | NULL | E | NULL | NULL
VARIABLE AIR VOLUME UNITS | TBA | NULL | E | NULL | NULL
VARIABLE AIR VOLUME UNITS | TBA | NULL | E | NULL | NULL
VARIABLE AIR VOLUME UNITS | TBA | NULL | E | NULL | NULL
VARIABLE AIR VOLUME UNITS | TBA | NULL | E | NULL | NULL
VARIABLE AIR VOLUME UNITS | TBA | NULL | E | NULL | NULL
VARIABLE AIR VOLUME UNITS | TBA | NULL | E | NULL | NULL
VARIABLE AIR VOLUME UNITS | TBA | NULL | E | NULL | NULL
VARIABLE AIR VOLUME UNITS | TBA | NULL | E | NULL | NULL
VARIABLE AIR VOLUME UNITS | TBA | NULL | E | NULL | NULL
VARIABLE AIR VOLUME UNITS | TBA | NULL | E | NULL | NULL
VARIABLE AIR VOLUME UNITS | TBA | NULL | E | NULL | NULL
VARIABLE AIR VOLUME UNITS | TBA | NULL | E | NULL | NULL
VARIABLE AIR VOLUME UNITS | TBA | NULL | E | NULL | NULL
VARIABLE AIR VOLUME UNITS | TBA | NULL | E | NULL | NULL
VARIABLE AIR VOLUME UNITS | TBA | NULL | E | NULL | NULL
VARIABLE AIR VOLUME UNITS | TBA | NULL | E | NULL | NULL
VARIABLE AIR VOLUME UNITS | TBA | NULL | E | NULL | NULL
VARIABLE AIR VOLUME UNITS | TBA | NULL | E | NULL | NULL
VARIABLE AIR VOLUME UNITS | TBA | NULL | E | NULL | NULL
VARIABLE AIR VOLUME UNITS | TBA | NULL | E | NULL | NULL
VARIABLE AIR VOLUME UNITS | TBA | NULL | E | NULL | NULL
PACKAGE AC - WATER SOURCED | 3822 | DIAMOND | WH015CO LPOL | R407C | 2
PACKAGE AC - WATER SOURCED | 3811 | DIAMOND | WH015CO | R407C | 2
PACKAGE AC - WATER SOURCED | 1131A | DIAMOND | WH015CO RFOL | R407C | 0
PACKAGE AC - WATER SOURCED | 3825 | DIAMOND | WH015CO LFOL | R407C | 2
AIR FAN - EXHAUST | 357839 | FANTECH | SCD 504 | NULL | NULL
VARIABLE SPEED DRIVE | NA | ABB | COVERED LABEL | NULL | NULL
AIR FAN - OUTSIDE | 01G31856 | S&P | TD-500/150-160 | NULL | NULL
AIR FAN - OUTSIDE | TBA | S&P | TD 1300 | NULL | NULL
DX CONDENSING UNIT |  | BUFFALO |  | NULL | NULL
DX CONDENSING UNIT |  | BUFFALO |  | NULL | NULL
DUCTED SPLIT SYSTEM |  | NULL |  | NULL | NULL
DUCTED SPLIT SYSTEM |  | NULL |  | NULL | NULL
SWITCHBOARD MECHANICAL |  | NULL |  | NULL | NULL
SWITCHBOARD MECHANICAL |  | NULL |  | NULL | NULL
ELECTRIC DUCT HEATER |  | NULL |  | NULL | NULL
VRF DUCTED SPLIT | 62W08091 | MITSUBISHI | PEFY-P25OVMHS-E | R410A | 0
ELECTRIC DUCT HEATER |  | NULL |  | NULL | NULL
ELECTRIC DUCT HEATER |  | NULL |  | NULL | NULL
RAIN WATER HARVESTING SYS | NA | DAVEY | NA | NULL | NULL
SAFETY SHOWERS | TBA | NULL | TBA | NULL | NULL
SAFETY SHOWERS | TBA | NULL | TBA | NULL | NULL
VRF MULTI HEAD OUTDOOR UNIT | 67W00701 | MITSUBISHI | PURY-P350YLM-A | R410A | 10.3
VRF MULTI HEAD OUTDOOR UNIT | 62W01124 | MITSUBISHI | PURY-P300YLM-A | R410A | 10.3
SAFETY SHOWERS | TBA | NULL | TBA | NULL | NULL
VRF MULTI HEAD OUTDOOR UNIT | 67W00709 | MITSUBISHI | PURY-P350YLM-A | R410A | 10.3
SAFETY SHOWERS | TBA | NULL | TBA | NULL | NULL
VRF MULTI HEAD OUTDOOR UNIT | 62W01126 | MITSUBISHI | PURY-P300YLM-A | R410A | 10.3
CONDENSER UNIT | 6YU03713 | MITSUBISHI | PUHZ-RP71VHA5 | R410A | 3.5
BOILING/CHILLED WATER UNIT | 2017051003125 | ZIP HYDROTAP | BCHA 160/125 | NULL | NULL
BOILING/CHILLED WATER UNIT | 2017051003127 | ZIP HYDROTAP | BCHA 160/125 | NULL | NULL
SWITCHBOARD LIGHT/POWER | TBA | CONCEPT PLUS 2 | TBA | NULL | NULL
BOILING/CHILLED WATER UNIT | 2017051003126 | ZIP HYDROTAP | BCHA 160/125 | NULL | NULL
RAIN WATER HARVESTING SYS | NA | DAVEY | NA | NULL | NULL
SWITCHBOARD DISTRIBUTION | TBA | CONCEPT PLUS 2 | TBA | NULL | NULL
SWITCHBOARD LIGHT/POWER | TBA | CONCEPT PLUS 2 | TBA | NULL | NULL
SWITCHBOARD LIGHT/POWER | TBA | CONCEPT PLUS 2 | TBA | NULL | NULL
SWITCHBOARD MECHANICAL | TBA | CUSTOM-BUILT | TBA | NULL | NULL
SWITCHBOARD LIGHT/POWER | TBA | CONCEPT PLUS 2 | TBA | NULL | NULL
SWITCHBOARD MECHANICAL | TBA | CUSTOM-BUILT | TBA | NULL | NULL
SWITCHBOARD LIGHT/POWER | TBA | NULL | TBA | NULL | NULL
AIR FAN - EXHAUST | 290366 | CUSTOM-BUILT | FA0103-11 | NULL | NULL
BMS | NA | NULL | NA | NULL | NULL
SWITCHBOARD LIGHT/POWER | TBA | NULL | TBA | NULL | NULL
SWITCHBOARD DISTRIBUTION | NULL | MERLIN GERIN | NULL | NULL | NULL
RADIATOR | 0665CE3IU | CELMEC | UF5 | NULL | NULL
SWITCHBOARD DISTRIBUTION | TBA | CONCEPT PLUS 2 | TBA | NULL | NULL
POWER METER | NULL | MERLIN GERIN | NULL | NULL | NULL
RADIATOR | NA | CELMEC | UF5 | NULL | NULL
SWITCHBOARD LIGHT/POWER | TBA | CONCEPT PLUS 2 | TBA | NULL | NULL
POWER METER | NULL | MERLIN GERIN | NULL | NULL | NULL
DUCTED SPLIT SYSTEM | TBA | APAC | TBA | OTHER | 0
SWITCHBOARD LIGHT/POWER | TBA | CONCEPT PLUS 2 | TBA | NULL | NULL
SWITCHBOARD DISTRIBUTION | NULL | MERLIN GERIN | NULL | NULL | NULL
POWER METER | NULL | MERLIN GERIN | NULL | NULL | NULL
SWITCHBOARD MECHANICAL | TBA | R.G.LADD | TBA | NULL | NULL
SWITCHBOARD MECHANICAL | TBA | R.G.LADD | TBA | NULL | NULL
SWITCHBOARD MECHANICAL | TBA | R.G.LADD | TBA | NULL | NULL
SWITCHBOARD MECHANICAL | TBA | R.G.LADD | TBA | NULL | NULL
SWITCHBOARD MECHANICAL | TBA | R.G.LADD | TBA | NULL | NULL
SWITCHBOARD DISTRIBUTION | NULL | MERLIN GERIN | NULL | NULL | NULL
PACKAGE AC - WATER SOURCED | 3694W67456 | APAC | APAC S85 WC /BV | R22 | 14
PACKAGE AC - WATER SOURCED |  | APAC |  | R22 | 14
SMOKE EXHAUST FAN | 6 | FANTECH | D160L | NULL | NULL
DUCTED SPLIT SYSTEM | 854295 | APAC | S018IHR7BN | R407C | 0
RADIATOR | NA | CELMEC | UF5 | NULL | NULL
SWITCHBOARD MECHANICAL | TBA | R.G.LADD | TBA | NULL | NULL
SWITCHBOARD MECHANICAL | TBA | R.G.LADD | TBA | NULL | NULL
RAIN WATER HARVESTING SYS | NA | NULL | NA | NULL | NULL
AIR FAN - EXHAUST |  | FANS DIRECT | CWS 250-4E | NULL | NULL
AIR FAN - SUPPLY |  | FANS DIRECT | VARO 150/6 | NULL | NULL
VRF DUCTED SPLIT | 62W08508 | MITSUBISHI | PEFY-P200VMHS-E | R410A | 0
ELECTRIC DUCT HEATER |  | STOKES |  | NULL | NULL
ELECTRIC DUCT HEATER |  | STOKES |  | NULL | NULL
ELECTRIC DUCT HEATER |  | STOKES |  | NULL | NULL
RAIN WATER HARVESTING SYS | NA | NULL | NA | NULL | NULL
AIR FAN - OUTSIDE | 01G32208 | S&P | TD-500/150-160 | NULL | NULL
AIR FAN - EXHAUST | TBA | S&P | TD 2000 | NULL | NULL
ELECTRIC DUCT HEATER |  | NULL |  | NULL | NULL
ELECTRIC DUCT HEATER |  | NULL |  | NULL | NULL
ELECTRIC DUCT HEATER |  | NULL |  | NULL | NULL
ELECTRIC DUCT HEATER |  | NULL |  | NULL | NULL
ELECTRIC DUCT HEATER |  | NULL |  | NULL | NULL
ELECTRIC DUCT HEATER |  | NULL |  | NULL | NULL
SWITCHBOARD DISTRIBUTION | NULL | MERLIN GERIN | NULL | NULL | NULL
POWER METER | NULL | MERLIN GERIN | NULL | NULL | NULL
POWER METER | NULL | MERLIN GERIN | NULL | NULL | NULL
SWITCHBOARD DISTRIBUTION | TBA | CONCEPT PLUS 2 | TBA | NULL | NULL
SWITCHBOARD LIGHT/POWER | TBA | CONCEPT PLUS 2 | TBA | NULL | NULL
SWITCHBOARD LIGHT/POWER | TBA | CONCEPT PLUS 2 | TBA | NULL | NULL
SWITCHBOARD LIGHT/POWER | TBA | NULL | TBA | NULL | NULL
POWER METER | NULL | MERLIN GERIN | NULL | NULL | NULL
POWER METER | NULL | MERLIN GERIN | NULL | NULL | NULL
SWITCHBOARD MECHANICAL | TBA | R.G.LADD | TBA | NULL | NULL
SWITCHBOARD MECHANICAL | TBA | R.G.LADD | TBA | NULL | NULL
FAN COIL UNIT - DUCTED | E000352 | DAIKIN | FXMQ32PVE | R410A | 0
FAN COIL UNIT - DUCTED | E000115 | DAIKIN | FXMQ32PVE | R410A | 0
PACKAGE AC - WATER SOURCED | 684761 | TEMPERZONE | HWP 35RSKV | R410A | 0
PACKAGE AC - WATER SOURCED |  | TEMPERZONE | HWP 98RKS | R410A | 1
PACKAGE AC - WATER SOURCED | 904178 | TEMPERZONE | HWP 36RKS | R410A | 0.6
PACKAGE AC - WATER SOURCED | 904981 | TEMPERZONE | HWP 36RKS | R410A | 0.6
PACKAGE AC - WATER SOURCED | 904179 | TEMPERZONE | HWP 36RKS | R410A | 0.6
DUCTED SPLIT SYSTEM | A005242 | DAIKIN | RXS100HVMA | R410A | 2.8
ELECTRIC DUCT HEATER | 34890 | THERMAL ELECTRIC CO | EF06S400WAPW | NULL | NULL
WALL MOUNTED SPLIT SYSTEM | E004906 | DAIKIN | RTS100HVMA | R410A | 0
ADIABATIC/DRY COOLER | MM338/387 PP00131888 | MULLER | SH08-3C165 | NULL | NULL
ADIABATIC/DRY COOLER | MM338/387 PP00131887 | MULLER | SSH08-3C16S | NULL | NULL
ADIABATIC/DRY COOLER | MM338/387 PP00131888 | MULLER | SSH08-3C16S | NULL | NULL
ADIABATIC/DRY COOLER | MM338/387 0000131890 | MULLER | SSH08-3C16S | NULL | NULL
SWITCHBOARD DISTRIBUTION | NULL | MERLIN GERIN | NULL | NULL | NULL
SWITCHBOARD DISTRIBUTION | NULL | MERLIN GERIN | NULL | NULL | NULL
POWER METER | NULL | MERLIN GERIN | NULL | NULL | NULL
SWITCHBOARD DISTRIBUTION | NULL | MERLIN GERIN | NULL | NULL | NULL
SWITCHBOARD MECHANICAL | NULL | MERLIN GERIN | NULL | NULL | NULL
POWER METER | NULL | MERLIN GERIN | NULL | NULL | NULL
SWITCHBOARD DISTRIBUTION | NULL | MERLIN GERIN | NULL | NULL | NULL
SWITCHBOARD DISTRIBUTION | NULL | MERLIN GERIN | NULL | NULL | NULL
POWER METER | NULL | MERLIN GERIN | NULL | NULL | NULL
POWER METER | TBA | MERLIN GERIN | PM710 | NULL | NULL
CASSETTE SPLIT SYSTEM | TBA | LG | LT-D3660EA | R22 | 2.65
CHILLER - CENTRIFUGAL | 12P601494 | CARRIER | 30GX-092-A0241-HEE | R134A | 103
CHILLED WATER PUMP | 340312520 | GRUNDFOS | MM3112M-4-28FF215-E2 | NULL | NULL
CHILLED WATER PUMP | 340312520 | GRUNDFOS | MM3112M-4-28FF215-E2 | NULL | NULL
KITCHEN EXHAUST FAN | 4369 | FANTECH | 30LL5WS1 | NULL | NULL
TOILET EXHAUST FAN | 510583 | FANTECH | CE224D | NULL | NULL
PACKAGE AC - WATER SOURCED | NA | PARAGON | NA | CHILLED WATER | 0
VARIABLE SPEED DRIVE | G0619003 | ZENER | NMS-3R7 | NULL | NULL
AIR FAN - SUPPLY | 303529 83 | FANTECH | MMD454/4 | NULL | NULL
AIR FAN - RETURN | 290414 | FANTECH | AP0634AP10B015/180 | NULL | NULL
VARIABLE SPEED DRIVE | G0545014 | ZENER | MSC-3R3 | NULL | NULL
SWITCHBOARD MECHANICAL | NA | NULL | NA | NULL | NULL
POWER METER | NULL | MERLIN GERIN | NULL | NULL | NULL
POWER METER | NULL | MERLIN GERIN | NULL | NULL | NULL
SWITCHBOARD MECHANICAL |  | MERLIN GERIN |  | NULL | NULL
POWER METER | TBA | MERLIN GERIN | PM710 | NULL | NULL
BMS |  | HONEYWELL |  | NULL | NULL
SWITCHBOARD MECHANICAL |  | CUSTOM-BUILT |  | NULL | NULL
SWITCHBOARD MECHANICAL |  | CUSTOM-BUILT |  | NULL | NULL
AIR FAN - EXHAUST |  | NULL |  | NULL | NULL
AIR FAN - EXHAUST | TBA | AIRFLOW | TBA | NULL | NULL
DOMESTIC HW UNIT (GAS) | 6164487 | EVERHOT | 622360NO | NULL | NULL
BOILER - STEAM | VWTO 30616 786 | SIMONS BOILER | ECS300VWT | NULL | NULL
VARIABLE SPEED DRIVE | TBA | DANFOSS | TBA | NULL | NULL
VARIABLE SPEED DRIVE | TBA | NULL | TBA | NULL | NULL
BOILER - GAS ATMOSPHERIC | 801132 | NULL | SEQCON | NULL | NULL
DOMESTIC HW UNIT (GAS) | 6227050 | EVERHOT | 622260NO | NULL | NULL
DOMESTIC HW UNIT (GAS) | 6227045 | EVERHOT | 622260NO | NULL | NULL
SAFETY SHOWERS | TBA | NULL | TBA | NULL | NULL
BOILING WATER UNIT | 2017060805006 | ZIP HYDROTAP | 303042 | NULL | NULL
VARIABLE SPEED DRIVE | 224207A107 | DANFOSS | 131NO196 | NULL | NULL
VARIABLE SPEED DRIVE | 232207A237 | DANFOSS | 131NO196 | NULL | NULL
TEMPERING VALVE | NULL | NULL | TBA | NULL | NULL
THERMOSTATIC MIXING VALVES |  | ENWARE | aqua blend 1000 | NULL | NULL
SAFETY SHOWERS | TBA | ENWARE | TBA | NULL | NULL
DOMESTIC HW UNIT (ELECTRIC) | V110070369 | EVERHOT | 291025V7 | NULL | NULL
DOMESTIC HW UNIT (ELECTRIC) | TBA | EVERHOT | TBA | NULL | NULL
CHILLED WATER PUMP | M30263 2 | BKB GROUP | TBA | NULL | NULL
FAN COIL UNIT - DUCTED | TBA | DAIKIN | FXMQ32PVE | R410A | 0
AIR FAN - OUTSIDE | 01G31863 | S&P | TD-500/150-160 | NULL | NULL
VRF DUCTED SPLIT | 61W13118 | MITSUBISHI | PEFY-P140VMHS-E | R410A | 0
VRF DUCTED SPLIT | 62W12025 | MITSUBISHI | PEFY-P125VMHS-E | R410A | 0
CONDENSER UNIT | NA | TECUMSEH | NA | R404A | 10
SWITCHBOARD DISTRIBUTION | NULL | MERLIN GERIN | NULL | NULL | NULL
CONDENSER UNIT | 524204306E2006 | TECUMSEH | 4262630222 | R404A | 5
POWER METER | NULL | MERLIN GERIN | NULL | NULL | NULL
POWER METER | NULL | MERLIN GERIN | NULL | NULL | NULL
CONDENSER UNIT | 575500817G2006 | TECUMSEH | 4525430222 | R404A | 10
CONDENSER UNIT | 5236 | TECUMSEH | 4262630222 | R404A | 5
CONDENSER UNIT | 439902611A2006 | TECUMSEH | 4269430222 | R404A | 10
CONDENSER UNIT | 523501105E2006 | TECUMSEH | 4269330222 | R404A | 5
VARIABLE AIR VOLUME UNITS | TBA | NULL | E | NULL | NULL
VARIABLE AIR VOLUME UNITS | TBA | NULL | E | NULL | NULL
CHILLED WATER STORAGE TANK | M76683-16174 | CUSTOM-BUILT | CHILL TANK 800 | NULL | NULL
VARIABLE AIR VOLUME UNITS | TBA | NULL | E | NULL | NULL
VARIABLE AIR VOLUME UNITS | TBA | NULL | E | NULL | NULL
VARIABLE AIR VOLUME UNITS | TBA | NULL | E | NULL | NULL
VARIABLE AIR VOLUME UNITS | TBA | NULL | E | NULL | NULL
VARIABLE AIR VOLUME UNITS | TBA | NULL | E | NULL | NULL
CRAC UNIT | 526656-0506-02 | KIRBY | LSF25-S-K | R404A | 5
VARIABLE AIR VOLUME UNITS | TBA | NULL | E | NULL | NULL
VARIABLE AIR VOLUME UNITS | TBA | NULL | E | NULL | NULL
VARIABLE AIR VOLUME UNITS | TBA | NULL | E | NULL | NULL
DUCTED SPLIT SYSTEM | E002679 | DAIKIN | RZQ180LY1 | R410A | 8.3
VARIABLE AIR VOLUME UNITS | TBA | NULL | E | NULL | NULL
VARIABLE AIR VOLUME UNITS | TBA | NULL | E | NULL | NULL
SWITCHBOARD DISTRIBUTION | NULL | MERLIN GERIN | NULL | NULL | NULL
VARIABLE AIR VOLUME UNITS | TBA | NULL | E | NULL | NULL
POWER METER | NULL | MERLIN GERIN | NULL | NULL | NULL
VARIABLE AIR VOLUME UNITS | TBA | NULL | E | NULL | NULL
VARIABLE AIR VOLUME UNITS | TBA | NULL | E | NULL | NULL
POWER METER | NULL | MERLIN GERIN | NULL | NULL | NULL
SWITCHBOARD DISTRIBUTION | NULL | MERLIN GERIN | NULL | NULL | NULL
DUCTED SPLIT SYSTEM | 7116041 | DAIKIN | FDYQN180LBV1 | R410A | 0
VRF DUCTED SPLIT | 62W08509 | MITSUBISHI | PEFY-P200VMHS-E | R410A | 0
UNDER CEILING SPLIT SYSTEM | TBA | DAIKIN | RZQS125AV1 | R410A | 3.5
POWER METER | NULL | MERLIN GERIN | NULL | NULL | NULL
ROOM AIR CONDITIONING UNIT | TBA | KELVINATOR | TBA | R134A | 1.5
SWITCHBOARD DISTRIBUTION | NULL | MERLIN GERIN | NULL | NULL | NULL
DUCTED SPLIT SYSTEM | TBA | MITSUBISHI | FDUA125VF | R410A | 4.5
BMS | TBA | ALERTON | BCM-ETH | NULL | NULL
SWITCHBOARD MECHANICAL | NULL | MERLIN GERIN | NULL | NULL | NULL
POWER METER | NULL | MERLIN GERIN | NULL | NULL | NULL
CRAC UNIT | 526647-0506-04 | KIRBY | LSF25-S-K | R404A | 5
CRAC UNIT | 526656-0506-01 | KIRBY | LSF25-S-K | R404A | 5
DIGITAL CONTROLS | TBA | ALERTON | VLC-1188 | NULL | NULL
VARIABLE AIR VOLUME UNITS | TBA | NULL | E | NULL | NULL
BOILER - GAS FIRED | 2260 | HUNT | TNAR 232 | NA | 0
PACKAGED AIR CONDITIONING UNIT |  | TEMPERZONE |  | R410A | 0
AUTO REFILL UNIT - CLOSED LOOP | 6695 | AUTOHEAT | ARU-CAL 61 | NULL | NULL
EXPANSION TANK (CLOSED LOOPS) | 39 | ZILMET | 130-CAL-PRO | NULL | NULL
VARIABLE AIR VOLUME UNITS | TBA | NULL | E | NULL | NULL
VARIABLE AIR VOLUME UNITS | TBA | NULL | E | NULL | NULL
VARIABLE AIR VOLUME UNITS | TBA | NULL | E | NULL | NULL
WALL MOUNTED SPLIT SYSTEM | E025814 | DAIKIN | FTZS35EVMA | R410A | 0
VARIABLE AIR VOLUME UNITS | TBA | NULL | E | NULL | NULL
VARIABLE AIR VOLUME UNITS | TBA | NULL | E | NULL | NULL
DOSING POT (CLOSED LOOPS) | 108 00150 | CUSTOM-BUILT | HYDRO 428 | NULL | NULL
DOSING POT (CLOSED LOOPS) | AS1210CLASS3 | NULL | P5379 | NULL | NULL
CRAC UNIT | 525758-0406-01 | LIEBERT | 218FA-100 | R407C | 0
EXPANSION TANK (CLOSED LOOPS) | NA | NULL | NA | NULL | NULL
AUTO REFILL UNIT - CLOSED LOOP | 6652 | AUTOHEAT | ARU2CAL61 | NULL | NULL
AIR HANDLING UNIT | NA | PARAGON | NA | CHILLED WATER | 0
VARIABLE AIR VOLUME UNITS | TBA | NULL | E | NULL | NULL
FIRE DAMPER |  | UNKNOWN |  | NULL | NULL
AIR HANDLING UNIT | 10548 | PARAGON | DSAH600 | CHILLED WATER | 0
VARIABLE AIR VOLUME UNITS | TBA | NULL | E | NULL | NULL
AIR FAN - EXHAUST |  | FANTECH |  | NULL | NULL
TOILET EXHAUST FAN |  | FANTECH |  | NULL | NULL
VARIABLE AIR VOLUME UNITS | TBA | NULL | E | NULL | NULL
VARIABLE AIR VOLUME UNITS | TBA | NULL | E | NULL | NULL
HEATING HOT WATER PUMP | 050D48 | GRUNDFOS | MMG100LA-4-28FF215-E2 | NULL | NULL
HEATING HOT WATER PUMP | 50034 | GRUNDFOS | MMG100LA-4-28FF215-E2 | NULL | NULL
VARIABLE AIR VOLUME UNITS | TBA | NULL | E | NULL | NULL
AIR COMPRESSOR | 59872 | BITZER | 630-016C | NULL | NULL
VARIABLE AIR VOLUME UNITS | TBA | NULL | E | NULL | NULL
VARIABLE AIR VOLUME UNITS | TBA | NULL | E | NULL | NULL
VARIABLE SPEED DRIVE | G0622025 | ZENER | MSC-3R11 | NULL | NULL
AIR COMPRESSOR | 59871 | BITZER | B30-0166 | NULL | NULL
VARIABLE AIR VOLUME UNITS | TBA | NULL | E | NULL | NULL
VARIABLE AIR VOLUME UNITS | TBA | NULL | E | NULL | NULL
DUCTED SPLIT SYSTEM | E004059 | DAIKIN | \ RZQS160AY1 | R410A | 4.6
SWITCHBOARD MECHANICAL | NULL | MERLIN GERIN | NULL | NULL | NULL
POWER METER | TBA | MERLIN GERIN | PM710 | NULL | NULL
DUCTED SPLIT SYSTEM | E004076 | DAIKIN | RZQS160AY1 | R410A | 4.6
SWITCHBOARD DISTRIBUTION | NULL | MERLIN GERIN | NULL | NULL | NULL
POWER METER | NULL | MERLIN GERIN | NULL | NULL | NULL
POWER METER | NULL | MERLIN GERIN | NULL | NULL | NULL
SWITCHBOARD MECHANICAL | TBA | CHADWICK ELECTRICAL | TBA | NULL | NULL
CASSETTE SPLIT SYSTEM |  | HITACHI | INSTALL BY OTHERS | R410A | 4.6
CASSETTE SPLIT SYSTEM |  | HITACHI | INSTALLED BY OTHERS N | R410A | 4.6
AIR FAN - EXHAUST |  | UNKNOWN |  | NULL | NULL
SWITCHBOARD DISTRIBUTION | NULL | MERLIN GERIN | NULL | NULL | NULL
SMOKE SPILL FAN | 394740 | FANTECH |  | NULL | NULL
POWER METER | NULL | MERLIN GERIN | NULL | NULL | NULL
FAN COIL UNIT - DUCTED | TBA | TEMPERZONE | IMD 60 3/1 | R410A | 0.7
FAN COIL UNIT - DUCTED |  | TEMPERZONE | IMD 60 3/1 | R410A | 1
FAN COIL UNIT - DUCTED | TBA | TEMPERZONE | IMD 60 3/1 | R410A | 1
FAN COIL UNIT - DUCTED | TBA | TEMPERZONE | IMD 60 3/1 | R410A | 1
FAN COIL UNIT - DUCTED | TBA | TEMPERZONE | IMD 60 3/1 | R410A | 1
POWER METER | NULL | MERLIN GERIN | NULL | NULL | NULL
SWITCHBOARD DISTRIBUTION | TBA | CONCEPT PLUS 2 | TBA | NULL | NULL
SMOKE SPILL FAN | 394740 | FANTECH |  | NULL | NULL
SWITCHBOARD LIGHT/POWER | TBA | CONCEPT PLUS 2 | TBA | NULL | NULL
POWER METER | NULL | MERLIN GERIN | NULL | NULL | NULL
SWITCHBOARD LIGHT/POWER | TBA | CONCEPT PLUS 2 | TBA | NULL | NULL
SWITCHBOARD MECHANICAL |  | UNKNOWN |  | NULL | NULL
SWITCHBOARD DISTRIBUTION | NULL | MERLIN GERIN | NULL | NULL | NULL
AIR FAN - EXHAUST |  | UNKNOWN |  | NULL | NULL
SWITCHBOARD LIGHT/POWER | TBA | NULL | TBA | NULL | NULL
SWITCHBOARD DISTRIBUTION | NULL | MERLIN GERIN | NULL | NULL | NULL
AIR COMPRESSOR |  | BITZER |  | NULL | NULL
CONDENSER UNIT |  | UNKNOWN |  | OTHER | 0
DOMESTIC HW UNIT (GAS) | 5823226 | RHEEM | 621275N0 | NULL | NULL
AIR HANDLING UNIT |  | UNKNOWN |  | NA | 0
AIR COMPRESSOR | 59870 | BITZER | 830-0160 | NULL | NULL
SWITCHBOARD DISTRIBUTION | NULL | MERLIN GERIN | NULL | NULL | NULL
DOMESTIC HW UNIT (GAS) | 2854319 | RHEEM | 621275N0 | NULL | NULL
SWITCHBOARD DISTRIBUTION | NULL | MERLIN GERIN | NULL | NULL | NULL
POWER METER | NULL | MERLIN GERIN | NULL | NULL | NULL
POWER METER | NULL | MERLIN GERIN | NULL | NULL | NULL
POWER METER | NULL | MERLIN GERIN | NULL | NULL | NULL
POWER METER | NULL | MERLIN GERIN | NULL | NULL | NULL
AIR FAN - EXHAUST | 39473 | FANTECH |  | NULL | NULL
SWITCHBOARD MECHANICAL | TBA | MERLIN GERIN | TBA | NULL | NULL
VARIABLE SPEED DRIVE | 3R00716 | ZENER | MSC-3R7 | NULL | NULL
POWER METER | TBA | MERLIN GERIN | PM710 | NULL | NULL
SWITCHBOARD DISTRIBUTION | NULL | MERLIN GERIN | NULL | NULL | NULL
POWER METER | NULL | MERLIN GERIN | NULL | NULL | NULL
POWER METER | NULL | MERLIN GERIN | NULL | NULL | NULL
AIR HANDLING UNIT |  | UNKNOWN |  | NA | 0
SWITCHBOARD MECHANICAL |  | UNKNOWN |  | NULL | NULL
STAND ALONE CONTROLS - ELEC |  | UNKNOWN |  | NULL | NULL
FIRE DAMPER |  | UNKNOWN |  | NULL | NULL
AIR HANDLING UNIT |  | UNKNOWN |  | NA | 0
PACKAGED AIR CONDITIONING UNIT | I046RBE066484 | APAC | S046IHR9BE | R407C | 0
SWITCHBOARD MECHANICAL |  | UNKNOWN |  | NULL | NULL
AIR FAN - EXHAUST |  | UNKNOWN |  | NULL | NULL
CHILLER - SCREW | G11B00554 | TARNE | RTWD110E3AO2C | R134A | 110
CHILLER - WATER COOLED | 72475121 | POWER PAX | TT300A80H61STPACE | R134A | 0
SWITCHBOARD MECHANICAL |  | NULL |  | NULL | NULL
VARIABLE SPEED DRIVE | 118415G131 | DANFOSS | TBA | NULL | NULL
VARIABLE SPEED DRIVE | 100815G470 | DANFOSS | TBA | NULL | NULL
VARIABLE SPEED DRIVE | 220910G342 | DANFOSS | TBA | NULL | NULL
CHILLED WATER PUMP | 2005/0092 | AJAX | 210423 | NULL | NULL
CONDENSER WATER PUMP | 3021049 | WILO | NL65/250-44 | NULL | NULL
CONDENSER WATER PUMP | R40-3589-C | BAKER | SW-65-32 | NULL | NULL
CHILLED WATER PUMP | R40-3589-L1 | BAKER | SW-65-32 | NULL | NULL
PACKAGED AIR CONDITIONING UNIT | 811601 | TEMPERZONE | OPA370RKTB | R410A | 5.8
KITCHEN EXHAUST FAN | NOT VISIBLE | FANTECH | NOT VISIBLE | NULL | NULL
WALL MOUNTED SPLIT SYSTEM | E002161 | DAIKIN | RXS80KAVMA | R410A | 2.3
PACKAGED AIR CONDITIONING UNIT | K000321 | DAIKIN | UAYQ150CY1A | R410A | 14.4
TOILET EXHAUST FAN | TBA | FANTECH | MV254 | NULL | NULL
PACKAGED AIR CONDITIONING UNIT | 98499 | TEMPERZONE | OPA960RKTBH | R410A | 0
PACKAGED AIR CONDITIONING UNIT | 98495 | TEMPERZONE | OPA960RKTBH | R410A | 0
TOILET EXHAUST FAN | AS ABOVE | FANTECH | NOT VISIBLE | NULL | NULL
PACKAGED AIR CONDITIONING UNIT | 741451 | TEMPERZONE | OPA333RKTH | R410A | 0
0 - NOT SET | NONE | AIR DESIGN | RV5 | NULL | NULL
0 - NOT SET | NONE | AIR DESIGN | RV5 | NULL | NULL
KITCHEN EXHAUST FAN | NOT VISIBLE | NULL | NOT VISIBLE | NULL | NULL
KITCHEN EXHAUST FAN | N/A | AIR DESIGN | WORN LABEL | NULL | NULL
CHILLED WATER PUMP |  | MONARCH |  | NULL | NULL
CHILLED WATER PUMP |  | UNKNOWN |  | NULL | NULL
AIR HANDLING UNIT |  | UNKNOWN |  | NULL | NULL
FIRE DAMPER |  | UNKNOWN |  | NULL | NULL
PACKAGED AIR CONDITIONING UNIT | 6685 | DIAMOND | RTO50RC RPOH | R407C | 0
KITCHEN EXHAUST FAN | N/A | NULL | NO LABEL | NULL | NULL
AIR FAN - EXHAUST |  | NULL |  | NULL | NULL
AIR FAN - EXHAUST |  | NULL |  | NULL | NULL
AIR FAN - EXHAUST |  | FANTECH |  | NULL | NULL
DUCTED SPLIT SYSTEM | 799301912 | PANASONIC | CU B43DBE8 | R410A | 3.1
PACKAGED AIR CONDITIONING UNIT | 692875 | TEMPERZONE | OPA178RKT | R410A | 0
AIR HANDLING UNIT |  | YORK |  | NULL | NULL
AIR FAN - EXHAUST | 597648 | AIR DESIGN | CE354S | NULL | NULL
AIR FAN - EXHAUST | 6303854 | AIR DESIGN | GUE314D | NULL | NULL
DOMESTIC HW UNIT (GAS) | 2854324 | RHEEM | 621275NO | NULL | NULL
DOMESTIC HW UNIT (GAS) | 5710197 | RHEEM | 621275NO | NULL | NULL
AIR FAN - RETURN | 290424 | FANTECH | AP0804GP6B040/210 | NULL | NULL
DUCTED SPLIT SYSTEM |  | TEMPERZONE | OSA920R / ISD920Q | OTHER | 0
DUCTED SPLIT SYSTEM |  | YORK | MHH12P / MOH12 | NULL | NULL
SMOKE EXHAUST FAN | 1KE2836 | FANTECH | RSS1006CA12H055 | NULL | NULL
SMOKE EXHAUST FAN | 1KE2835 | FANTECH | RSS1006CA12H055 | NULL | NULL
TOILET EXHAUST FAN |  | FANTECH | AP0404AP10/14 | NULL | NULL
AIR FAN - EXHAUST |  | FANTECH | AP040AP10/10 | NULL | NULL
AIR FAN - EXHAUST |  | FANTECH | MT356 | NULL | NULL
AIR FAN - EXHAUST | 74650 | FANTECH | AP0404AP5B003 | NULL | NULL
AIR FAN - OUTSIDE | Q0197113 | FANTECH | AP0564GP6B011 | NULL | NULL
ELECTRIC DUCT HEATER |  | STOKES | 2311-W | NULL | NULL
ELECTRIC DUCT HEATER |  | STOKES | 4174-W | NULL | NULL
AIR FAN - OUTSIDE | TBA | S&P | TD-500/150-160 | NULL | NULL
ELECTRIC DUCT HEATER |  | STOKES | 2311-W | NULL | NULL
VRF DUCTED SPLIT | 64W807716 | MITSUBISHI | PEFY-P63VMHS-E | R410A | 0
STAND ALONE CONTROLS - ELEC |  | HONEYWELL |  | NULL | NULL
WALL MOUNTED SPLIT SYSTEM | NA | DAIKIN | NA | NA | 0
ELECTRIC DUCT HEATER |  | GRIMWOOD | PSS350U(3) PSS350U(6) | NULL | NULL
ELECTRIC DUCT HEATER |  | GRIMWOOD | PP350U(3) PSS350U(6) | NULL | NULL
ELECTRIC DUCT HEATER |  | GRIMWOOD | PP350U(3) PSS350U(6) | NULL | NULL
ELECTRIC DUCT HEATER |  | GRIMWOOD | 2 X PPS150U | NULL | NULL
ELECTRIC DUCT HEATER |  | GRIMWOOD | 3 X PPS200U | NULL | NULL
ELECTRIC DUCT HEATER |  | GRIMWOOD | 2 X PPS150U | NULL | NULL
SWITCHBOARD MECHANICAL |  | UNKNOWN |  | NULL | NULL
SMOKE EXHAUST FAN |  | FANTECH | RSS1006GA6HD40 | NULL | NULL
SMOKE EXHAUST FAN |  | FANTECH | RSS1006GA6HD40 | NULL | NULL
SMOKE EXHAUST FAN |  | FANTECH | RSS1006GA6HD40 | NULL | NULL
FIRE DAMPER |  | UNKNOWN | 1DBVA | NULL | NULL
SWITCHBOARD DISTRIBUTION | NULL | MERLIN GERIN | NULL | NULL | NULL
SMOKE EXHAUST FAN |  | FANTECH | RSS1006GA6HD40 | NULL | NULL
AIR FAN - EXHAUST |  | FANTECH | RDE0808GP6/16 | NULL | NULL
AIR FAN - EXHAUST |  | FANTECH | RDE0808GP6/16 | NULL | NULL
POWER METER | NULL | MERLIN GERIN | NULL | NULL | NULL
AIR FAN - EXHAUST |  | FANTECH | RDE0808GP6/16 | NULL | NULL
AIR FAN - EXHAUST |  | FANTECH | RDE0808GP6/16 | NULL | NULL
POWER METER | NULL | MERLIN GERIN | NULL | NULL | NULL
SWITCHBOARD MECHANICAL | NA | NULL | NA | NULL | NULL
ELECTRIC DUCT HEATER |  | UNKNOWN | PSS175W | NULL | NULL
AIR FAN - EXHAUST |  | FANTECH |  | NULL | NULL
ELECTRIC DUCT HEATER |  | UNKNOWN | PSS300T | NULL | NULL
AIR FAN - EXHAUST |  | FANTECH | RP354 | NULL | NULL
AIR FAN - EXHAUST |  | FANTECH | RP252 | NULL | NULL
CIRCULATING PUMP | NOT VISIBLE | GRUNDFOS | 97903649 P1 1731 | NULL | NULL
AIR FAN - EXHAUST |  | FANTECH | CD506V | NULL | NULL
SWITCHBOARD DISTRIBUTION |  | MERLIN GERIN |  | NULL | NULL
AIR FAN - EXHAUST |  | FANTECH |  | NULL | NULL
CRAC UNIT | 525758-0406-03 | LIEBERT | 218FA-100 | R407C | 7
CRAC UNIT | 525758-0406-02 | LIEBERT | 218FA-100 | R407C | 7
SWITCHBOARD MAIN | TBA | MERLIN GERIN | TBA | NULL | NULL
ELECTRIC DUCT HEATER |  | UNKNOWN | PSS350W | NULL | NULL
DOMESTIC HW UNIT (ELECTRIC) | 5923594 | RHEEM | 492315R8 | NULL | NULL
POWER METER | TBA | MERLIN GERIN | PM710 | NULL | NULL
AIR FAN - SUPPLY |  | FANS DIRECT | DFC450-4D | NULL | NULL
VARIABLE SPEED DRIVE |  | DANFOSS |  | NULL | NULL
ELECTRIC DUCT HEATER | NULL | UNKNOWN | PPS175W | NULL | NULL
FUME EXTRACTION SYSTEM | 1701 109 | TECHTOP | TAI 90L 4 | NULL | NULL
VARIABLE SPEED DRIVE |  | DANFOSS |  | NULL | NULL
DIGITAL CONTROLS |  | HONEYWELL | XL500 | NULL | NULL
ELECTRIC DUCT HEATER | NULL | UNKNOWN | PPS075W | NULL | NULL
FUME EXTRACTION SYSTEM | 1702 109 1261 | NULL | TAI 90L 4 | NULL | NULL
DIGITAL CONTROLS |  | SIEMENS |  | NULL | NULL
ELECTRIC DUCT HEATER | NULL | UNKNOWN | PPS150U | NULL | NULL
FUME EXTRACTION SYSTEM | 1011180152 | NULL | TBA | NULL | NULL
SWITCHBOARD MECHANICAL | TBA | CUSTOM-BUILT | TBA | NULL | NULL
REHEAT COIL | NA | NULL | NA | NULL | NULL
AIR FAN - OUTSIDE | TBA | FANTECH | MV202S | NULL | NULL
FUME EXTRACTION SYSTEM | 1702 109 1245 | TECHTOP | TAI90L-4 | NULL | NULL
DIGITAL CONTROLS | NULL | HONEYWELL | NULL | NULL | NULL
DEFIBRILLATOR | 58935005005 | NULL | FRED EASY | NULL | NULL
DIGITAL CONTROLS | NULL | UNKNOWN | NULL | NULL | NULL
FIRE DAMPER | NULL | BULLOCK | NULL | NULL | NULL
TOILET EXHAUST FAN | TBA | FANTECH | ALP1-TC | NULL | NULL
SWITCHBOARD DISTRIBUTION | NULL | MERLIN GERIN | NULL | NULL | NULL
PACKAGED AIR CONDITIONING UNIT | 882214 | TEMPERZONE | OPA294RKTBH | R410A | 5
EXHAUST FAN CANOPY | 169347 | FANS DIRECT | DFC280 4E | NULL | NULL
POWER METER | NULL | MERLIN GERIN | NULL | NULL | NULL
KITCHEN EXHAUST FAN | TBA | AIR DESIGN | APO564GA6BO11 | NULL | NULL
AIR FAN - EXHAUST |  | FANS DIRECT | DFC 280-4E | NULL | NULL
VARIABLE SPEED DRIVE |  | DANFOSS |  | NULL | NULL
VARIABLE SPEED DRIVE |  | DANFOSS |  | NULL | NULL
KITCHEN EXHAUST FAN | 597572 | AIR DESIGN | CHD636 | NULL | NULL
POWER METER | NULL | MERLIN GERIN | NULL | NULL | NULL
AIR COMPRESSOR |  | BITZER | 44G 60.2-R | NULL | NULL
SMOKE EXHAUST FAN |  | ZIEHL-EBM | LE1400/6/8/23 | NULL | NULL
SMOKE EXHAUST FAN | TBA | NULL | LE1400 | NULL | NULL
SMOKE EXHAUST FAN |  | ZIEHL-EBM | LE1400/6/8/23 | NULL | NULL
SMOKE EXHAUST FAN |  | ZIEHL-EBM | LE1400/6/8/23 | NULL | NULL
AIR COMPRESSOR |  | BITZER |  | NULL | NULL
KITCHEN EXHAUST FAN | 585285 | FANTECH | CHD314 | NULL | NULL
AIR COMPRESSOR |  | BITZER | 44G 60.2-R | NULL | NULL
AIR COMPRESSOR |  | BITZER | 44G 60.2-R | NULL | NULL
SMOKE EXHAUST FAN |  | ZIEHL-EBM | LE1400/6/8/23 | NULL | NULL
SWITCHBOARD DISTRIBUTION |  | CONCEPT PLUS 2 |  | NULL | NULL
DIGITAL CONTROLS |  | TRANE |  | NULL | NULL
DIGITAL CONTROLS |  | OTHER |  | NULL | NULL
SWITCHBOARD LIGHT/POWER | TBA | CONCEPT PLUS 2 | TBA | NULL | NULL
ELECTRIC DUCT HEATER |  | GRIMWOOD |  | NULL | NULL
SMOKE EXHAUST FAN | TBA | NULL | LE1400 | NULL | NULL
SWITCHBOARD LIGHT/POWER | TBA | CONCEPT PLUS 2 | TBA | NULL | NULL
ELECTRIC DUCT HEATER |  | GRIMWOOD |  | NULL | NULL
ELECTRIC DUCT HEATER |  | GRIMWOOD |  | NULL | NULL
SWITCHBOARD LIGHT/POWER | TBA | CONCEPT PLUS 2 | TBA | NULL | NULL
AIR FAN - EXHAUST |  | UNKNOWN |  | NULL | NULL
SMOKE EXHAUST FAN | TBA | NULL | LE1400 | NULL | NULL
DIGITAL CONTROLS |  | HONEYWELL | EXCELL 500 | NULL | NULL
DOMESTIC HW UNIT (GAS) | 6186918 | EVERHOT | 218170NO | NULL | NULL
ELECTRIC DUCT HEATER |  | UNKNOWN |  | NULL | NULL
INLINE MOTOR PUMP | 96913096 | GRUNDFOS | UPS 20_60 N150 | NULL | NULL
AIR FAN - EXHAUST |  | FANS DIRECT | CEA250-4E | NULL | NULL
SWITCHBOARD MECHANICAL |  | UNKNOWN |  | NULL | NULL
AIR FAN - EXHAUST |  | FANS DIRECT | FCQ300-4E | NULL | NULL
SMOKE EXHAUST FAN |  | FANS DIRECT |  | NULL | NULL
SMOKE EXHAUST FAN |  | FANS DIRECT |  | NULL | NULL
SMOKE EXHAUST FAN |  | FANS DIRECT |  | NULL | NULL
CONDENSER UNIT |  | BUFFALO | LDV684B-Q | NULL | NULL
CONDENSER UNIT |  | BUFFALO | LDV684B-Q | NULL | NULL
DIGITAL CONTROLS |  | HONEYWELL | EXCELL 500 | NULL | NULL
STAND ALONE CONTROLS - ELEC |  | SIEMENS |  | NULL | NULL
VARIABLE SPEED DRIVE | 3172704497 | ABB | TBA | NULL | NULL
CONDENSER UNIT | TBA | PANASONIC | TBA | NULL | NULL
CONDENSER UNIT | TBA | PANASONIC | TBA | NULL | NULL
DOMESTIC HW UNIT (ELECTRIC) | V110075350 | EVERHOT | 291025V7 | NULL | NULL
ELECTRIC DUCT HEATER |  | UNKNOWN |  | NULL | NULL
DIGITAL CONTROLS |  | HONEYWELL | EXCELL 800 | NULL | NULL
VARIABLE SPEED DRIVE | TBA | ABB | TBA | NULL | NULL
VARIABLE SPEED DRIVE | TBA | ABB | TBA | NULL | NULL
KITCHEN EXHAUST FAN | NA | NULL | NA | NULL | NULL
VARIABLE SPEED DRIVE | TBA | DANFOSS | VLT BASIC | NULL | NULL
WALL MOUNTED SPLIT SYSTEM | E027827 | DAIKIN | FTXS95LVMA | R410A | 3
ELECTRIC DUCT HEATER |  | GRIMWOOD | 30KW | NULL | NULL
ELECTRIC DUCT HEATER |  | GRIMWOOD | 30KW | NULL | NULL
WALL MOUNTED SPLIT SYSTEM | 3940001862 | PANASONIC | CS-RE18PKR | R410A | 3
WALL MOUNTED SPLIT SYSTEM | 3940008075 | PANASONIC | CS-RE18PKR | R410A | 3
AIR FAN - EXHAUST | NA | FANTECH | M01203 | NULL | NULL
AIR FAN - EXHAUST | NA | FANTECH | M01203 | NULL | NULL
AIR FAN - EXHAUST | NA | FANTECH | M01203 | NULL | NULL
TOILET EXHAUST FAN | NA | FANTECH | NA | NULL | NULL
TOILET EXHAUST FAN | 2982716 | FANTECH | CD638V | NULL | NULL
TOILET EXHAUST FAN | NA | FANTECH | NA | NULL | NULL
SWITCHBOARD MECHANICAL |  | UNKNOWN |  | NULL | NULL
CASSETTE SPLIT SYSTEM | 3956401251 | PANASONIC | S-140PU1R5A | R410A | 3
SWITCHBOARD MECHANICAL |  | UNKNOWN |  | NULL | NULL
SWITCHBOARD MECHANICAL |  | UNKNOWN |  | NULL | NULL
SWITCHBOARD MECHANICAL |  | UNKNOWN |  | NULL | NULL
ELECTRIC DUCT HEATER | TBA | NULL | NA | NULL | NULL
SWITCHBOARD MECHANICAL |  | UNKNOWN |  | NULL | NULL
WALL MOUNTED SPLIT SYSTEM | 6003900 | MITSUBISHI | MSC-GA35GB | R410A | 2
AIR FAN - EXHAUST | NA | FANTECH | NA | NULL | NULL
ELECTRIC DUCT HEATER | NA | NULL | NA | NULL | NULL
CASSETTE SPLIT SYSTEM | 3956401250 | PANASONIC | S-140PU1R5A | R410A | 3
ROOM AIR CONDITIONING UNIT | TBA | KELVINATOR | TBA | NULL | NULL
AIR FAN - EXHAUST |  | FANTECH | CEA250-4E | NULL | NULL
ROOM AIR CONDITIONING UNIT | TBA | KELVINATOR | TBA | NULL | NULL
ELECTRIC DUCT HEATER | TBA | NULL | TBA | NULL | NULL
AIR FAN - EXHAUST |  | FANTECH | AX56X+35A-40SF | NULL | NULL
ROOM AIR CONDITIONING UNIT | TBA | CARRIER | TBA | NULL | NULL
ROOM AIR CONDITIONING UNIT | TBA | KELVINATOR | TBA | NULL | NULL
CONDENSER UNIT | TBA | DAIKIN | TBA | NULL | NULL
CONDENSER UNIT | TBA | PANASONIC | TBA | NULL | NULL
CONDENSER UNIT | TBA | PANASONIC | TBA | NULL | NULL
CONDENSER UNIT | TBA | MITSUBISHI | TBA | NULL | NULL
FIRE DAMPER | TBA | NULL | TBA | NULL | NULL
ROOM AIR CONDITIONING UNIT | TBA | LG | TBA | NULL | NULL
ROOM AIR CONDITIONING UNIT | TBA | LG | TBA | NULL | NULL
ROOM AIR CONDITIONING UNIT | TBA | LG | TBA | NULL | NULL
ROOM AIR CONDITIONING UNIT | TBA | LG | TBA | NULL | NULL
FIRE DAMPER | TBA | NULL | TBA | NULL | NULL
ROOM AIR CONDITIONING UNIT | TBA | KELVINATOR | TBA | NULL | NULL
ROOM AIR CONDITIONING UNIT | TBA | LG | TBA | NULL | NULL
ROOM AIR CONDITIONING UNIT | TBA | LG | TBA | NULL | NULL
ROOM AIR CONDITIONING UNIT | TBA | LG | TBA | NULL | NULL
SWITCHBOARD MECHANICAL | NA | NULL | P719 | NULL | NULL
ROOM AIR CONDITIONING UNIT | TBA | LG | TBA | NULL | NULL
CASSETTE SPLIT SYSTEM | NA | LG | NA | R410A | 0
ROOM AIR CONDITIONING UNIT | TBA | LG | TBA | NULL | NULL
DOMESTIC HW UNIT (ELECTRIC) | 6203688 | EVERHOT | 291315R7 | NULL | NULL
ROOM AIR CONDITIONING UNIT | TBA | LG | TBA | NULL | NULL
VARIABLE SPEED DRIVE | TBA | ABB | MOD NO DET'S INACCESS | NULL | NULL
FIRE DAMPER | NA | NULL | TBA | NULL | NULL
FIRE DAMPER | TBA | NULL | TBA | NULL | NULL
FIRE DAMPER | TBA | NULL | TBA | NULL | NULL
VARIABLE SPEED DRIVE | TBA | WEG | TBA | NULL | NULL
VARIABLE SPEED DRIVE | TBA | WEG | TBA | NULL | NULL
VARIABLE SPEED DRIVE | TBA | WEG | TBA | NULL | NULL
VARIABLE SPEED DRIVE | TBA | WEG | TBA | NULL | NULL
VARIABLE SPEED DRIVE | TBA | LENZE | TBA | NULL | NULL
VARIABLE SPEED DRIVE | TBA | LENZE | TBA | NULL | NULL
VARIABLE SPEED DRIVE | TBA | LENZE | TBA | NULL | NULL
VARIABLE SPEED DRIVE | TBA | LENZE | TBA | NULL | NULL
VARIABLE SPEED DRIVE | TBA | WEG | TBA | NULL | NULL
VARIABLE SPEED DRIVE | TBA | LENZE | TBA | NULL | NULL
VARIABLE SPEED DRIVE | TBA | WEG | TBA | NULL | NULL
VARIABLE SPEED DRIVE | TBA | WEG | TBA | NULL | NULL
VARIABLE SPEED DRIVE | TBA | WEG | TBA | NULL | NULL
FIRE DAMPER | TBA | NULL | TBA | NULL | NULL
DOMESTIC HW UNIT (ELECTRIC) | V110075423 | EVERHOT | 291025V7 | NULL | NULL
FIRE DAMPER | TBA | NULL | TBA | NULL | NULL
FIRE DAMPER | TBA | NULL | TBA | NULL | NULL
BMS | TBA | HONEYWELL | TBA | NULL | NULL
DUCTED SPLIT SYSTEM | 0202-18199 | YORK | M0C55N35B | R22 | 3.8
VARIABLE SPEED DRIVE |  | NULL |  | NULL | NULL
VARIABLE SPEED DRIVE |  | NULL |  | NULL | NULL
AIR FAN - EXHAUST |  | FANS DIRECT | DQ71DB25P-6CSP | NULL | NULL
EXTRACTION SYSTEM - SMOKE | TBA | NULL | TBA | NULL | NULL
AIR FAN - EXHAUST | TBA | NULL | TBA | NULL | NULL
AIR COOLED SPLIT SYSTEM | TBA | DAIKIN | TBA | R410A | 0
PACKAGE AC - WATER SOURCED |  | ACTRON |  | R134A | 2
DUCTED SPLIT SYSTEM | 797601 | TEMPERZONE | OSA196RKTV | R410A | 0
SWITCHBOARD MECHANICAL | NULL | MERLIN GERIN | NULL | NULL | NULL
WALL MOUNTED SPLIT SYSTEM | 7015638 T | MITSUBISHI | MUZ GL71VGD | R32 | 1.5
FUME EXTRACTION SYSTEM | 1609023 1456 | NULL | TAI80B4 | NULL | NULL
POWER METER | NULL | MERLIN GERIN | NULL | NULL | NULL
PACKAGED AIR CONDITIONING UNIT | 6684 | DIAMOND | RTO80RC LPOH | R407C | 0
SWITCHBOARD DISTRIBUTION | NULL | MERLIN GERIN | NULL | NULL | NULL
AIR FAN - EXHAUST | N/A | NULL | MISSING LABEL | NULL | NULL
EXHAUST FAN CANOPY |  | FANTECH |  | NULL | NULL
KITCHEN EXHAUST FAN | TBA | CFM FANS | N/A | NULL | NULL
KITCHEN EXHAUST FAN | TBA | NULL | NO ACCESS MISSING LABEL | NULL | NULL
AIR FAN - EXHAUST |  | FANTECH |  | NULL | NULL
SWITCHBOARD DISTRIBUTION | NULL | MERLIN GERIN | NULL | NULL | NULL
AIR FAN - EXHAUST |  | FANTECH |  | NULL | NULL
AIR FAN - EXHAUST |  | FANTECH |  | NULL | NULL
SWITCHBOARD MECHANICAL | NULL | MERLIN GERIN | NULL | NULL | NULL
VARIABLE SPEED DRIVE | 2432 5 | DRI/DYN | H0080ERR | NULL | NULL
POWER METER | NULL | MERLIN GERIN | NULL | NULL | NULL
DIGITAL CONTROLS |  | HONEYWELL |  | NULL | NULL
VARIABLE SPEED DRIVE |  | NULL |  | NULL | NULL
VARIABLE SPEED DRIVE |  | NULL |  | NULL | NULL
KITCHEN EXHAUST FAN | TBA | NULL | NO LABEL | NULL | NULL
DUCTED SPLIT SYSTEM | 97500 | TEMPERZONE | ISD 670KBV | R410A | 15
AIR FAN - EXHAUST |  | AIR DESIGN | CD506V | NULL | NULL
AIR FAN - EXHAUST |  | FANTECH | AX63AA30A-4ESF | NULL | NULL
VARIABLE SPEED DRIVE | TBA | DANFOSS | TBA | NULL | NULL
VARIABLE SPEED DRIVE |  | NULL |  | NULL | NULL
DUCTED SPLIT SYSTEM | TBA | TEMPERZONE | ISD 294KYX | R410A | 13
SWITCHBOARD MECHANICAL | TBA | NULL | TBA | NULL | NULL
VARIABLE SPEED DRIVE |  | NULL |  | NULL | NULL
AIR FAN - OUTSIDE |  | NULL |  | NULL | NULL
BMS | 0 | HONEYWELL | 0 | NULL | NULL
BMS | NA | HONEYWELL | EXCELL 500 | NULL | NULL
AIR FAN - EXHAUST |  | AIR DESIGN | RP 254 | NULL | NULL
AIR FAN - EXHAUST |  | AIR DESIGN | RP 254 | NULL | NULL
PRESSURE VESSEL | TBA | NULL | TBA | NULL | NULL
AIR HANDLING UNIT | 3102426 | WESTERN ELECT | FC160L04522H | NA | 0
SMOKE EXHAUST FAN |  | FANTECH |  | NULL | NULL
COOLING TOWER | N/A | BAC | N/A | NULL | NULL
SMOKE EXHAUST FAN |  | FANTECH |  | NULL | NULL
COOLING TOWER | N/A | BAC | N/A | NULL | NULL
SMOKE EXHAUST FAN |  | FANTECH |  | NULL | NULL
SMOKE EXHAUST FAN |  | FANTECH |  | NULL | NULL
VARIABLE SPEED DRIVE | 130210G330 | DANFOSS | FC102P5K5T4P55H1 | NULL | NULL
ELECTRIC DUCT HEATER |  | STOKES |  | NULL | NULL
ELECTRIC DUCT HEATER |  | STOKES |  | NULL | NULL
VARIABLE SPEED DRIVE | 129610G330 | DANFOSS | FC102P5K5T4P55H1 | NULL | NULL
VARIABLE SPEED DRIVE | 714207A277 | DANFOSS | VLT | NULL | NULL
VARIABLE SPEED DRIVE | TBA | ABB | ACH550 01 038A 4BO55 | NULL | NULL
CHILLED WATER PUMP | 31H2004A28 | SOUTHERN CROSS | PSHF3A | NULL | NULL
AIR FAN - EXHAUST |  | FANTECH | CEA250-4E | NULL | NULL
AIR FAN - EXHAUST |  | FANTECH | VD80T820A-60SP | NULL | NULL
SWITCHBOARD MECHANICAL |  | NULL |  | NULL | NULL
AIR FAN - EXHAUST |  | FANTECH | VD80T820A-60SP | NULL | NULL
AIR FAN - EXHAUST |  | FANTECH | VD80T820A-60SP | NULL | NULL
BOILING/CHILLED WATER UNIT | 2017071704047 | ZIP HYDROTAP | G4 | NULL | NULL
PACKAGED AIR CONDITIONING UNIT | 6568 | DIAMOND | RT075RCRPOH | R407C | 0
EYEWASH STATIONS | TBA | NULL | TBA | NULL | NULL
SWITCHBOARD MECHANICAL | TBA | NULL | TBA | NULL | NULL
SWITCHBOARD MECHANICAL | TBA | NULL | TBA | NULL | NULL
VARIABLE SPEED DRIVE | 736207A297 | DANFOSS | VLY | NULL | NULL
DX COMPRESSOR | 1686207808 | BITZER | 6GE-40Y-40P | R407C | 120
HOT WATER STORAGE TANK | 3383335 | RHEEM | 11102507 | NULL | NULL
PACKAGED AIR CONDITIONING UNIT | 6569 | DIAMOND | RT140RC RPOH | R407C | 0
DX COMPRESSOR | TBA | BITZER | 6GE-40Y-40P | R407C | 120
DX COMPRESSOR | TBA | BITZER | 6GE-40Y-40P | R407C | 120
DUCTED SPLIT SYSTEM | 55U02850 | MITSUBISHI | PUHZRP125VKA2 | R410A | 5.5
DIGITAL CONTROLS |  | HONEYWELL | EXCELL 500 | NULL | NULL
WALL MOUNTED SPLIT SYSTEM | E064591 | DAIKIN | RXS71LVMA | R410A | 2.3
SMOKE EXHAUST FAN |  | FANTECH |  | NULL | NULL
VARIABLE SPEED DRIVE | 022425G287 | DANFOSS | 131N024 | NULL | NULL
SMOKE EXHAUST FAN |  | FANTECH |  | NULL | NULL
DUCTED SPLIT SYSTEM | 779711 | TEMPERZONE | OSA280RKTV | R410A | 0
DX COMPRESSOR |  | BITZER | 6F-50.2-40P | R22 | NULL
SWITCHBOARD MECHANICAL |  | CUSTOM-BUILT |  | NULL | NULL
SWITCHBOARD MECHANICAL |  | CUSTOM-BUILT |  | NULL | NULL
DOMESTIC HW UNIT (ELECTRIC) | V110037355 | EVERHOT | 291025V7 | NULL | NULL
TOILET EXHAUST FAN |  | FANTECH | CD354V | NULL | NULL
DOMESTIC HW UNIT (ELECTRIC) | 6191718 | EVERHOT | 291250R7 | NULL | NULL
AIR FAN - EXHAUST |  | FANTECH |  | NULL | NULL
AIR FAN - EXHAUST | NOT SHOWN | FANTECH | RP354 | NULL | NULL
ELECTRIC DUCT HEATER |  | STOKES |  | NULL | NULL
AIR FAN - OUTSIDE |  | FANTECH |  | NULL | NULL
ELECTRIC DUCT HEATER |  | STOKES |  | NULL | NULL
ELECTRIC DUCT HEATER |  | STOKES |  | NULL | NULL
ELECTRIC DUCT HEATER |  | UNKNOWN |  | NULL | NULL
AIR FAN - EXHAUST |  | NULL |  | NULL | NULL
ELECTRIC DUCT HEATER |  | UNKNOWN |  | NULL | NULL
WALL MOUNTED SPLIT SYSTEM | C004918 2017 | DAIKIN | RXZ35NV15 | R32 | 1.34
SMOKE EXHAUST FAN |  | FANTECH |  | NULL | NULL
DUCTED SPLIT SYSTEM | 63334 | TEMPERZONE | OSA 410A-X | R22 | 8
SMOKE EXHAUST FAN |  | FANTECH |  | NULL | NULL
DUCTED SPLIT SYSTEM | 63335 | TEMPERZONE | OSA 410A-X | R22 | 8
HEAT PUMP SPLIT SYSTEM | 301233 | APAC | S0460VR9BE | R407C | NULL
AIR FAN - EXHAUST |  | UNKNOWN |  | NULL | NULL
HEAT PUMP SPLIT SYSTEM |  | APAC |  | NULL | NULL
TOILET EXHAUST FAN |  | FANTECH | PCD456DD | NULL | NULL
DUCTED SPLIT SYSTEM | 62179 | TEMPERZONE | OSA 410RA-X | R22 | 8
CHILLER - AIR COOLED | RNTM024247 | YORK |  | R134A | NULL
DUCTED SPLIT SYSTEM | 62180 | TEMPERZONE | OSA 410RA-X | R22 | 8
CHILLER - AIR COOLED | RNTM024246 | YORK |  | NULL | NULL
AIR FAN - EXHAUST |  | FANTECH |  | NULL | NULL
AIR FAN - EXHAUST |  | FANTECH |  | NULL | NULL
SWITCHBOARD MECHANICAL | NULL | MERLIN GERIN | NULL | NULL | NULL
POWER METER | NULL | MERLIN GERIN | NULL | NULL | NULL
SWITCHBOARD DISTRIBUTION | NULL | MERLIN GERIN | NULL | NULL | NULL
SMOKE EXHAUST FAN |  | AIR DESIGN |  | NULL | NULL
SMOKE EXHAUST FAN |  | AIR DESIGN |  | NULL | NULL
TOILET EXHAUST FAN | 365340 | FANTECH | CD456V | NULL | NULL
SMOKE EXHAUST FAN |  | AIR DESIGN |  | NULL | NULL
SWITCHBOARD MECHANICAL | TBA | MERLIN GERIN | TBA | NULL | NULL
POWER METER | TBA | MERLIN GERIN | PM710 | NULL | NULL
SWITCHBOARD DISTRIBUTION |  | MERLIN GERIN |  | NULL | NULL
AIR HANDLING UNIT | CTA14120002 | NULL | CTA600 | NULL | NULL
THERMOSTATIC MIXING VALVES |  | ENWARE | AQUABLEND1000 | NULL | NULL
WALL MOUNTED SPLIT SYSTEM | E002612 | DAIKIN | FTXM60PVMA | NULL | NULL
NON DUCTED SPLIT SYSTEM | TBA | DAIKIN | TBA | R32 | 1.34
SWITCHBOARD MECHANICAL |  | NULL |  | NULL | NULL
AIR HANDLING UNIT | TBA | GJ WALKER | ASV27 | CHILLED WATER | 0
SAFETY SHOWERS | TBA | ENWARE | EW1050 | NULL | NULL
VARIABLE SPEED DRIVE |  | UNKNOWN |  | NULL | NULL
VARIABLE SPEED DRIVE | 779907A297 | DANFOSS | VLT | NULL | NULL
AIR COMPRESSOR |  | BITZER |  | NULL | NULL
DOMESTIC HW UNIT (GAS) | 5968879 | EVERHOT | 622260N0 | NULL | NULL
AIR COMPRESSOR |  | BITZER |  | NULL | NULL
FIRE DAMPER |  | NULL |  | NULL | NULL
AIR COMPRESSOR |  | BITZER | CSH 7571-90 | NULL | NULL
AIR COMPRESSOR |  | BITZER | CSH 7571-90 | NULL | NULL
AIR FAN - EXHAUST |  | FANTECH |  | NULL | NULL
AIR FAN - EXHAUST |  | FANTECH |  | NULL | NULL
AIR FAN - EXHAUST |  | FANTECH |  | NULL | NULL
AIR FAN - EXHAUST |  | FANTECH | RP 354 | NULL | NULL
UPRIGHT DISPLAY CABINET REFRIG | TBA | FPG | NA | NA | 1
DIGITAL CONTROLS |  | SIEMENS |  | NULL | NULL
DIGITAL CONTROLS |  | HONEYWELL |  | NULL | NULL
DISPLAY CABINET REFRIGERATED | 18492 | FPG | IL 7EL 5C08 OF A001 00 | R404A | 0.5
ELECTRIC DUCT HEATER |  | UNKNOWN |  | NULL | NULL
ELECTRIC DUCT HEATER |  | UNKNOWN |  | NULL | NULL
ELECTRIC DUCT HEATER |  | UNKNOWN |  | NULL | NULL
DISPLAY CABINET REFRIGERATED | 18491 | FPG | 1L 7EL 5CO8 OF A001 OO | R404A | 0.5
DISPLAY CABINET REFRIGERATED | 18493 | FPG | IL 7EL 5C08 OF A001 00 | R404A | 0.5
DISPLAY CABINET HEATED | 18454 | FPG | IL 7EL 5H08 OF A001 00 | NULL | NULL
SWITCHBOARD MECHANICAL |  | UNKNOWN |  | NULL | NULL
AIR HANDLING UNIT | TBA | GJ WALKER | ASV27 | CHILLED WATER | 0
AIR HANDLING UNIT | TBA | GJ WALKER | ASV27 | CHILLED WATER | 0
AIR HANDLING UNIT | TBA | GJ WALKER | ASV27 | CHILLED WATER | 0
AIR HANDLING UNIT | TBA | GJ WALKER | ASV27 | CHILLED WATER | 0
CASSETTE SPLIT SYSTEM | 3850A25031G | LG | AUUW306B | R410A | 2.1
AIR HANDLING UNIT | TBA | GJ WALKER | ALV510 | CHILLED WATER | 0
AIR FAN - EXHAUST | 290423 | FANTECH | RVE1008CP9B022-240 | NULL | NULL
AIR FAN - EXHAUST | 290423 11 | FANTECH | RVE1008CP9B022-240 | NULL | NULL
AIR FAN - EXHAUST | 290423 10 | FANTECH | RVE1008CP9B022-240 | NULL | NULL
AIR FAN - EXHAUST | 290423 9 | FANTECH | RVE1008CP9B022-240 | NULL | NULL
AIR FAN - EXHAUST | 290423 8 | FANTECH | RVE1008CP9B022-240 | NULL | NULL
AIR FAN - EXHAUST | 290423 7 | FANTECH | RVE1008CP9B022-240 | NULL | NULL
AIR FAN - EXHAUST | 290423 6 | FANTECH | RVE1008CP9B022-240 | NULL | NULL
AIR FAN - EXHAUST | 290422 5 | FANTECH | RVE1008CP9B022-30 | NULL | NULL
AIR FAN - EXHAUST | 290422 4 | FANTECH | RVE1008CP9B022-30 | NULL | NULL
AIR FAN - EXHAUST | 290422 3 | FANTECH | RVE1008CP9B022-30 | NULL | NULL
AIR FAN - EXHAUST | 290422 2 | FANTECH | RVE1008CP9B022-30 | NULL | NULL
AIR FAN - EXHAUST | 290422 1 | FANTECH | RVE1008CP9B022-30 | NULL | NULL
AIR FAN - EXHAUST | 290422 30 | FANTECH | RVE1008CP9B022-30 | NULL | NULL
SWITCHBOARD MECHANICAL |  | NULL |  | NULL | NULL
SWITCHBOARD DISTRIBUTION | MADE FOR SITE | NULL | A-LINE | NULL | NULL
DOMESTIC HW UNIT (ELECTRIC) | V110076030 | EVERHOT | 291050V7 | NULL | NULL
SWITCHBOARD LIGHT/POWER | 632706 | NHP | TGP42-SGR | NULL | NULL
AIR HANDLING UNIT | CTA1412003 | UNKNOWN | CTA600 | NULL | NULL
DOMESTIC HW UNIT (ELECTRIC) | V110075325 | EVERHOT | 291025V7 | NULL | NULL
SWITCHBOARD DISTRIBUTION | MB272EM2 | SCHNEIDER | CUSTOM | NULL | NULL
VARIABLE SPEED DRIVE |  | DANFOSS |  | NULL | NULL
SMOKE SPILL FAN | TBA | NULL | ALTAPOWER | NULL | NULL
AIR FAN - EXHAUST | 290422 29 | FANTECH | RVE1008CP9B022-30 | NULL | NULL
AIR FAN - EXHAUST | 290422 28 | FANTECH | RVE1008CP9B022-30 | NULL | NULL
AIR FAN - EXHAUST | 290422 27 | FANTECH | RVE1008CP9B022-30 | NULL | NULL
FIRE DAMPER |  | UNKNOWN |  | NULL | NULL
AIR FAN - EXHAUST | TBA | NULL | TBA | NULL | NULL
FIRE DAMPER |  | UNKNOWN |  | NULL | NULL
AIR FAN - EXHAUST | 290422 26 | FANTECH | RVE1008CP9B022-30 | NULL | NULL
AIR FAN - EXHAUST | 290422 25 | FANTECH | RVE1008CP9B022-30 | NULL | NULL
AIR FAN - EXHAUST | 290421 84 | FANTECH | RVE1008CP9B015/21 | NULL | NULL
AIR FAN - EXHAUST | 9/2004-129744 | DUCTLINE | VDC450-4D | NULL | NULL
DOMESTIC WATER & FLUSHER TANKS | TBA | NULL | TBA | NULL | NULL
DOMESTIC WATER & FLUSHER TANKS | TBA | NULL | TBA | NULL | NULL
AIR FAN - EXHAUST | 554676 | FANTECH |  | NULL | NULL
DOMESTIC WATER & FLUSHER TANKS | TBA | NULL | TBA | NULL | NULL
CONDENSER UNIT | 12001101001 | BITZER | T45-111 | R407C | 120
AIR FAN - EXHAUST | 554676 | FANTECH |  | NULL | NULL
AIR COOLED SPLIT SYSTEM | 4100074921 | ACCENT AIR | ABAC0950TA2 | R410A | 18
AIR FAN - EXHAUST | 595578 | FANTECH |  | NULL | NULL
CONDENSER UNIT | 12001101002 | BITZER | T45-111 | R407C | 120
AIR FAN - EXHAUST |  | UNKNOWN |  | NULL | NULL
AIR FAN - EXHAUST |  | UNKNOWN |  | NULL | NULL
CONDENSER UNIT | 56746 | TEMPERZONE | OSA600RB-X | NA | 0
AIR FAN - EXHAUST |  | UNKNOWN |  | NULL | NULL
DOMESTIC WATER & FLUSHER TANKS | TBA | NULL | TBA | NULL | NULL
AIR FAN - EXHAUST |  | UNKNOWN |  | NULL | NULL
AIR FAN - EXHAUST | NO LABEL | UNKNOWN | NO LABEL | NULL | NULL
AIR FAN - EXHAUST |  | UNKNOWN |  | NULL | NULL
HEAT PUMP SPLIT SYSTEM | E002973 | UNKNOWN | RXM60PVMA | R32 | NULL
BOILING/CHILLED WATER UNIT | 2017052403112 | ZIP HYDROTAP | G4 | NULL | NULL
BOILING WATER UNIT | 217073105003 | ZIP HYDROTAP | 303024 | NULL | NULL
AIR COOLED SPLIT SYSTEM | 654987 | APAC | S0420VR9AD | R22 | 20
DRINKING FOUNTAINS (REFRIG) | 2017051140030 | ZIP HYDROTAP | 62503 | NULL | NULL
SMOKE EXHAUST FAN |  | UNKNOWN |  | NULL | NULL
DOMESTIC HW UNIT (ELECTRIC) | 2017060805016 | ZIP HYDROTAP | 303024 | NULL | NULL
DOMESTIC HW UNIT (ELECTRIC) | V110064766 | EVERHOT | 291025V7 | NULL | NULL
DRINKING FOUNTAINS (REFRIG) | 2017051240003 | ZIP HYDROTAP | 62503 | NULL | NULL
BOILING WATER UNIT | 2017060205028 | ZIP HYDROTAP | 303024 | NULL | NULL
DOMESTIC HW UNIT (ELECTRIC) | V110075410 | EVERHOT | 291025V7 | NULL | NULL
SWITCHBOARD MECHANICAL | NULL | MERLIN GERIN | NULL | NULL | NULL
DRINKING FOUNTAINS (REFRIG) | 2017061240002 | ZIP HYDROTAP | 62503 | NULL | NULL
POWER METER | NULL | MERLIN GERIN | NULL | NULL | NULL
AIR FAN - EXHAUST | 290421 85 | FANTECH | RVE1008CP9B015/21 | NULL | NULL
AIR FAN - EXHAUST | 290421 86 | FANTECH | RVE1008CP9B015/21 | NULL | NULL
AIR FAN - EXHAUST | 290409 6 | FANTECH | RVE1008GP6B015 - 30 | NULL | NULL
AIR FAN - EXHAUST | 290409 5 | FANTECH | RVE1008GP6B015 - 30 | NULL | NULL
AIR FAN - EXHAUST | 290409 4 | FANTECH | RVE1008GP6B015 - 30 | NULL | NULL
AIR FAN - EXHAUST | 290409 3 | FANTECH | RVE1008GP6B015 - 30 | NULL | NULL
DRINKING FOUNTAINS (REFRIG) | 2017051240006 | ZIP HYDROTAP | 62503 | NULL | NULL
SWITCHBOARD DISTRIBUTION | NULL | MERLIN GERIN | NULL | NULL | NULL
DOMESTIC WATER & FLUSHER TANKS | TBA | NULL | TBA | NULL | NULL
SWITCHBOARD MECHANICAL | NULL | MERLIN GERIN | NULL | NULL | NULL
POWER METER | NULL | MERLIN GERIN | NULL | NULL | NULL
BOILING/CHILLED WATER UNIT | 2016080475101 | ZIP HYDROTAP | G4 | NULL | NULL
SWITCHBOARD DISTRIBUTION | NULL | MERLIN GERIN | NULL | NULL | NULL
BOILING/CHILLED WATER UNIT | 2016030375156 | ZIP HYDROTAP | G4 | NULL | NULL
SWITCHBOARD MECHANICAL | NULL | MERLIN GERIN | NULL | NULL | NULL
POWER METER | NULL | MERLIN GERIN | NULL | NULL | NULL
SWITCHBOARD DISTRIBUTION | NULL | MERLIN GERIN | NULL | NULL | NULL
SWITCHBOARD MECHANICAL | NULL | MERLIN GERIN | NULL | NULL | NULL
POWER METER | NULL | MERLIN GERIN | NULL | NULL | NULL
WALL MOUNTED SPLIT SYSTEM | 3015666 | MITSUBISHI | MSZ-GE25VA | R410A | 0
SWITCHBOARD MECHANICAL | NULL | NULL | NULL | NULL | NULL
VARIABLE SPEED DRIVE | 3074601286 | ABB | ACH550-01-012A-4+B055 | NULL | NULL
VARIABLE SPEED DRIVE | 3074601307 | ABB | ACH550-01-012A-4+B055 | NULL | NULL
VARIABLE SPEED DRIVE | 3074601304 | ABB | ACH550-01-012A-4+B055 | NULL | NULL
VARIABLE SPEED DRIVE | 3172601995 | ABB | ACH550-01-08A8-4+B055 | NULL | NULL
VARIABLE SPEED DRIVE | 3170707254 | ABB | ACH550-01-08A8-4+B055 | NULL | NULL
CHILLER - WATER COOLED | 1037991 | CLIMAVENETA | FOCS-WATER 1502 | R134A | 42
CHILLER - WATER COOLED | 1037992 | CLIMAVENETA | FOCS-WATER 1502 | R134A | 42
CONDENSER WATER PUMP | 96108759 P1 07 24 0159 | GRUNDFOS | TP80-210/2 A-F-B-BQQE | NULL | NULL
VARIABLE SPEED DRIVE | 3074601814 | ABB | ACH550-01-08A8-4+B055 | NULL | NULL
VARIABLE SPEED DRIVE | 3074601925 | ABB | ACH550-01-08A8-4+B055 | NULL | NULL
CONDENSER WATER PUMP | 96108750 P1 07 24 0160 | GRUNDFOS | TP80-210/2 A-F-B-BQQE | NULL | NULL
VARIABLE SPEED DRIVE | 3074801738 | ABB | ACH550-01-015A-4+B055 | NULL | NULL
CHILLED WATER PUMP | 96087555 P1 07 14 0082 | GRUNDFOS | TP65-410/2 A-F-B-BQQE | NULL | NULL
VARIABLE SPEED DRIVE | 3074801747 | ABB | ACH550-01-015A-4+B055 | NULL | NULL
CHILLED WATER PUMP | 96087555 P1 07 14 0081 | GRUNDFOS | TP65-410/2 A-F-B-BQQE | NULL | NULL
VARIABLE SPEED DRIVE | 3074601316 | ABB | ACH550-01-012A-4+B055 | NULL | NULL
HEATING HOT WATER PUMP | A96087225P206220005 | GRUNDFOS | TP50-430/2 A-F-B-BQQE | NULL | NULL
CHILLED WATER STORAGE TANK | TBA | NULL | PV002514 | NULL | NULL
TOILET EXHAUST FAN | 159142 | FANS DIRECT | AC56DB20AC4DSF | NULL | NULL
CAR PARK EXHAUST FAN | 159146 | FANS DIRECT | AC56TA25A-2JSF | NULL | NULL
AIR FAN - EXHAUST | 159141 | FANS DIRECT | AC56DB15A-4BSF | NULL | NULL
AIR FAN - EXHAUST | 159140 | FANS DIRECT | AC56DB10A-4BSF | NULL | NULL
EXPANSION TANK (CLOSED LOOPS) | TBA | UNKNOWN | TBA | NULL | NULL
BOILER - GAS ATMOSPHERIC | 3216 | LAARS | HH 3050-ON2E1 | NULL | NULL
DOMESTIC HW UNIT (GAS) | 3332101 | RHEEM | 631275N0 | NULL | NULL
DOMESTIC HW UNIT (GAS) | 3332106 | RHEEM | 631275N0 | NULL | NULL
EXPANSION TANK (CLOSED LOOPS) | 7101005 | PNEUMATEX | SF50.3 | NULL | NULL
CONDENSER WATER PUMP | A96087225P206220001 1 | GRUNDFOS | TP50-430/2 A-F-B-BQQE | NULL | NULL
CONDENSER WATER PUMP | A96087225P206220004 1 | GRUNDFOS | TP50-430/2 A-F-B-BQQE | NULL | NULL
DOSING POT (CLOSED LOOPS) | 0804CT1001991 | AQUARIUS | CT11330 | NULL | NULL
COOLING TOWER | 213173 | SUPERCHILL | MPCT | NULL | NULL
COOLING TOWER | 213173 | SUPERCHILL | MPCT | NULL | NULL
WATER PUMP | M10011326 | NULL | AQUAMATE 50 | NULL | NULL
SWITCHBOARD DISTRIBUTION | NULL | MERLIN GERIN | NULL | NULL | NULL
WALL MOUNTED SPLIT SYSTEM | 3015675 | MITSUBISHI | MSEZ-GE25VA | R410A | 0
POWER METER | NULL | MERLIN GERIN | NULL | NULL | NULL
SWITCHBOARD MECHANICAL | NULL | MERLIN GERIN | NULL | NULL | NULL
WALL MOUNTED SPLIT SYSTEM | 9012178 | MITSUBISHI | MSZ-GE25VA | R410A | 0
SWITCHBOARD DISTRIBUTION | NULL | MERLIN GERIN | NULL | NULL | NULL
ELECTRIC DUCT HEATER | TBA | STOKES | STOKES X 3 | NULL | NULL
ELECTRIC DUCT HEATER | TBA | STOKES | STOKES X 3 | NULL | NULL
ELECTRIC DUCT HEATER | TBA | STOKES | STOKES X 3 | NULL | NULL
SWITCHBOARD MECHANICAL | TBA | NULL | TBA | NULL | NULL
SWITCHBOARD MECHANICAL | TBA | NULL | TBA | NULL | NULL
DX COMPRESSOR | 1666710085 | BITZER | 4G-30.21-40P | R407C | 120
ELECTRIC DUCT HEATER | TBA | STOKES | STOKES X 3 | NULL | NULL
DX COMPRESSOR | 1666803640 | BITZER | 4G-30.21-40P | R407C | 120
DX COMPRESSOR | 1666803643 | BITZER | 4G-30.21-40P | R407C | 120
DX COMPRESSOR | 1666803639 | BITZER | 4G-30.21-40P | R407C | 120
VARIABLE SPEED DRIVE | 021915G050 | DANFOSS | FC-102P18KT4P55H3XG | NULL | NULL
VARIABLE SPEED DRIVE | 021815G050 | DANFOSS | FC-102P18KT4P55H3XG | NULL | NULL
WALL MOUNTED SPLIT SYSTEM | 9012186 | MITSUBISHI | MSZ-GE25VA | R410A | 0
SWITCHBOARD DISTRIBUTION | NULL | MERLIN GERIN | NULL | NULL | NULL
AIR HANDLING UNIT | TBA | NULL | CUSTOM | R407C | 120
AIR HANDLING UNIT | TBA | NULL | CUSTOM | R407C | 120
FIRE DAMPER | TBA | NULL | TBA | NULL | NULL
FIRE DAMPER | TBA | NULL | TBA | NULL | NULL
FIRE DAMPER | TBA | NULL | TBA | NULL | NULL
SWITCHBOARD MECHANICAL | NULL | MERLIN GERIN | NULL | NULL | NULL
DX COMPRESSOR | 0 | BITZER | OPTIMUS | R407C | 130
POWER METER | NULL | MERLIN GERIN | NULL | NULL | NULL
SWITCHBOARD DISTRIBUTION | NULL | MERLIN GERIN | NULL | NULL | NULL
ELECTRIC DUCT HEATER | TBA | STOKES | TBA | NULL | NULL
ELECTRIC DUCT HEATER | TBA | STOKES | TBA | NULL | NULL
DX COMPRESSOR | 0 | BITZER | OPTIMUS AHU | R407C | 130
FIRE DAMPER | TBA | NULL | TBA | NULL | NULL
ELECTRIC DUCT HEATER | TBA | NULL | TBA | NULL | NULL
FIRE DAMPER | TBA | NULL | TBA | NULL | NULL
FIRE DAMPER | TBA | NULL | TBA | NULL | NULL
FIRE DAMPER | TBA | NULL | TBA | NULL | NULL
ELECTRIC DUCT HEATER | TBA | NULL | TBA | NULL | NULL
FIRE DAMPER | TBA | NULL | TBA | NULL | NULL
SWITCHBOARD MECHANICAL | TBA | NULL | TBA | NULL | NULL
BMS | TBA | NULL | TBA | NULL | NULL
AIR FAN - EXHAUST | TBA | NULL | TBA | NULL | NULL
AIR FAN - EXHAUST | TBA | NULL | TBA | NULL | NULL
AIR FAN - EXHAUST | TBA | NULL | TBA | NULL | NULL
AIR FAN - EXHAUST | TBA | NULL | TBA | NULL | NULL
DUCTED SPLIT SYSTEM | 305942 | ACTRON | EVY470T6Q1-TV | R410A | 20
CONDENSER UNIT | 379286 | ACTRON | CAY470T-6Q1 | R410A | 20
DX CONDENSING UNIT | NA | PATTON | PATTON | R407C | 130
DOMESTIC HW UNIT (ELECTRIC) | V110067001 | EVERHOT | 291050V7 | NULL | NULL
DX CONDENSING UNIT | NA | PATTON | PATTON | R407C | 130
DX COMPRESSOR |  | TRANE |  | NULL | NULL
DX COMPRESSOR |  | TRANE |  | NULL | NULL
DOMESTIC HW UNIT (ELECTRIC) | VZ0075984 | EVERHOT | 291050V7 | NULL | NULL
DX CONDENSING UNIT | NA | PATTON | PATTON | R407C | 130
DX CONDENSING UNIT | NA | PATTON | PATTON | R407C | 130
ELECTRIC DUCT HEATER |  | UNKNOWN |  | NULL | NULL
ELECTRIC DUCT HEATER |  | UNKNOWN |  | NULL | NULL
ELECTRIC DUCT HEATER |  | UNKNOWN |  | NULL | NULL
DOMESTIC HW UNIT (ELECTRIC) | TBA | ZIP HYDROTAP | TUDOR | NULL | NULL
ELECTRIC DUCT HEATER |  | UNKNOWN |  | NULL | NULL
VARIABLE SPEED DRIVE | TBA | DANFOSS | TBA | NULL | NULL
TOILET EXHAUST FAN |  | UNKNOWN |  | NULL | NULL
AIR FAN - EXHAUST |  | UNKNOWN |  | NULL | NULL
INLINE MOTOR PUMP | 96913096 | GRUNDFOS | UPS 20-60 N 150 | NULL | NULL
INLINE MOTOR PUMP | 96913095 | GRUNDFOS | UPS 20-60 N 150 | NULL | NULL
DOMESTIC HW UNIT (ELECTRIC) | 6169623 | RHEEM | 631275NO | NULL | NULL
DUCTED SPLIT SYSTEM | 56909 | TEMPERZONE | N/A | NA | 0
AIR FAN - OUTSIDE | TBA | NULL | TBA | NULL | NULL
AIR COOLED SPLIT SYSTEM | 10149 | MITSUBISHI | MSZ-GE50VA | R410A | 0
AIR COOLED SPLIT SYSTEM | 14081 | MITSUBISHI | MUZ-GE50VA | R410A | 1.55
DOMESTIC HW UNIT (ELECTRIC) | 6169624 | RHEEM | 631275NO | NULL | NULL
AIR FAN - EXHAUST |  | UNKNOWN |  | NULL | NULL
DOMESTIC HW UNIT (ELECTRIC) | 6189906 | RHEEM | 300135NO | NULL | NULL
AIR FAN - EXHAUST |  | UNKNOWN |  | NULL | NULL
AIR FAN - EXHAUST |  | UNKNOWN |  | NULL | NULL
DOMESTIC HW UNIT (GAS) | TBA | EVERHOT | 29125097 | NULL | NULL
CONDENSER UNIT |  | UNKNOWN |  | NULL | 0
CONDENSER UNIT |  | UNKNOWN |  | NULL | 0
SWITCHBOARD DISTRIBUTION | TBA | CONCEPT PLUS 2 | TBA | NULL | NULL
SWITCHBOARD LIGHT/POWER | TBA | CONCEPT PLUS 2 | TBA | NULL | NULL
SWITCHBOARD LIGHT/POWER | TBA | CONCEPT PLUS 2 | TBA | NULL | NULL
SWITCHBOARD LIGHT/POWER | TBA | NULL | TBA | NULL | NULL
SWITCHBOARD DISTRIBUTION | TBA | CONCEPT PLUS 2 | TBA | NULL | NULL
SWITCHBOARD LIGHT/POWER | TBA | CONCEPT PLUS 2 | TBA | NULL | NULL
SWITCHBOARD LIGHT/POWER | TBA | CONCEPT PLUS 2 | TBA | NULL | NULL
SWITCHBOARD LIGHT/POWER | TBA | NULL | TBA | NULL | NULL
SWITCHBOARD LIGHT/POWER | TBA | NULL | TBA | NULL | NULL
SWITCHBOARD DISTRIBUTION | TBA | CONCEPT PLUS 2 | TBA | NULL | NULL
SWITCHBOARD LIGHT/POWER | TBA | CONCEPT PLUS 2 | TBA | NULL | NULL
SWITCHBOARD LIGHT/POWER | TBA | CONCEPT PLUS 2 | TBA | NULL | NULL
SWITCHBOARD LIGHT/POWER | TBA | NULL | TBA | NULL | NULL
SWITCHBOARD LIGHT/POWER | TBA | NULL | TBA | NULL | NULL
SWITCHBOARD DISTRIBUTION |  | CONCEPT PLUS 2 |  | NULL | NULL
SWITCHBOARD LIGHT/POWER | TBA | CONCEPT PLUS 2 | TBA | NULL | NULL
SWITCHBOARD LIGHT/POWER | TBA | CONCEPT PLUS 2 | TBA | NULL | NULL
SWITCHBOARD LIGHT/POWER | TBA | NULL | TBA | NULL | NULL
SWITCHBOARD LIGHT/POWER | TBA | NULL | TBA | NULL | NULL
SWITCHBOARD LIGHT/POWER | TBA | NULL | TBA | NULL | NULL
SWITCHBOARD LIGHT/POWER | TBA | NULL | TBA | NULL | NULL
SWITCHBOARD LIGHT/POWER | TBA | NULL | TBA | NULL | NULL
SWITCHBOARD LIGHT/POWER | NULL | NULL | NULL | NULL | NULL
WALL MOUNTED SPLIT SYSTEM | E012015 | DAIKIN | RXM85PVMA | R32 | 2.25
AIR HANDLING UNIT | TBA | GJ WALKER | ASV27 | CHILLED WATER | 0
WALL MOUNTED SPLIT SYSTEM | 1908836 | DAIKIN | FTXS25JVEA | R22 | 0
WALL MOUNTED SPLIT SYSTEM | 1908841 | DAIKIN | FTXS25JVEA | R22 | 0
WALL MOUNTED SPLIT SYSTEM | 1908840 | DAIKIN | FTXS25JVEA | R22 | 0
WALL MOUNTED SPLIT SYSTEM | EO53389 | FUJITSU | ASTAO9LCC | R410A | 0
HEAT PUMP SPLIT SYSTEM | 145512579RE | MITSUBISHI | SRC35ZJ-S | R410A | 1.05
SWITCHBOARD MECHANICAL |  | CUSTOM-BUILT |  | NULL | NULL
WALL MOUNTED SPLIT SYSTEM | 129912750 | MITSUBISHI | SRK35ZJ-S | R410A | 0
AIR FAN - EXHAUST |  | NULL |  | NULL | NULL
HEAT PUMP SPLIT SYSTEM | EO55389 | FUJITSU | AOTR09LCC | R410A | 900
WALL MOUNTED SPLIT SYSTEM | 916001251 | MITSUBISHI | SRK80ZEA-S1 | R410A | 0
WALL MOUNTED SPLIT SYSTEM | 916001288 | MITSUBISHI | SRK80ZEA-S1 | R410A | 0
WALL MOUNTED SPLIT SYSTEM | EO532O2 | FUJITSU | ASTAO9LCC | R410A | 0
SWITCHBOARD MAIN DISTRIBUTION | TBA | NULL | A-LINE SWITCHBOARDS | NULL | NULL
WALL MOUNTED SPLIT SYSTEM | EO55152 | FUJITSU | ASTAO9LCC | R410A | 0
VARIABLE SPEED DRIVE | 59409701002 | NULL | INVERTEK - OPTIDRIVE E3 | NULL | NULL
VARIABLE SPEED DRIVE | 59409701003 | NULL | INVERTEK - OPTIDRIVE E3 | NULL | NULL
PACKAGED AIR CONDITIONING UNIT | K000162 | DAIKIN | UAYQ120CY1A | R410A | 11.6
VARIABLE SPEED DRIVE | 59409701006 | NULL | INVERTEK - OPTIDRIVE E3 | NULL | NULL
KITCHEN EXHAUST FAN | 610604 | CFM FANS | MV381VS | NULL | NULL
DRINKING FOUNTAINS (REFRIG) | 16821 | NULL | DFS121 | NULL | NULL
VARIABLE SPEED DRIVE | 59409701007 | NULL | INVERTEK - OPTIDRIVE E3 | NULL | NULL
KITCHEN EXHAUST FAN | 33713 | CFM FANS | N/A | NULL | NULL
CASSETTE SPLIT SYSTEM | J048096 | DAIKIN | FXZQ25A2VEB | R410A | 0
HEAT PUMP SPLIT SYSTEM | EO54088 | FUJITSU | AOTRO9LCC | R410A | 900
HEAT PUMP SPLIT SYSTEM | 936201133 | MITSUBISHI | SRC80ZE-S1 | R410A | 1.9
CASSETTE SPLIT SYSTEM | J047955 | DAIKIN | FXZQ25A2VEB | R410A | 0
HEAT PUMP SPLIT SYSTEM | 936201125 | MITSUBISHI | SRC80ZE-S1 | R410A | 1.9
WALL MOUNTED SPLIT SYSTEM | 438307637BE | MITSUBISHI | DXK24ZMA-S | R410A | 0
PACKAGED AIR CONDITIONING UNIT | 762969 | TEMPERZONE | OPA161RKTYH | R410A | 0
CONDENSER UNIT | E002949 | DAIKIN | RXYMQ4AV4A | R410A | 2.9
HEAT PUMP SPLIT SYSTEM | N/A | FUJITSU | N/A | R410A | 0
PACKAGED AIR CONDITIONING UNIT | K000150 | DAIKIN | UAYQ90CY1A | R410A | 6.1
KITCHEN EXHAUST FAN | TBA | NULL | MISSING LABEL | NULL | NULL
CONDENSER UNIT | E000737 | DAIKIN | RXYMQMQ20TY1A | R410A | 11.8
WALL MOUNTED SPLIT SYSTEM | EO58256 | FUJITSU | ASTA24LCC | R410A | 0
CONDENSER UNIT | E000692 | DAIKIN | RXYQ18TY1A | R410A | 11.7
WALL MOUNTED SPLIT SYSTEM | 814002206 | MITSUBISHI | SRK35ZGA-S | R410A | 0
EXTRACTION SYSTEM - SMOKE | TBA | FANTECH | TBA | NULL | NULL
EXTRACTION SYSTEM - SMOKE | TBA | FANTECH | TBA | NULL | NULL
EXTRACTION SYSTEM - SMOKE | TBA | FANTECH | TBA | NULL | NULL
EXTRACTION SYSTEM - SMOKE | TBA | FANTECH | TBA | NULL | NULL
EXTRACTION SYSTEM - SMOKE | NULL | FANTECH | NULL | NULL | NULL
EXTRACTION SYSTEM - SMOKE | TBA | FANTECH | TBA | NULL | NULL
VRV DUCTED SPLIT | 7101891 | DAIKIN | FXMQ18PPV1A | R410A | 0
EXTRACTION SYSTEM - SMOKE | TBA | FANTECH | TBA | NULL | NULL
KITCHEN EXHAUST FAN | TBA | AIR DESIGN | WORN LABEL | NULL | NULL
WALL MOUNTED SPLIT SYSTEM | 748700163BE | MITSUBISHI | SRK80ZRA | R410A | 0
DUCTED SPLIT SYSTEM | N/A | ALCAIR | N/A | R22 | 0
HEAT PUMP SPLIT SYSTEM | 784200268BE | MITSUBISHI | SRC80ZRAW | R32 | 1.6
DUCTED SPLIT SYSTEM | CWTBVO116M | COOLINE AC | KQ060LSRHNBFN-AU | R22 | 3.8
DUCTED SPLIT SYSTEM | CWVBO142M | COOLINE AC | KQ060LSRHNBFN-AU | R22 | 3.8
DUCTED SPLIT SYSTEM | TBA | COOLINE AC | KQ060LSRHNBFN-AU | R22 | 3.8
EVAPORATIVE COOLER | 50007327 | BONAIRE | 2570020 | NULL | NULL
DUCTED SPLIT SYSTEM | CWTBVO103M | COOLINE AC | KQ060LSRHNBFN-AU | R22 | 3.8
DUCTED SPLIT SYSTEM | CWVBN00O2M | COOLINE AC | KQ060LSRHNBFN-AU | R22 | 3.8
DUCTED SPLIT SYSTEM | CWVBN0108M | COOLINE AC | KQ060LSRHNBFN-AU | R22 | 3.8
DUCTED SPLIT SYSTEM | CWVBMN0102M | COOLINE AC | KQ060LSRHNBFN-AU | R22 | 3.8
DUCTED SPLIT SYSTEM | CWTBD00653M | COOLINE AC | KQ060LSRHNBFN-AU | R22 | 3.8
DUCTED SPLIT SYSTEM | CWTBV0110M | COOLINE AC | KQ060LSRHNBFN-AU | R22 | 3.8
DUCTED SPLIT SYSTEM | CWVV0141M3 | COOLINE AC | KQ060LSRHNBFN-AU | R22 | 3.8
DUCTED SPLIT SYSTEM | CWEBD0041M | COOLINE AC | KQ048LSRHNBFN-AU | R22 | 3.8
DUCTED SPLIT SYSTEM | NA | COOLINE AC | KQ048LSRHNBFN-AU | R22 | 3.8
DUCTED SPLIT SYSTEM | CWVZD0056M | COOLINE AC | KQ036BSRHNBFN-AU | R22 | 3.5
AIR COOLED SPLIT SYSTEM | T000007 | FUJITSU | AO54FJBMR | R410A | 3
DUCTED SPLIT SYSTEM | 574300 | TEMPERZONE | OSA150R | R22 | 6
DUCTED SPLIT SYSTEM | 574319 | TEMPERZONE | OSA150R | R22 | 6
AIR FAN - OUTSIDE | 06/200614%489 | NU AIR | CS350/4E | NULL | NULL
AIR FAN - OUTSIDE | 07/2005-135823 | NU AIR | CS350/4E | NULL | NULL
TOILET EXHAUST FAN | 08/2005-136681-87530 | NU AIR | CT500/4E | NULL | NULL
DUCTED SPLIT SYSTEM | 2374 | COOLINE AC | D0260 | R22 | 3.8
DUCTED SPLIT SYSTEM | 2370 | COOLINE AC | DQZ60 | R22 | 0
DUCTED SPLIT SYSTEM | TBA | COOLINE AC | DQZ60 | R22 | 0
DUCTED SPLIT SYSTEM | N/A | ALCAIR | N/A | R22 | 11
DUCTED SPLIT SYSTEM | TBA | COOLINE AC | DQZ60 | R22 | 0
DUCTED SPLIT SYSTEM | 236 | COOLINE AC | DQZ60 | R22 | 0
DUCTED SPLIT SYSTEM | 855845 | APAC | S010IHR7EN | R407C | 0
VRV DUCTED SPLIT | E035510 | DAIKIN | FXMQ63PVE | R410A | 0
TOILET EXHAUST FAN | 6472426 | FANTECH | CE192D | NULL | NULL
DUCTED SPLIT SYSTEM | 2371 | COOLINE AC | Other | R22 | 0
VRV DUCTED SPLIT | 7081852 | DAIKIN | FXDYQ145MAV1 | R410A | 0
HEAT PUMP SPLIT SYSTEM | N/A | FUJITSU | N/A | R410A | 0
DUCTED SPLIT SYSTEM | 2373 | COOLINE AC | DQZ60 | R22 | 0
SWITCHBOARD MECHANICAL | 3B | CUSTOM-BUILT | P179 | NULL | NULL
HEAT PUMP SPLIT SYSTEM | N/A | FUJITSU | N/A | R410A | 0
HEAT PUMP SPLIT SYSTEM | 582404881BE | MITSUBISHI | DXCO9ZMA-S | R410A | 1.15
CASSETTE SPLIT SYSTEM | J049858 | DAIKIN | FXZQ32A2VEB | R410A | 0
HEAT PUMP SPLIT SYSTEM | TBA | FUJITSU | TBA | R410A | 0
EVAPORATIVE COOLER | 50007331 | BONAIRE | 2570020 | NULL | NULL
HEAT PUMP SPLIT SYSTEM | 146500400RE | MITSUBISHI | DXCO9Z3-S | R410A | 0.75
AIR FAN - OUTSIDE | TBA | FANTECH | WJ-200RILKIT | NULL | NULL
EVAPORATIVE COOLER | 50007316 | BONAIRE | 2570020 | NULL | NULL
EVAPORATIVE COOLER | 5007319 | BONAIRE | 2570020 | NULL | NULL
HEAT PUMP SPLIT SYSTEM | 33818753 | MITSUBISHI | SRC71ZE-S1 | R410A | 1.9
AIR COOLED SPLIT SYSTEM | TBA | MITSUBISHI | SRK28HCA-S | R410A | 0
EVAPORATIVE COOLER | 50007329 | BONAIRE | 2570020 | NULL | NULL
HEAT PUMP SPLIT SYSTEM | EO45335 | FUJITSU | AOTR18LCC | R410A | 1150
AIR COOLED SPLIT SYSTEM | TBA | MITSUBISHI | SRK28HCA-S | R410A | 0
EVAPORATIVE COOLER | 50007317 | BONAIRE | 2570020 | NULL | NULL
VRV DUCTED SPLIT | F001580 | DAIKIN | FXDQ40SPV1 | R410A | 0
EVAPORATIVE COOLER | 50007315 | BONAIRE | 2570020 | NULL | NULL
HEAT PUMP SPLIT SYSTEM | EO57393 | FUJITSU | AOTR24LCC | R410A | 1.6
HEAT PUMP SPLIT SYSTEM | N/A | FUJITSU | N/A | R410A | 1
EVAPORATIVE COOLER | 50007320 | BONAIRE | 2570020 | NULL | NULL
VRV DUCTED SPLIT | F001592 | DAIKIN | FXDQ40SPV1 | R410A | 0
EVAPORATIVE COOLER | 50007330 | BONAIRE | 2570020 | NULL | NULL
HEAT PUMP SPLIT SYSTEM | N/A | MITSUBISHI | DXCO9ZJ-S | R410A | 1.15
EVAPORATIVE COOLER | 50007326 | BONAIRE | 2570020 | NULL | NULL
HEAT PUMP SPLIT SYSTEM | EO65160 | FUJITSU | AOTRO9LCC | R410A | 900
VRV DUCTED SPLIT | F000297 | DAIKIN | FXDQ40SPV1 | R410A | 0
EVAPORATIVE COOLER | 50007321 | BONAIRE | 2570020 | NULL | NULL
HEAT PUMP SPLIT SYSTEM | EO64202 | FUJITSU | AOTR09LCC | R410A | 900
HEAT PUMP SPLIT SYSTEM | EO64196 | FUJITSU | AOTRO9LCC | R410A | 900
HEAT PUMP SPLIT SYSTEM | 773101340BE | MITSUBISHI | SRC63ZMA-S | R410A | 1.8
EVAPORATIVE COOLER | 50007318 | BONAIRE | 2570020 | NULL | NULL
HEAT PUMP SPLIT SYSTEM | 772407225BE | MITSUBISHI | SRC50ZMA-S | R410A | 1.35
HEAT PUMP SPLIT SYSTEM | EO64562 | FUJITSU | AOTRO9LCC | R410A | 900
HEAT PUMP SPLIT SYSTEM | N/A | FUJITSU | N/A | R410A | 900
HEAT PUMP SPLIT SYSTEM | N/A | FUJITSU | N/A | R410A | 900
HEAT PUMP SPLIT SYSTEM | 933710346 | MITSUBISHI | SRC25ZG-S | R410A | 0.9
HEAT PUMP SPLIT SYSTEM | EO64126 | FUJITSU | AOTR09LCC | R410A | 900
HEAT PUMP SPLIT SYSTEM | N/A | FUJITSU | N/A | R410A | 900
HEAT PUMP SPLIT SYSTEM | 252200186RE | MITSUBISHI | DXCO9ZJ-S | R410A | 1.15
HEAT PUMP SPLIT SYSTEM | EO68130 | DAIKIN | RXS35LVMA | R410A | 1.2
HEAT PUMP SPLIT SYSTEM | TBA | MITSUBISHI | TBA | R410A | 1.1
HEAT PUMP SPLIT SYSTEM | EO57337 | FUJITSU | AOTR24LCC | R410A | 1.6
HEAT PUMP SPLIT SYSTEM | N/A | FUJITSU | N/A | R410A | 1
HEAT PUMP SPLIT SYSTEM | N/A | FUJITSU | N/A | R410A | 1.2
HEAT PUMP SPLIT SYSTEM | EO64185 | FUJITSU | AOTRO9LCC | R410A | 900
HEAT PUMP SPLIT SYSTEM | EO64113 | FUJITSU | AOTRO9LCC | R410A | 900
HEAT PUMP SPLIT SYSTEM | TBA | FUJITSU | TBA | R410A | 1.2
HEAT PUMP SPLIT SYSTEM | TBA | FUJITSU | TBA | R410A | 1.6
HEAT PUMP SPLIT SYSTEM | EO64375 | FUJITSU | AOTRO9LCC | R410A | 900
HEAT PUMP SPLIT SYSTEM | N/A | FUJITSU | N/A | R410A | 900
HEAT PUMP SPLIT SYSTEM | EO57354 | FUJITSU | AOTR24LCC | R410A | 1.6
HEAT PUMP SPLIT SYSTEM | TBA | MITSUBISHI | SRC35ZJ-S | R410A | 1.05
HEAT PUMP SPLIT SYSTEM | 351702879RE | MITSUBISHI | DXC12ZJ-S | R410A | 1.15
CONDENSER UNIT | TBA | ACTROL | TBA | R404A | 3.3
CONDENSER UNIT |  | ACTROL |  | R404A | 4.6
FREEZER ROOM | TBA | NULL | TBA | R134A | 5
COOL ROOM | TBA | ACTROL | TBA | R404A | 3.3
WALL MOUNTED SPLIT SYSTEM | 14213197 | MITSUBISHI | SRK71ZEA-S1 | R410A | 0
WALL MOUNTED SPLIT SYSTEM | E058392 | FUJITSU | ASTA24LCC | R410A | 0
WALL MOUNTED SPLIT SYSTEM | EO44000 | FUJITSU | ASTA18LCC | R410A | 0
WALL MOUNTED SPLIT SYSTEM | EO43236 | FUJITSU | ASTA18LCC | R410A | 0
WALL MOUNTED SPLIT SYSTEM | EO58389 | FUJITSU | ASTA24LCC | R410A | 0
WALL MOUNTED SPLIT SYSTEM | EO64076 | FUJITSU | ASTAO9LCC | R410A | 0
WALL MOUNTED SPLIT SYSTEM | EO43997 | FUJITSU | ASTA18LCC | R410A | 0
BACKFLOW PREVENTION DEVICE RPZ | 29983 | NULL | 860L | NULL | NULL
WALL MOUNTED SPLIT SYSTEM | EO63896 | FUJITSU | ASTAO9LCC | R410A | 0
WALL MOUNTED SPLIT SYSTEM | EO43999 | FUJITSU | ASTA18LCC | R410A | 0
WALL MOUNTED SPLIT SYSTEM | E064009 | FUJITSU | ASTAO9LCC | R410A | 0
WALL MOUNTED SPLIT SYSTEM | 118800480 | MITSUBISHI | DXK09Z3-S | R410A | 0
WALL MOUNTED SPLIT SYSTEM | 220800128 | MITSUBISHI | DXKO9ZJ-S | R410A | 0
WALL MOUNTED SPLIT SYSTEM | EO63550 | FUJITSU | ASTAO9LCC | R410A | 0
WALL MOUNTED SPLIT SYSTEM | TBA | MITSUBISHI | DXK09Z3-S | R410A | 0
WALL MOUNTED SPLIT SYSTEM | 44460599BE | MITSUBISHI | DXKO9ZMA-S | R410A | 0
WALL MOUNTED SPLIT SYSTEM | N/A | FUJITSU | N/A | R410A | 0
WALL MOUNTED SPLIT SYSTEM | E043249 | FUJITSU | ASTA18LCC | R410A | 0
WALL MOUNTED SPLIT SYSTEM | EO63449 | FUJITSU | ASTAO9LCC | R410A | 0
WALL MOUNTED SPLIT SYSTEM | TBA | FUJITSU | ASTAO9LCC | R410A | 0
WALL MOUNTED SPLIT SYSTEM | TBA | FUJITSU | ASTAO9LCC | R410A | 0
WALL MOUNTED SPLIT SYSTEM | EO58387 | FUJITSU | ASTA24LCC | R410A | 0
WALL MOUNTED SPLIT SYSTEM | TBA | MITSUBISHI | SRK63ZMA-S | R410A | 0
WALL MOUNTED SPLIT SYSTEM | 914002263 | MITSUBISHI | SRK25ZGA-S | R410A | 0
WALL MOUNTED SPLIT SYSTEM | 737208095BE | MITSUBISHI | SRK50ZMA-S | R410A | 0
BACKFLOW PREVENTION DEVICE RPZ | W397923 | NULL | WILKINS ZURN | NULL | NULL
BACKFLOW PREVENTION DEVICE RPZ | W400788 | NULL | WILKINS ZURN | NULL | NULL
WALL MOUNTED SPLIT SYSTEM | EO63451 | FUJITSU | ASTAO9LCC | R410A | 0
WALL MOUNTED SPLIT SYSTEM | EO63157 | FUJITSU | ASTAO9LCC | R410A | 0
WALL MOUNTED SPLIT SYSTEM | 220800116 | MITSUBISHI | DXK09ZJ-S | R410A | 0
HEAT EXCHANGER - AIR TO AIR | 0806_3550 | AIR CHANGE | ASC20RCRTP-HSF | NULL | NULL
FAN COIL UNIT - DUCTED | NO ACCESS | MCQUAY | NO ACCESS | CHILLED & HEATING WATER | 0
HEAT EXCHANGER - AIR TO AIR | 0802_3549 | AIR CHANGE | ASC11RCRTP-HSF | NULL | NULL
HEAT PUMP SPLIT SYSTEM | 252400611 | MITSUBISHI | DXC18ZJ-S | R410A | 1.35
AIR DRYER (REFRIG) | TBA | ATLAS | GA37VSD | NULL | NULL
FAN COIL UNIT - DUCTED | 20482106 00388 | MCQUAY | MDB100EW AXAA | CHILLED WATER | NULL
WALL MOUNTED SPLIT SYSTEM | TBA | MITSUBISHI | SRK80ZMA | R410A | 0
WALL MOUNTED SPLIT SYSTEM | 438900972BE | MITSUBISHI | SRK92ZMA-S | R410A | 0
HEAT PUMP SPLIT SYSTEM | 776302347BE | MITSUBISHI | SRC80ZMA-S | R410A | 2.2
HEAT PUMP SPLIT SYSTEM | 477700741BE | MITSUBISHI | SRC92ZMA-S | R410A | 3.15
AIR DRYER (REFRIG) | AIF.106911 | ATLAS | GA180VSD | NULL | NULL
WALL MOUNTED SPLIT SYSTEM | 7008268 T | MITSUBISHI | MSZGL71VGD | R32 | 0
HEAT PUMP SPLIT SYSTEM | E001112 | DAIKIN | RZQ160KV4A | R410A | 3.7
HEAT PUMP SPLIT SYSTEM | E001381 | DAIKIN | RZQ125KV4A | R410A | 3.7
HEAT PUMP SPLIT SYSTEM | E001892 | DAIKIN | RZQ100KV4A | R410A | 3.7
HEAT PUMP SPLIT SYSTEM | E001987 | DAIKIN | RZQ160KV4A | R410A | 3.7
FAN COIL UNIT - DUCTED |  | TEMPERZONE | IMD170-4/1 | NULL | NULL
CASSETTE SPLIT SYSTEM | E002847 | DAIKIN | RZQS140AY1 | R410A | 4.2
HEAT PUMP SPLIT SYSTEM | 38004158 | MITSUBISHI | SRC50ZJ-S | R410A | 1.35
DUCTED SPLIT SYSTEM | D576110041 | PANASONIC | CS-F43DD1E5 | R410A | 0
EXHAUST FAN CANOPY | 2017-03-01 | CYCLO FANS | V46-754-SP4 | NULL | NULL
EXHAUST FAN CANOPY | 165160 | FANS DIRECT | VDC450 | NULL | NULL
FAN COIL UNIT - DUCTED | NA | MCQUAY | MDD075BW AXAA R | NULL | NULL
KITCHEN EXHAUST FAN |  | CFM FANS |  | NULL | NULL
KITCHEN EXHAUST FAN |  | CFM FANS |  | NULL | NULL
CONDENSER UNIT | NULL | NULL | NULL | R404A | 4
HEAT PUMP SPLIT SYSTEM | 156300315RE | MITSUBISHI | DXC28Z4-S | R410A | 1.8
CONDENSER UNIT | 2709754 | ACPAC | AP2.1M1-4 | R404A | 5
CONDENSER UNIT | NULL | TECUMSEH | NULL | R404A | 3
FAN COIL UNIT - DUCTED | NA | MCQUAY | NA | CHILLED WATER | NULL
FAN COIL UNIT - DUCTED | NA | MCQUAY | MDD075BW-AXAA R | CHILLED WATER | NULL
FAN COIL UNIT - DUCTED |  | MCQUAY | MDD075BW-AXAA R | NULL | NULL
FAN COIL UNIT - DUCTED | NA | MCQUAY | MDD075BW-AXAA R | CHILLED WATER | NULL
FAN COIL UNIT - DUCTED | 20482106 00382 | MCQUAY | MDB100EW AXAA | CHILLED WATER | NULL
FAN COIL UNIT - DUCTED |  | MCQUAY | MDB125BW FXAC28 | CHILLED WATER | NULL
FAN COIL UNIT - DUCTED |  | MCQUAY | MDB125BW FXAC28 | CHILLED WATER | NULL
FAN COIL UNIT - DUCTED | 4712MO3161 | CARRIER | 40LMA060SJ170025 | NULL | NULL
SWITCHBOARD MECHANICAL | NULL | NULL | NULL | NULL | NULL
AIR FAN - SUPPLY | 159131 | FANS DIRECT | SCD450/4E | NULL | NULL
AIR FAN - OUTSIDE | 159127 | FANS DIRECT | SSC355/4E | NULL | NULL
AIR HANDLING UNIT | 71101 | FAN COIL INDUSTRIES | FCS400V | CHILLED WATER | 1
VARIABLE SPEED DRIVE | 3074601803 | ABB | ACH550-01-08A8-4+B055 | NULL | NULL
AIR FAN - OUTSIDE | 159149 | FANS DIRECT | AX63TB20A-4CSF | NULL | NULL
VARIABLE SPEED DRIVE | 3074300854 | ABB | ACH550-01-02A4-4+B055 | NULL | NULL
REHEAT COIL | 755/17614C | NULL | 2377/2007 | NULL | NULL
FAN COIL UNIT - DUCTED | 71009 | FAN COIL INDUSTRIES | FCH030 | CHILLED WATER | 1
FAN COIL UNIT - DUCTED | 71008 | FAN COIL INDUSTRIES | FCH030 | CHILLED WATER | 1
FAN COIL UNIT - DUCTED | 71007 | FAN COIL INDUSTRIES | FCH075 | CHILLED WATER | 1
PACKAGE AC - WATER SOURCED | 11354 | PARAGON | WCP5CH | R22 | 0.8
SWITCHBOARD MECHANICAL | NULL | NULL | NULL | NULL | NULL
BOILING WATER UNIT | 2016082510043 | ZIP HYDROTAP | ZIP AUTOBOIL | NULL | NULL
FAN COIL UNIT - DUCTED | NA | TEMPERZONE | IMD210-4/1 | CHILLED WATER | NULL
PACKAGE AC - WATER SOURCED | NA | TEMPERZONE | NA | NULL | NULL
THERMOSTATIC MIXING VALVES |  | TOMSON | T160 | NULL | NULL
WALL MOUNTED SPLIT SYSTEM | 1573316945 | HITACHI | RAS80YHA3 | R410A | 0
THERMOSTATIC MIXING VALVES |  | TOMSON | T160 | NULL | NULL
THERMOSTATIC MIXING VALVES |  | TOMSON | T160 | NULL | NULL
THERMOSTATIC MIXING VALVES |  | NULL | TOMSON TMV20 | NULL | NULL
THERMOSTATIC MIXING VALVES |  | TOMSON | 5213 | NULL | NULL
DUCTED SPLIT SYSTEM | 797431 | TEMPERZONE | ISD196KY | R410A | 0
PACKAGE AC - WATER SOURCED |  | TEMPERZONE | HWP225RKTN | NULL | 2.7
DUCTED SPLIT SYSTEM | ADC20871 | ACCENT AIR | ADC20E1 | R22 | 6
DUCTED SPLIT SYSTEM | ADF20904 | ACCENT AIR | ADF20 | R22 | 0
PACKAGE AC - WATER SOURCED |  | TEMPERZONE | HWP445CEKTN | NULL | NULL
AIR HANDLING UNIT | 7082 | NULL | NULL | CHILLED WATER | 0
AIR HANDLING UNIT | 7082 | NULL | NULL | CHILLED WATER | 0
DUCTED SPLIT SYSTEM | NULL | TEMPERZONE | ISD280KY | R410A | 0
PACKAGE AC - WATER SOURCED |  | TEMPERZONE | HW141RKT | R410A | 2.1
PACKAGE AC - WATER SOURCED |  | TEMPERZONE | HWP142RKT | NULL | NULL
AIR FAN - EXHAUST | 626421 | FANTECH | FPMD304 | NULL | NULL
AIR FAN - EXHAUST | NULL | FANTECH | HCE-150L | NULL | NULL
AIR FAN - EXHAUST | NULL | FANTECH | HCE 150 | NULL | NULL
AIR FAN - EXHAUST |  | FANTECH | HCE 150 | NA | 0
AIR FAN - EXHAUST |  | FANTECH | HCE 150 | NA | 0
AIR FAN - EXHAUST |  | FANTECH | HCE 150 | NA | 0
AIR FAN - EXHAUST |  | FANTECH | HCE 150 | NA | 0
AIR FAN - EXHAUST |  | FANTECH | HCE 150 | NA | 0
AIR FAN - EXHAUST |  | FANTECH | HCE 150 | NA | 0
AIR FAN - EXHAUST |  | FANTECH | PCE 314ER | NA | 0
AIR FAN - EXHAUST |  | FANTECH | PCE 354ER | NA | 0
AIR FAN - EXHAUST | TBA | FANTECH | VM-250L | NULL | NULL
AIR FAN - EXHAUST |  | FANTECH | PCD 454DD | NA | 0
AIR FAN - EXHAUST |  | FANTECH | AP1004CA3/24 | NA | 0
AIR FAN - EXHAUST |  | FANTECH | AP1004CA3/20 | NA | 0
AIR FAN - EXHAUST |  | FANTECH | AP0634APIO/10 | NA | 0
AIR FAN - EXHAUST |  | FANTECH | AP0714APIO 15 | NA | 0
AIR FAN - EXHAUST |  | FANTECH | AP0804GP6/16 | NA | 0
AIR FAN - EXHAUST |  | FANTECH | AP0804GP6/16 | NA | 0
AIR FAN - EXHAUST |  | FANTECH | APS1254CA6 20 | NA | 0
AIR FAN - EXHAUST |  | FANTECH | VM-315L | NA | 0
AIR FAN - EXHAUST |  | FANTECH | AP0804CA12/26 | NA | 0
AIR FAN - EXHAUST |  | FANTECH | AP0804CP12/27 | NA | 0
AIR FAN - EXHAUST |  | FANTECH | AP0804CP12/27 | NA | 0
AIR FAN - EXHAUST |  | FANTECH | AP0714AA10/22 | NA | 0
AIR FAN - EXHAUST |  | FANTECH | AP0714AA10/22 | NA | 0
AIR FAN - EXHAUST |  | FANTECH | 20ALSW | NA | 0
AIR FAN - EXHAUST |  | FANTECH | 36ALSW | NA | 0
AIR FAN - EXHAUST |  | FANTECH | 20ALSW | NA | 0
AIR FAN - EXHAUST | 299810 | FANTECH | PCE314ER | NULL | NULL
AIR FAN - EXHAUST | 305460 | FANTECH | PCE354ER | NULL | NULL
AIR FAN - EXHAUST | NULL | FANTECH | MCE-150L | NULL | NULL
AIR FAN - EXHAUST |  | FANTECH | VM-150L | NULL | NULL
AIR FAN - EXHAUST |  | FANTECH | VM-150L | NULL | NULL
AIR FAN - EXHAUST |  | FANTECH | FAN TECH HCE-150L | NULL | NULL
AIR FAN - RETURN | NULL | NULL | RDA 400K | NULL | NULL
AIR FAN - RETURN | NULL | NULL | RDA 450K | NULL | NULL
AIR FAN - RETURN |  | NULL |  | NULL | NULL
AIR FAN - RETURN |  | NULL | RDA 400K | NULL | NULL
AIR FAN - RETURN |  | NULL | RDA 450K | NA | 0
AIR FAN - RETURN |  | NULL | RDA 500K | NA | 0
AIR FAN - RETURN |  | NULL | RDA 450K | NA | 0
AIR HANDLING UNIT |  | SHARP-PENDREY |  | NA | 0
AIR HANDLING UNIT |  | SHARP-PENDREY |  | NA | 0
AIR HANDLING UNIT | 3068624001 | SHARP-PENDREY | AEHP-UCC20 | CHILLED WATER | 0
AIR HANDLING UNIT | 3068624009 | SHARP-PENDREY | AEHB-UCC20 | CHILLED WATER | 0
AIR HANDLING UNIT |  | SHARP-PENDREY |  | NA | 0
AIR HANDLING UNIT | 7082 | NULL | SE-18 | NA | 0
AIR HANDLING UNIT | NULL | SHARP-PENDREY | SE-18 | NA | 0
AIR HANDLING UNIT | NULL | SHARP-PENDREY | SE-18 | CHILLED WATER | 0
AIR HANDLING UNIT | NULL | SHARP-PENDREY | SE-27 | NA | 0
AIR HANDLING UNIT |  | SHARP-PENDREY |  | NA | 0
AIR HANDLING UNIT |  | SHARP-PENDREY |  | NA | 0
AIR HANDLING UNIT | NULL | SHARP-PENDREY | RDH 400K | CHILLED WATER | 0
AIR HANDLING UNIT |  | SHARP-PENDREY |  | NA | 0
AIR HANDLING UNIT |  | SHARP-PENDREY |  | NA | 0
AIR HANDLING UNIT |  | SHARP-PENDREY |  | NA | 0
AIR HANDLING UNIT |  | SHARP-PENDREY |  | NA | 0
AIR HANDLING UNIT | 7105 | SHARPEN ENGINEERING | RDH 400K | NA | 0
AIR HANDLING UNIT | NULL | SHARP-PENDREY | AEHBUC | NA | 0
BMS |  | NULL | TBA | NA | 0
BOILER - GAS FIRED | TBA | NULL | 350 | NULL | NULL
BOILER - GAS FIRED | UNKNOWN | NULL | 350 | NULL | NULL
CHILLED BEAMS - PASSIVE |  | KRANTZ | 100AS | NA | 0
CHILLED BEAMS - PASSIVE |  | KRANTZ | 100AS | NA | 0
CHILLED BEAMS - PASSIVE |  | KRANTZ | 100AS | NA | 0
CHILLED BEAMS - PASSIVE |  | KRANTZ | 100AS | NA | 0
CHILLED BEAMS - PASSIVE |  | KRANTZ | 100AS | NA | 0
CHILLED BEAMS - PASSIVE |  | KRANTZ | 100AS | NA | 0
CHILLED BEAMS - PASSIVE |  | KRANTZ | 100AS | NA | 0
CHILLED BEAMS - PASSIVE |  | KRANTZ | 100AS | NA | 0
CHILLED BEAMS - PASSIVE |  | KRANTZ | 100AS | NA | 0
CHILLED BEAMS - PASSIVE |  | KRANTZ | 100AS | NA | 0
CHILLED BEAMS - PASSIVE |  | KRANTZ | 100AS | NA | 0
CHILLED BEAMS - PASSIVE |  | KRANTZ | 100AS | NA | 0
CHILLED BEAMS - PASSIVE |  | KRANTZ | 100AS | NA | 0
CHILLED BEAMS - PASSIVE |  | KRANTZ | 100AS | NA | 0
CHILLED BEAMS - PASSIVE |  | KRANTZ | 100AS | NA | 0
CHILLED BEAMS - PASSIVE |  | KRANTZ | 100AS | NA | 0
CHILLED BEAMS - PASSIVE |  | KRANTZ | 100AS | NA | 0
CHILLED BEAMS - PASSIVE |  | KRANTZ | 100AS | NA | 0
CHILLED BEAMS - PASSIVE |  | KRANTZ | 100AS | NA | 0
CHILLED BEAMS - PASSIVE |  | KRANTZ | 100AS | NA | 0
CHILLED BEAMS - PASSIVE |  | KRANTZ | 100AS | NA | 0
CHILLED BEAMS - PASSIVE |  | KRANTZ | 100AS | NA | 0
CHILLED BEAMS - PASSIVE |  | KRANTZ | 100AS | NA | 0
CHILLED BEAMS - PASSIVE |  | KRANTZ | 100AS | NA | 0
CHILLED BEAMS - PASSIVE |  | KRANTZ | 100AS | NA | 0
CHILLED BEAMS - PASSIVE |  | KRANTZ | 100AS | NA | 0
CHILLED BEAMS - PASSIVE |  | KRANTZ | 100AS | NA | 0
CHILLED BEAMS - PASSIVE |  | KRANTZ | 100AS | NA | 0
CHILLED BEAMS - PASSIVE |  | KRANTZ | 100AS | NA | 0
CHILLED BEAMS - PASSIVE |  | KRANTZ | 100AS | NA | 0
CHILLED BEAMS - PASSIVE |  | KRANTZ | 100AS | NA | 0
CHILLED BEAMS - PASSIVE |  | KRANTZ | 100AS | NA | 0
CHILLED BEAMS - PASSIVE |  | KRANTZ | 100AS | NA | 0
CHILLED BEAMS - PASSIVE |  | KRANTZ | 100AS | NA | 0
CHILLED BEAMS - PASSIVE |  | KRANTZ | 100AS | NA | 0
CHILLED BEAMS - PASSIVE |  | KRANTZ | 100AS | NA | 0
CHILLED BEAMS - PASSIVE |  | KRANTZ | 100AS | NA | 0
CHILLED BEAMS - PASSIVE |  | KRANTZ | 100AS | NA | 0
CHILLED BEAMS - PASSIVE |  | KRANTZ | 100AS | NA | 0
CHILLED BEAMS - PASSIVE |  | KRANTZ | 100AS | NA | 0
CHILLED BEAMS - PASSIVE | NULL | KRANTZ | 100AS | NULL | NULL
CHILLED BEAMS - PASSIVE |  | KRANTZ | 100AS | NA | 0
CHILLED BEAMS - PASSIVE | NULL | KRANTZ | 100AS | NULL | NULL
CHILLED BEAMS - PASSIVE | NULL | KRANTZ | 100AS | NULL | NULL
CHILLED BEAMS - PASSIVE | NULL | KRANTZ | 100AS | NULL | NULL
CHILLED BEAMS - PASSIVE | NULL | KRANTZ | 100AS | NULL | NULL
CHILLED BEAMS - PASSIVE |  | KRANTZ | 100AS | NA | 0
CHILLED BEAMS - PASSIVE | NULL | KRANTZ | 100AS | NULL | NULL
CHILLED BEAMS - PASSIVE | NULL | KRANTZ | 100AS | NULL | NULL
CHILLED BEAMS - PASSIVE | NULL | KRANTZ | 100AS | NULL | NULL
CHILLED BEAMS - PASSIVE |  | KRANTZ | 100AS | NA | 0
CHILLED BEAMS - PASSIVE |  | KRANTZ | 100AS | NA | 0
CHILLED BEAMS - PASSIVE |  | KRANTZ | 100AS | NA | 0
CHILLED BEAMS - PASSIVE |  | KRANTZ | 100AS | NA | 0
CHILLED BEAMS - PASSIVE |  | KRANTZ | 100AS | NA | 0
CHILLED BEAMS - PASSIVE |  | KRANTZ | 100AS | NA | 0
CHILLED BEAMS - PASSIVE | NULL | KRANTZ | 100AS | NULL | NULL
CHILLED BEAMS - PASSIVE |  | KRANTZ | 100AS | NA | 0
CHILLED WATER PUMP |  | UNKNOWN |  | NULL | NULL
CHILLED WATER PUMP |  | UNKNOWN |  | NULL | NULL
CHILLED WATER PUMP |  | UNKNOWN |  | NULL | NULL
CHILLED WATER PUMP |  | UNKNOWN |  | NULL | NULL
CHILLER - SCREW |  | TRANE |  | NA | 0
CHILLER - SCREW |  | TRANE |  | NA | 0
CHILLER - SCREW |  | TRANE |  | NA | 0
CONDENSER WATER PUMP |  | UNKNOWN |  | NULL | NULL
CONDENSER WATER PUMP |  | UNKNOWN |  | NULL | NULL
CONDENSER WATER PUMP |  | UNKNOWN |  | NULL | NULL
CONDENSER WATER PUMP |  | UNKNOWN | APIOO-40-S10 | NA | 0
CONDENSER WATER PUMP |  | UNKNOWN |  | NULL | NULL
CONDENSER WATER PUMP |  | UNKNOWN |  | NULL | NULL
CONDENSER WATER PUMP |  | UNKNOWN |  | NULL | NULL
CONDENSER WATER PUMP |  | UNKNOWN |  | NULL | NULL
COOLING TOWER |  | AQUA COOL TOWER | AQXD900 | NA | 0
COOLING TOWER |  | AQUA COOL TOWER | AQXD900 | NA | 0
COOLING TOWER |  | AQUA COOL TOWER | AQXD900 | NA | 0
EXPANSION TANK (CLOSED LOOPS) |  | NULL | TBA | NA | 0
EXPANSION TANK (CLOSED LOOPS) |  | NULL | TBA | NA | 0
EXPANSION TANK (CLOSED LOOPS) |  | NULL | TBA | NA | 0
FAN COIL UNIT - DUCTED |  | NULL | FCH050 | NA | 0
FIRE DAMPER | E1269 0661 | UNKNOWN | Blade Type | NA | 0
FIRE DAMPER |  | UNKNOWN | Curtain Type | NA | 0
FIRE DAMPER | E1269 0658 | UNKNOWN | Blade Type | NA | 0
FIRE DAMPER |  | UNKNOWN | Blade Type | NA | 0
FIRE DAMPER | E1269 0621 | UNKNOWN | Blade Type | NA | 0
FIRE DAMPER | E1269 0621 | UNKNOWN | Blade Type | NA | 0
FIRE DAMPER | E1269 0621 | UNKNOWN | Blade | NA | 0
FIRE DAMPER | E1269 0617 | UNKNOWN | Blade | NA | 0
FIRE DAMPER | E1269 0615 | UNKNOWN | Blade | NA | 0
FIRE DAMPER | E1269 0618 | UNKNOWN | Blade | NA | 0
FIRE DAMPER | E1269 0642 | UNKNOWN | Blade | NA | 0
FIRE DAMPER | E1269 0620 | UNKNOWN | Blade Type | NA | 0
FIRE DAMPER | E1269 0619 | UNKNOWN | Curtain Type | NA | 0
FIRE DAMPER | E1269 0659 | UNKNOWN | Blade Type | NA | 0
FIRE DAMPER | E1269 0609 | UNKNOWN | Blade Type | NA | 0
FIRE DAMPER | E1269 0614 | UNKNOWN | Blade Type | NA | 0
FIRE DAMPER | E1269 0630 | UNKNOWN | Blade Type | NA | 0
FIRE DAMPER | E1269 0647 | UNKNOWN | Curtain Type | NA | 0
FIRE DAMPER | E1269 0610 | UNKNOWN | Blade Type | NA | 0
FIRE DAMPER | E1269 0612 | UNKNOWN | Blade Type | NA | 0
FIRE DAMPER | E1269 0634 | UNKNOWN | Blade Type | NA | 0
FIRE DAMPER | E1269 0613 | UNKNOWN | Blade Type | NA | 0
FIRE DAMPER | E1269 0641 | UNKNOWN | Blade Type | NA | 0
FIRE DAMPER | E1269 0616 | UNKNOWN | Curtain Type | NA | 0
FIRE DAMPER | E1269 0633 | UNKNOWN | Blade Type | NA | 0
FIRE DAMPER | E1269 0611 | UNKNOWN | Blade Type | NA | 0
FIRE DAMPER | E1269 0569 | UNKNOWN | Blade Type | NA | 0
FIRE DAMPER | E1269 0635 | UNKNOWN | Blade Type | NA | 0
FIRE DAMPER | E1269 0624 | UNKNOWN | Curtain Type | NA | 0
FIRE DAMPER | E1269 0625 | UNKNOWN | Blade Type | NA | 0
FIRE DAMPER | E1269 0640 | UNKNOWN | Blade Type | NA | 0
FIRE DAMPER | E1269 0626 | UNKNOWN | Blade Type | NA | 0
FIRE DAMPER | E1269 0645 | UNKNOWN | Blade Type | NA | 0
FIRE DAMPER | E1269 0632 | UNKNOWN | Blade Type | NA | 0
FIRE DAMPER | E1269 0650 | UNKNOWN | Curtain Type | NA | 0
FIRE DAMPER | E0869 0458 | UNKNOWN | Blade Type | NA | 0
FIRE DAMPER | E0169 0682 | UNKNOWN | Blade Type | NA | 0
FIRE DAMPER | E0169 0676 | UNKNOWN | Blade Type | NA | 0
FIRE DAMPER | E0669 0398 | UNKNOWN | Blade Type | NA | 0
FIRE DAMPER | E0169 0263 | UNKNOWN | Curtain Type | NA | 0
FIRE DAMPER | E0169 0663 | UNKNOWN | Blade Type | NA | 0
FIRE DAMPER | E0169 0683 | UNKNOWN | Blade Type | NA | 0
FIRE DAMPER | E1269 0655 | UNKNOWN | Blade Type | NA | 0
FIRE DAMPER | E0669 0396 | UNKNOWN | Blade Type | NA | 0
FIRE DAMPER | E0869 0473 | UNKNOWN | Blade Type | NA | 0
FIRE DAMPER | E0869 0463 | UNKNOWN | Curtain Type | NA | 0
FIRE DAMPER | E1269 0403 | UNKNOWN | Blade Type | NA | 0
FIRE DAMPER | E1269 0571 | UNKNOWN | Blade Type | NA | 0
FIRE DAMPER | E1269 0649 | UNKNOWN | Blade Type | NA | 0
FIRE DAMPER | E1269 0644 | UNKNOWN | Blade Type | NA | 0
FIRE DAMPER | E1269 0671 | UNKNOWN | Curtain Type | NA | 0
FIRE DAMPER | E1269 0675 | UNKNOWN | Blade Type | NA | 0
FIRE DAMPER | E1269 0670 | UNKNOWN | Blade Type | NA | 0
FIRE DAMPER | E1269 0667 | UNKNOWN | Blade Type | NA | 0
FIRE DAMPER |  | UNKNOWN | Blade Type | NA | 0
FIRE DAMPER |  | UNKNOWN | Blade Type | NA | 0
FIRE DAMPER | E1269 0669 | UNKNOWN | Curtain Type | NA | 0
FIRE DAMPER | E1269 0677 | UNKNOWN | Blade Type | NA | 0
FIRE DAMPER | E1269 0660 | UNKNOWN | Blade Type | NA | 0
FIRE DAMPER | E1269 0652 | UNKNOWN | Blade Type | NA | 0
FIRE DAMPER | E1269 0628 | UNKNOWN | Blade Type | NA | 0
FIRE DAMPER | E1269 0656 | UNKNOWN | Curtain Type | NA | 0
FIRE DAMPER | E1269 0668 | UNKNOWN | Blade Type | NA | 0
FIRE DAMPER | E1269 0664 | UNKNOWN | Blade Type | NA | 0
FIRE DAMPER | E1269 0672 | UNKNOWN | Blade Type | NA | 0
FIRE DAMPER | E1269 0674 | UNKNOWN | Blade Type | NA | 0
FIRE DAMPER | E1269 0636 | UNKNOWN | Blade Type | NA | 0
FIRE DAMPER | E1269 0638 | UNKNOWN | Curtain Type | NA | 0
FIRE DAMPER | E1269 0623 | UNKNOWN | Blade Type | NA | 0
FIRE DAMPER | E1269 0643 | UNKNOWN | Blade Type | NA | 0
FIRE DAMPER | E1269 0631 | UNKNOWN | Blade Type | NA | 0
FIRE DAMPER | E1269 0637 | UNKNOWN | Blade Type | NA | 0
FIRE DAMPER | E1269 0648 | UNKNOWN | Curtain Type | NA | 0
FIRE DAMPER | E1269 0657 | UNKNOWN | Blade Type | NA | 0
FIRE DAMPER | E1269 0654 | UNKNOWN | Blade Type | NA | 0
FIRE DAMPER | E1269 0627 | UNKNOWN | Blade Type | NA | 0
FIRE DAMPER | E1269 0651 | UNKNOWN | Blade Type | NA | 0
FIRE DAMPER | E1269 0639 | UNKNOWN | Blade Type | NA | 0
FIRE DAMPER | E1269 0646 | UNKNOWN | Curtain Type | NA | 0
FIRE DAMPER | E1269 0629 | UNKNOWN | Blade Type | NA | 0
FIRE DAMPER |  | UNKNOWN | Blade Type | NA | 0
FIRE DAMPER |  | UNKNOWN | Blade Type | NA | 0
FIRE DAMPER |  | UNKNOWN | Blade Type | NA | 0
FIRE DAMPER |  | UNKNOWN | Curtain Type | NA | 0
FIRE DAMPER |  | UNKNOWN | Blade Type | NA | 0
FIRE DAMPER |  | UNKNOWN | Blade Type | NA | 0
FIRE DAMPER |  | UNKNOWN | Blade Type | NA | 0
FIRE DAMPER |  | UNKNOWN | Blade Type | NA | 0
FIRE DAMPER |  | UNKNOWN | Blade Type | NA | 0
FIRE DAMPER |  | UNKNOWN | Curtain Type | NA | 0
FIRE DAMPER |  | UNKNOWN | Blade Type | NA | 0
FIRE DAMPER |  | UNKNOWN | Blade Type | NA | 0
FIRE DAMPER |  | UNKNOWN | Blade Type | NA | 0
FIRE DAMPER |  | UNKNOWN | Blade Type | NA | 0
FIRE DAMPER |  | UNKNOWN | Curtain Type | NA | 0
FIRE DAMPER |  | UNKNOWN | Blade Type | NA | 0
FIRE DAMPER |  | UNKNOWN | Blade Type | NA | 0
FIRE DAMPER |  | UNKNOWN | Blade Type | NA | 0
FIRE DAMPER |  | UNKNOWN | Blade Type | NA | 0
FIRE DAMPER |  | UNKNOWN | Blade Type | NA | 0
FIRE DAMPER |  | UNKNOWN | Curtain Type | NA | 0
FIRE DAMPER |  | UNKNOWN | Blade Type | NA | 0
FIRE DAMPER |  | UNKNOWN | Blade Type | NA | 0
FIRE DAMPER |  | UNKNOWN | Blade Type | NA | 0
FIRE DAMPER |  | UNKNOWN | Blade Type | NA | 0
FIRE DAMPER |  | UNKNOWN | Blade Type | NA | 0
FIRE DAMPER |  | UNKNOWN | Blade Type | NA | 0
FIRE DAMPER |  | UNKNOWN | Blade Type | NA | 0
FIRE DAMPER |  | UNKNOWN | Blade Type | NA | 0
FIRE DAMPER |  | UNKNOWN | Blade Type | NA | 0
FIRE DAMPER |  | UNKNOWN | Blade Type | NA | 0
FIRE DAMPER |  | UNKNOWN | Blade Type | NA | 0
FIRE DAMPER |  | UNKNOWN | Curtain Type | NA | 0
FIRE DAMPER |  | UNKNOWN | Blade Type | NA | 0
FIRE DAMPER |  | UNKNOWN | Blade Type | NA | 0
FIRE DAMPER |  | UNKNOWN | Blade Type | NA | 0
FIRE DAMPER |  | UNKNOWN | Blade Type | NA | 0
FIRE DAMPER |  | UNKNOWN | Blade Type | NA | 0
FIRE DAMPER |  | UNKNOWN | Curtain Type | NA | 0
FIRE DAMPER |  | UNKNOWN | Blade Type | NA | 0
FIRE DAMPER |  | UNKNOWN | Blade Type | NA | 0
FIRE DAMPER |  | UNKNOWN | Blade Type | NA | 0
FIRE DAMPER |  | UNKNOWN | Blade Type | NA | 0
FIRE DAMPER |  | UNKNOWN | Curtain Type | NA | 0
FIRE DAMPER |  | UNKNOWN | Blade Type | NA | 0
FIRE DAMPER |  | UNKNOWN | Blade Type | NA | 0
FIRE DAMPER | 535321-0908-01 | UNKNOWN | Blade Type | NA | 0
FIRE DAMPER | 535321-0908-02 | UNKNOWN | Blade Type | NA | 0
FIRE DAMPER | 535321-0908-03 | UNKNOWN | Blade Type | NA | 0
FIRE DAMPER | 535321-0908-04 | UNKNOWN | Curtain Type | NA | 0
FIRE DAMPER | 535321-0908-05 | UNKNOWN | Blade Type | NA | 0
FIRE DAMPER | 535321-0908-06 | UNKNOWN | Blade Type | NA | 0
FIRE DAMPER |  | UNKNOWN | Blade Type | NA | 0
FIRE DAMPER |  | UNKNOWN | Blade Type | NA | 0
FIRE DAMPER |  | UNKNOWN | Curtain Type | NA | 0
FIRE DAMPER |  | UNKNOWN | Blade Type | NA | 0
FIRE DAMPER |  | UNKNOWN | Blade Type | NA | 0
FIRE DAMPER |  | UNKNOWN | Blade Type | NA | 0
FIRE DAMPER |  | UNKNOWN | Blade Type | NA | 0
FIRE DAMPER |  | UNKNOWN | Blade Type | NA | 0
FIRE DAMPER |  | UNKNOWN | Curtain Type | NA | 0
FIRE DAMPER |  | UNKNOWN | Blade Type | NA | 0
FIRE DAMPER |  | UNKNOWN | Blade Type | NA | 0
FIRE DAMPER |  | UNKNOWN | Blade Type | NA | 0
FIRE DAMPER |  | UNKNOWN | Curtain Type | NA | 0
FIRE DAMPER |  | UNKNOWN | Blade Type | NA | 0
FIRE DAMPER |  | UNKNOWN | Blade Type | NA | 0
FIRE DAMPER |  | UNKNOWN | Blade Type | NA | 0
FIRE DAMPER |  | UNKNOWN | Blade Type | NA | 0
FIRE DAMPER |  | UNKNOWN | Blade Type | NA | 0
FIRE DAMPER |  | UNKNOWN | Curtain Type | NA | 0
FIRE DAMPER |  | UNKNOWN | Blade Type | NA | 0
FIRE DAMPER |  | UNKNOWN | Blade Type | NA | 0
FIRE DAMPER |  | UNKNOWN | Blade Type | NA | 0
FIRE DAMPER |  | UNKNOWN | Curtain Type | NA | 0
FIRE DAMPER |  | UNKNOWN | Blade Type | NA | 0
FIRE DAMPER |  | UNKNOWN | Blade Type | NA | 0
FIRE DAMPER |  | UNKNOWN | Blade Type | NA | 0
FIRE DAMPER |  | UNKNOWN | Blade Type | NA | 0
FIRE DAMPER |  | UNKNOWN | Curtain Type | NA | 0
FIRE DAMPER |  | UNKNOWN | Blade Type | NA | 0
FIRE DAMPER |  | UNKNOWN | Blade Type | NA | 0
FIRE DAMPER | Add as per changes | UNKNOWN | Blade Type | NA | 0
FIRE DAMPER | Add as per changes | UNKNOWN | Blade Type | NA | 0
FIRE DAMPER | Add as per changes | UNKNOWN | Curtain Type | NA | 0
FIRE DAMPER | Add as per changes | UNKNOWN | Blade Type | NA | 0
FIRE DAMPER | Add as per changes | UNKNOWN | Blade Type | NA | 0
FIRE DAMPER | Add as per changes | UNKNOWN | Blade Type | NA | 0
FIRE DAMPER | Add as per changes | UNKNOWN | Blade Type | NA | 0
FIRE DAMPER | Add as per changes | UNKNOWN | Blade Type | NA | 0
FIRE DAMPER | Add as per changes | UNKNOWN | Curtain Type | NA | 0
FIRE DAMPER | Add as per changes | UNKNOWN | Blade Type | NA | 0
FIRE DAMPER | Add as per changes | UNKNOWN | Blade Type | NA | 0
FIRE DAMPER |  | UNKNOWN | Blade Type | NA | 0
FIRE DAMPER |  | UNKNOWN | Blade Type | NA | 0
FIRE DAMPER |  | UNKNOWN | Curtain Type | NA | 0
FIRE DAMPER |  | UNKNOWN | Blade Type | NA | 0
FIRE DAMPER |  | UNKNOWN | Blade Type | NA | 0
FIRE DAMPER |  | UNKNOWN | Blade Type | NA | 0
FIRE DAMPER |  | UNKNOWN | Blade Type | NA | 0
FIRE DAMPER |  | UNKNOWN | Blade Type | NA | 0
FIRE DAMPER |  | UNKNOWN | Curtain Type | NA | 0
FIRE DAMPER |  | UNKNOWN | Blade Type | NA | 0
FIRE DAMPER |  | UNKNOWN | Blade Type | NA | 0
FIRE DAMPER |  | UNKNOWN | Blade Type | NA | 0
FIRE DAMPER |  | UNKNOWN | Blade Type | NA | 0
FIRE DAMPER |  | UNKNOWN | Curtain Type | NA | 0
FIRE DAMPER |  | UNKNOWN | Blade Type | NA | 0
FIRE DAMPER |  | UNKNOWN | Blade Type | NA | 0
FIRE DAMPER |  | UNKNOWN | Blade Type | NA | 0
FIRE DAMPER |  | UNKNOWN | Blade Type | NA | 0
FIRE DAMPER |  | UNKNOWN | Blade Type | NA | 0
FIRE DAMPER |  | UNKNOWN | Curtain Type | NA | 0
FIRE DAMPER |  | UNKNOWN | Blade Type | NA | 0
FIRE DAMPER |  | UNKNOWN | Blade Type | NA | 0
FIRE DAMPER |  | UNKNOWN | Blade Type | NA | 0
FIRE DAMPER |  | UNKNOWN | Blade Type | NA | 0
FIRE DAMPER |  | UNKNOWN | Curtain Type | NA | 0
FIRE DAMPER |  | UNKNOWN | Blade Type | NA | 0
FIRE DAMPER |  | UNKNOWN | Blade Type | NA | 0
FIRE DAMPER |  | UNKNOWN | Blade Type | NA | 0
FIRE DAMPER |  | UNKNOWN | Blade Type | NA | 0
FIRE DAMPER |  | UNKNOWN | Curtain Type | NA | 0
FIRE DAMPER |  | UNKNOWN | Blade Type | NA | 0
FIRE DAMPER |  | UNKNOWN | Blade Type | NA | 0
FIRE DAMPER |  | UNKNOWN | Blade Type | NA | 0
FIRE DAMPER |  | UNKNOWN | Blade Type | NA | 0
FIRE DAMPER |  | UNKNOWN | Curtain Type | NA | 0
FIRE DAMPER |  | UNKNOWN | Blade Type | NA | 0
FIRE DAMPER |  | UNKNOWN | Blade Type | NA | 0
FIRE DAMPER |  | UNKNOWN | Blade Type | NA | 0
FIRE DAMPER |  | UNKNOWN | Blade Type | NA | 0
FIRE DAMPER |  | UNKNOWN | Blade Type | NA | 0
FIRE DAMPER |  | UNKNOWN | Intumescent | NA | 0
FIRE DAMPER |  | UNKNOWN | Blade | NA | 0
FIRE DAMPER |  | UNKNOWN | Blade | NA | 0
FIRE DAMPER |  | UNKNOWN | Blade | NA | 0
FIRE DAMPER |  | UNKNOWN | Blade | NA | 0
FIRE DAMPER |  | UNKNOWN | Blade | NA | 0
FIRE DAMPER |  | UNKNOWN | Blade | NA | 0
FIRE DAMPER |  | UNKNOWN | Blade | NA | 0
FIRE DAMPER |  | UNKNOWN | Blade | NA | 0
FIRE DAMPER |  | UNKNOWN | Blade | NA | 0
FIRE DAMPER |  | UNKNOWN | Blade | NA | 0
FIRE DAMPER |  | UNKNOWN | Blade | NA | 0
FIRE DAMPER |  | UNKNOWN | Blade | NA | 0
FIRE DAMPER |  | UNKNOWN | Blade | NA | 0
FIRE DAMPER |  | UNKNOWN | Curtain | NA | 0
FIRE DAMPER |  | UNKNOWN | Blade | NA | 0
FIRE DAMPER |  | UNKNOWN | Blade | NA | 0
FIRE DAMPER |  | UNKNOWN | Curtain | NA | 0
FIRE DAMPER |  | UNKNOWN | Blade | NA | 0
FIRE DAMPER |  | UNKNOWN | Curtain | NA | 0
FIRE DAMPER |  | UNKNOWN | Curtain | NA | 0
FIRE DAMPER |  | UNKNOWN | Blade | NA | 0
FIRE DAMPER |  | UNKNOWN | Curtain | NA | 0
FIRE DAMPER |  | UNKNOWN | Intumescent | NA | 0
FIRE DAMPER |  | UNKNOWN | Curtain | NA | 0
FIRE DAMPER |  | UNKNOWN | Curtain | NA | 0
FIRE DAMPER |  | UNKNOWN | Blade | NA | 0
FIRE DAMPER |  | UNKNOWN | Curtain | NA | 0
FIRE DAMPER |  | UNKNOWN | Curtain | NA | 0
FIRE DAMPER |  | UNKNOWN | Blade | NA | 0
FIRE DAMPER |  | UNKNOWN | Blade | NA | 0
FIRE DAMPER |  | UNKNOWN | Blade | NA | 0
FIRE DAMPER |  | UNKNOWN | Blade | NA | 0
FIRE DAMPER |  | UNKNOWN | Blade | NA | 0
FIRE DAMPER |  | UNKNOWN | Curtain | NA | 0
FIRE DAMPER |  | UNKNOWN | Blade | NA | 0
FIRE DAMPER |  | UNKNOWN | Blade | NA | 0
FIRE DAMPER |  | UNKNOWN | Curtain | NA | 0
FIRE DAMPER |  | UNKNOWN | Blade | NA | 0
FIRE DAMPER |  | UNKNOWN | Blade | NA | 0
FIRE DAMPER |  | UNKNOWN | Curtain | NA | 0
FIRE DAMPER |  | UNKNOWN | Curtain | NA | 0
FIRE DAMPER |  | UNKNOWN | Intumescent | NA | 0
FIRE DAMPER |  | UNKNOWN | Curtain | NA | 0
FIRE DAMPER |  | UNKNOWN |  | NULL | NULL
FIRE DAMPER |  | UNKNOWN |  | NULL | NULL
FIRE DAMPER |  | UNKNOWN |  | NULL | NULL
FIRE DAMPER |  | UNKNOWN | Curtain | NA | 0
FIRE DAMPER |  | UNKNOWN | Curtain | NA | 0
FIRE DAMPER |  | UNKNOWN | Curtain | NA | 0
FIRE DAMPER |  | UNKNOWN | Curtain | NA | 0
FIRE DAMPER |  | UNKNOWN | Blade | NA | 0
FIRE DAMPER |  | UNKNOWN | Blade | NA | 0
FIRE DAMPER |  | UNKNOWN | Blade | NA | 0
FIRE DAMPER |  | UNKNOWN | Blade | NA | 0
FIRE DAMPER |  | UNKNOWN | Blade | NA | 0
FIRE DAMPER |  | UNKNOWN | Curtain | NA | 0
FIRE DAMPER |  | UNKNOWN | Blade | NA | 0
FIRE DAMPER |  | UNKNOWN | Curtain | NA | 0
FIRE DAMPER |  | UNKNOWN | Blade | NA | 0
FIRE DAMPER |  | UNKNOWN | Curtain | NA | 0
FIRE DAMPER |  | UNKNOWN | Curtain | NA | 0
FIRE DAMPER |  | UNKNOWN | Curtain | NA | 0
FIRE DAMPER |  | UNKNOWN | Blade | NA | 0
FIRE DAMPER |  | UNKNOWN | Curtain | NA | 0
FIRE DAMPER |  | UNKNOWN | Blade | NA | 0
FIRE DAMPER |  | UNKNOWN | Blade | NA | 0
FIRE DAMPER |  | UNKNOWN | Motorised Fire Damper | NA | 0
FIRE DAMPER |  | UNKNOWN | Motorised Fire Damper | NA | 0
FIRE DAMPER |  | UNKNOWN | Motorised Fire Damper | NA | 0
FIRE DAMPER |  | NULL | TBA | NA | 0
FIRE DAMPER |  | NULL | TBA | NA | 0
HEAT EXCHANGER - ROTARY | 0609-251-A | NULL | GX-42P | NULL | NULL
HEAT EXCHANGER - ROTARY | 0609-251-B | NULL | GX42P | NULL | NULL
SMOKE EXHAUST FAN |  | FANTECH | PCE 354ER | NA | 0
SMOKE EXHAUST FAN |  | FANTECH | 33 ALSW | NA | 0
STAIRWELL PRESSURISATION FAN |  | FANTECH | AP0804CP12/13 | NA | 0
STAIRWELL PRESSURISATION FAN |  | FANTECH | AP0804CP12 14 | NA | 0
VARIABLE SPEED DRIVE |  | DANFOSS |  | NULL | NULL
VARIABLE SPEED DRIVE | NULL | DANFOSS | VLT-6000 HVAC | NULL | NULL
ACTUATOR FIRE/SMOKE |  | DANFOSS | VLT-6000 HVAC | NULL | NULL
VARIABLE SPEED DRIVE |  | DANFOSS | VLT-6000 HVAC | NULL | NULL
VARIABLE SPEED DRIVE | NULL | DANFOSS | VLT-6000 HVAC | NULL | NULL
VARIABLE SPEED DRIVE | 013942GO57 | DANFOSS | VLT-6000 HVAC | NULL | NULL
VARIABLE SPEED DRIVE |  | DANFOSS | VLT-6000 HVAC | NULL | NULL
VARIABLE SPEED DRIVE | NULL | DANFOSS | VLT-6000 HVAC | NULL | NULL
VARIABLE SPEED DRIVE | NULL | DANFOSS | VLT-6000 HVAC | NULL | NULL
VARIABLE SPEED DRIVE | 016942G057 | DANFOSS | VLT-6011HT | NULL | NULL
VARIABLE SPEED DRIVE | NULL | DANFOSS | TBA | NULL | NULL
VARIABLE SPEED DRIVE |  | DANFOSS | VLT-6000 HVAC | NULL | NULL
VARIABLE SPEED DRIVE |  | DANFOSS | VLT-6000 HVAC | NULL | NULL
VARIABLE SPEED DRIVE |  | DANFOSS | VLT-6000 HVAC | NULL | NULL
VARIABLE SPEED DRIVE | 012532G057 | DANFOSS | 17880578 | NULL | NULL
VARIABLE SPEED DRIVE | 016332G057 | DANFOSS | 178B0561 | NULL | NULL
VARIABLE SPEED DRIVE |  | DANFOSS | VLT-6000 HVAC | NULL | NULL
VARIABLE SPEED DRIVE |  | DANFOSS | VLT-6000 HVAC | NULL | NULL
VARIABLE SPEED DRIVE | D12132G077 | DANFOSS | 178B0560 | NULL | NULL
VARIABLE SPEED DRIVE |  | DANFOSS | VLT-6000 HVAC | NULL | NULL
VARIABLE SPEED DRIVE | NULL | DANFOSS | TBA | NULL | NULL
VARIABLE SPEED DRIVE | NULL | DANFOSS | VLT-6000 HVAC | NULL | NULL
VARIABLE SPEED DRIVE | NULL | DANFOSS | VLT-6000 HVAC | NULL | NULL
VARIABLE SPEED DRIVE | NULL | DANFOSS | VLT-6000 HVAC | NULL | NULL
VARIABLE SPEED DRIVE | NULL | DANFOSS | VLT-6000 HVAC | NULL | NULL
VARIABLE SPEED DRIVE | NULL | DANFOSS | VLT-6000 HVAC | NULL | NULL
VARIABLE SPEED DRIVE | 014342G057 | DANFOSS | VLT-6000 HVAC | NULL | NULL
VARIABLE SPEED DRIVE |  | DANFOSS | VLT-6000 HVAC | NA | 0
VARIABLE SPEED DRIVE |  | DANFOSS | VLT-6000 HVAC | NA | 0
VARIABLE SPEED DRIVE |  | DANFOSS | VLT-6000 HVAC | NULL | NULL
VARIABLE SPEED DRIVE | NULL | DANFOSS | VLT-6000 HVAC | NULL | NULL
VARIABLE SPEED DRIVE | 01641G228 | DANFOSS | 131B5658 | NULL | NULL
VARIABLE SPEED DRIVE | NULL | DANFOSS | VLT-6000 HVAC | NULL | NULL
VARIABLE SPEED DRIVE |  | DANFOSS | VLT-6000 HVAC | NULL | NULL
VARIABLE SPEED DRIVE | 018042G057 | DANFOSS | VLT-6006HT | NULL | NULL
VARIABLE SPEED DRIVE | NULL | DANFOSS | VLT-6000 HVAC | NULL | NULL
VARIABLE SPEED DRIVE | NULL | DANFOSS | VLT-6000 HVAC | NULL | NULL
VARIABLE SPEED DRIVE | NULL | DANFOSS | VLT-6000 HVAC | NULL | NULL
VARIABLE SPEED DRIVE | 013842G057 | DANFOSS | VLT-6004HT | NULL | NULL
VARIABLE SPEED DRIVE | NULL | DANFOSS | VLT-6000 HVAC | NULL | NULL
VARIABLE SPEED DRIVE | NULL | DANFOSS | VLT-6000 HVAC | NULL | NULL
VARIABLE SPEED DRIVE |  | DANFOSS |  | NULL | NULL
VARIABLE SPEED DRIVE |  | DANFOSS | VLT-6000 HVAC | NA | 0
VARIABLE SPEED DRIVE |  | DANFOSS |  | NULL | NULL
VARIABLE SPEED DRIVE |  | DANFOSS | VLT-6000 HVAC | NA | 0
VARIABLE SPEED DRIVE |  | DANFOSS | VLT-6000 HVAC | NA | 0
VARIABLE SPEED DRIVE |  | DANFOSS |  | NULL | NULL
VARIABLE SPEED DRIVE | 016232G057 | DANFOSS | VLT6000 HVAC | NULL | NULL
VARIABLE SPEED DRIVE |  | DANFOSS |  | NULL | NULL
VARIABLE SPEED DRIVE |  | DANFOSS | VLT-6000 HVAC | NA | 0
VARIABLE SPEED DRIVE |  | DANFOSS |  | NULL | NULL
VARIABLE SPEED DRIVE |  | DANFOSS | VLT-6000 HVAC | NA | 0
VARIABLE SPEED DRIVE | 016842G057 | DANFOSS | VLT6000 | NULL | NULL
VARIABLE SPEED DRIVE |  | DANFOSS | TBA | NA | 0
VARIABLE SPEED DRIVE |  | DANFOSS | VLT-6000 HVAC | NULL | NULL
VARIABLE SPEED DRIVE | WORN LABEL | DANFOSS | VLT-6000 HVAC | NULL | NULL
VARIABLE SPEED DRIVE | 022925G359 | DANFOSS | FC-102P11KT4P55 | NULL | NULL
BUFFER TANK |  | NULL | TBA | NA | 0
BUFFER TANK |  | NULL | TBA | NA | 0
HEAT EXCHANGER - AIR TO AIR |  | NULL | PAC-1500T | NULL | NULL
HEAT EXCHANGER - AIR TO AIR |  | NULL | PAC-1700T | NULL | NULL
HEAT EXCHANGER - AIR TO AIR |  | NULL | PAC-1700T | NULL | NULL
HEAT EXCHANGER - AIR TO AIR |  | NULL | PAC-1900T | NULL | NULL
VARIABLE SPEED DRIVE | 3081100294 | ABB | ACH550-01-041A1-4+B055 | NULL | NULL
VARIABLE SPEED DRIVE | 3080900509 | ABB | ACH550-01-05AA1-4+B055 | NULL | NULL
PACKAGE AC - WATER SOURCED |  | TEMPERZONE | HWP 290RKTN | R410A | 3
PACKAGE AC - WATER SOURCED |  | TEMPERZONE | HWP225RKTN | R410A | 2.7
WALL MOUNTED SPLIT SYSTEM | E069643 | DAIKIN | FTXS71LVMA | R410A | 0
PACKAGE AC - WATER SOURCED | NA | TEMPERZONE | NA | R410A | 2.7
AIR HANDLING UNIT | A91E7138 | TRANE | CCHB31V1 | CHILLED WATER | 0
BMS |  | SIEMENS | KNX RMZ792 | NULL | NULL
SWITCHBOARD MECHANICAL | NULL | NULL | NULL | NULL | NULL
VARIABLE SPEED DRIVE | 3110203842 | ABB | ACH550-01-0384-4+B055 | NULL | NULL
SWITCHBOARD MECHANICAL |  | CUSTOM-BUILT |  | NULL | NULL
FAN COIL UNIT - DUCTED | SN NOT LISTED ON LABEL. | TEMPERZONE | IMDL 90 | CHILLED & HEATING WATER | 0
VARIABLE SPEED DRIVE | 1 | ABB | ACH550 01 02A4 4 B055 | NULL | NULL
VARIABLE SPEED DRIVE | 1 | ABB | ACH550 01 02A4 4 B055 | NULL | NULL
VARIABLE SPEED DRIVE | 1 | ABB | ACH550 01 02A4 4 B055 | NULL | NULL
VARIABLE SPEED DRIVE | 1 | ABB | ACH550 01 02A4 4 B055 | NULL | NULL
VARIABLE SPEED DRIVE | S00000894745 | VACON | 0100 3L 0003 5 HVAC | NULL | NULL
FIRE DAMPER |  | HOLLYOAKE INDUSTRIES |  | NULL | NULL
FIRE DAMPER |  | HOLLYOAKE INDUSTRIES |  | NULL | NULL
PACKAGED AIR CONDITIONING UNIT | 112698 | TEMPERZONE | OPA550RKTGH-P | R410A | 16
PACKAGED AIR CONDITIONING UNIT | 111451 | TEMPERZONE | OPA550RKTGH-P | R410A | 15
PACKAGED AIR CONDITIONING UNIT | 113064 | TEMPERZONE | OPA550RKTGH-P | R410A | 16
CASSETTE SPLIT SYSTEM | UAGT5947 | HITACHI | RAS-2HVNP | R410A | 1.6
DUCTED SPLIT SYSTEM | 915852 | TEMPERZONE | OSA141RKTGH | R410A | 4.5
TOILET EXHAUST FAN | 642910:4 | FANTECH | CE284V | NULL | NULL
PACKAGE AC - WATER SOURCED | NULL | TEMPERZONE | HWP 370 | R410A | 0
AIR FAN - EXHAUST | 639022:2 | FANTECH | CD404V | NULL | NULL
PACKAGE AC - WATER SOURCED | NULL | TEMPERZONE | HWP370CEKTN | R410A | 0
AIR INTAKE DISP PRE-FILTERS | NULL | CUSTOM-BUILT | NULL | NULL | NULL
VARIABLE SPEED DRIVE |  | ABB | ACH550-01 | NULL | NULL
PACKAGE AC - WATER SOURCED | 197704 | AIRFACT | HWCP18 | R22 | 0
CHILLER - SCREW | 2516100 | CUSTOM-BUILT | 250VLD | OTHER | 0
VARIABLE SPEED DRIVE |  | ABB | ACH550-01 | NULL | NULL
WALL MOUNTED SPLIT SYSTEM | 6005757 T | MITSUBISHI | MSZ GE50VAF | R410A | 0
FUEL OIL PUMP | 10628 FIJ | MONARCH | 6206-2Z | NULL | NULL
SMOKE SPILL FAN |  | FANTECH | RSS0804GA6F055 | NULL | NULL
WALL MOUNTED SPLIT SYSTEM | 6005753 T | MITSUBISHI | MSZ GE50VAD | R410A | 0
BUFFER TANK | 05-K22262 | KAT | 8286P99 | NULL | NULL
SMOKE SPILL FAN |  | FANTECH | RSS0804GA6F055 | NULL | NULL
PACKAGE AC - WATER SOURCED | 197721 | AIRFACT | HWCP25 | R22 | 0
AIR FAN - OUTSIDE | NOT ON LABEL | FANTECH | RV-2 | NULL | NULL
AIR FAN - OUTSIDE | NOT ON LABEL | FANTECH | MRV-2 | NULL | NULL
CHILLER - SCREW | 2516091 | CUSTOM-BUILT | 250VLD | OTHER | 0
DOMESTIC HW UNIT (GAS) | 6090600 | RHEEM | 347135NO | NULL | NULL
FUEL OIL PUMP | 20285 EHJ | TECO | 6208-2Z | NULL | NULL
BUFFER TANK | 05-K22259 | KAT | 8286P99 | NULL | NULL
CASSETTE SPLIT SYSTEM | E008926 | DAIKIN | FCQ140KAVEA | R410A | NULL
CASSETTE SPLIT SYSTEM | E003943 | DAIKIN | RZQS140AY1 | R410A | 4.2
CHILLER - SCREW | 2516098 | CUSTOM-BUILT | 250VLD | OTHER | 0
FUEL OIL PUMP | 20266 EHJ | TECO | 6208-2Z | NULL | NULL
BUFFER TANK | 05-K22261 | KAT | 8286P99 | NULL | NULL
FAN COIL UNIT - DUCTED | 20500406 00431 | MCQUAY | MCC050CW AXAK R | CHILLED WATER | 0
PACKAGE AC - WATER SOURCED | NULL | TEMPERZONE | HWP370CEKTN | R410A | 1.5
PACKAGE AC - WATER SOURCED | 689501 | TEMPERZONE | HWP370CEKTN | R410A | 1.5
PACKAGE AC - WATER SOURCED | NULL | TEMPERZONE | HWP191RKT | R410A | 1.5
CHILLER - SCREW | 2516099 | CUSTOM-BUILT | 250VLD | OTHER | 0
FUEL OIL PUMP | 20210 EHJ | TECO | 6208-2Z | NULL | NULL
BUFFER TANK | 05-K22260 | KAT | 8286P99 | NULL | NULL
HEAT EXCHANGER - WATER TO WAT | NULL | CUSTOM-BUILT | NULL | NULL | NULL
BUFFER TANK | 06-K223305 | KAT | SD200501971 | NULL | NULL
BUFFER TANK | 06-K23218 | KAT | NULL | NULL | NULL
CIRCULATING PUMP | 10076 FLJ | TECO | 250M-4 | NULL | NULL
CIRCULATING PUMP | 10066 FJJ | TECO | 250M-4 | NULL | NULL
PACKAGE AC - WATER SOURCED | 197717 | AIRFACT | HWCP18 | R22 | 2
PACKAGED AIR CONDITIONING UNIT | NA | MCQUAY | MRT200ARFXAH | R22 | 20
PACKAGED AIR CONDITIONING UNIT | 204846940003 | MCQUAY | MRT200ARFXAH | R22 | 11.2
PACKAGED AIR CONDITIONING UNIT | 95675 | TEMPERZONE | OPA850RKTBH | R410A | 20
FUME EXTRACTION SYSTEM | 1703 018 0741 | TECHTOP | VSB 30 | NULL | NULL
FUME EXTRACTION SYSTEM | 703 1018 0726 | TECHTOP | TAI 90L-4 | NULL | NULL
FUME EXTRACTION SYSTEM | 1703 018 0717 | TECHTOP | TAI 90L-4 | NULL | NULL
FUME EXTRACTION SYSTEM | 1703 018 0731 | TECHTOP | TAI 90L-4 | NULL | NULL
FUME EXTRACTION SYSTEM | 1610 161 1563 | NEDERMAN | 14500122 | NULL | NULL
PACKAGED AIR CONDITIONING UNIT | K000104 | DAIKIN | UAYQ210BY1A | R410A | 20.8
PACKAGED AIR CONDITIONING UNIT | NA | MCQUAY | MRT250ARFXAH | R22 | 11.6
AIR FAN - EXHAUST | 530923 | FANTECH | APO714AP10/17 | NULL | NULL
KITCHEN EXHAUST FAN | 573422 | FANTECH | AP11235AP | NULL | NULL
AIR FAN - EXHAUST | 530928 | FANTECH | AP0634GP6/20 | NULL | NULL
PACKAGE AC - WATER SOURCED | 3645 | DIAMOND | WHO15C0 | R407C | 2
PACKAGE AC - WATER SOURCED | 3646 | DIAMOND | WHO15C0 | R407C | 2
SWITCHBOARD MECHANICAL |  | CUSTOM-BUILT |  | NULL | NULL
VARIABLE SPEED DRIVE |  | ABB |  | NULL | NULL
CAR PARK SUPPLY AIR FAN |  | FANTECH |  | NULL | NULL
PACKAGED AIR CONDITIONING UNIT | TBC | TEMPERZONE | OPA340RKTBH | R410A | 5.98
FUME EXTRACTION SYSTEM | 1601 060 316 | NULL | TAI 90L 4 | NULL | NULL
VARIABLE SPEED DRIVE | 3160700559 | ABB | ACH550-01-031A-4+B055 | NULL | NULL
VARIABLE SPEED DRIVE | 3081501412 | ABB | ACH550-01-031A-4+B055 | NULL | NULL
VARIABLE SPEED DRIVE | 3081902026 | ABB | ACH550-01-031A-4+B055 | NULL | NULL
VARIABLE SPEED DRIVE | 3081902023 | ABB | ACH550-01-031A-4+B055 | NULL | NULL
VARIABLE SPEED DRIVE | 3164900332 | ABB | ACH550-01-023A-4+B055 | NULL | NULL
VARIABLE SPEED DRIVE | 3081602724 | ABB | ACH550-01-024A-4+B055 | NULL | NULL
VARIABLE SPEED DRIVE | 3081701701 | ABB | ACH550-01-024A-4+B055 | NULL | NULL
VARIABLE SPEED DRIVE | 131B4061049817G244 | DANFOSS | T/C: FC-102P11KT4P55H1 | NULL | NULL
VARIABLE SPEED DRIVE | 3081901259 | ABB | ACH550-01-012A-4+B055 | NULL | NULL
VARIABLE SPEED DRIVE | 3081802003 | ABB | ACH550-01-012A-4+B055 | NULL | NULL
VARIABLE SPEED DRIVE | NULL | ABB | ACH550-01-012A-4+B055 | NULL | NULL
CONDENSER WATER PUMP | 532-4767-C-B-1 | NULL | NULL | NULL | NULL
CONDENSER WATER PUMP | 532-4767-C-B-2 | NULL | NULL | NULL | NULL
CONDENSER WATER PUMP | T43-4767-C-A-3 | NULL | NULL | NULL | NULL
CONDENSER WATER PUMP | T43-4767-C-B-4 | NULL | NULL | NULL | NULL
CHILLED WATER PUMP | 532-4767-L-B-2 | NULL | NULL | NULL | NULL
CHILLED WATER PUMP | 532-4767-2-B-1 | NULL | NULL | NULL | NULL
HEATING HOT WATER PUMP | 1 | GRUNDFOS | NULL | NULL | NULL
SWITCHBOARD DISTRIBUTION | NULL | CONCEPT PLUS 2 | NULL | NULL | NULL
HEATING HOT WATER PUMP | 1 | GRUNDFOS | NULL | NULL | NULL
SWITCHBOARD LIGHT/POWER | NULL | CONCEPT PLUS 2 | NULL | NULL | NULL
SWITCHBOARD LIGHT/POWER | NULL | CONCEPT PLUS 2 | NULL | NULL | NULL
SWITCHBOARD LIGHT/POWER | NULL | NULL | NULL | NULL | NULL
SWITCHBOARD LIGHT/POWER | NULL | NULL | NULL | NULL | NULL
SWITCHBOARD LIGHT/POWER | NULL | NULL | NULL | NULL | NULL
BOILER - GAS ATMOSPHERIC | 3248 | AIRA | HH715-IN2E2 | NATURAL GAS | NULL
SWITCHBOARD LIGHT/POWER | NULL | NULL | NULL | NULL | NULL
BOILER - GAS ATMOSPHERIC | 3249 | AIRA | HH715-IN2E2 | NATURAL GAS | NULL
SWITCHBOARD LIGHT/POWER | NULL | NULL | NULL | NULL | NULL
CHILLER - SCREW | HH1075 | CARRIER | 30HXC190A | R134A | 140
SWITCHBOARD LIGHT/POWER | NULL | NULL | NULL | NULL | NULL
CHILLER - WATER COOLED | ID5456 | POWER PAX | W0310-1A-2078170E4-1678185C4 | R134A | 123
WATER TREATMENT PLANT | 453558 | NULL | 200370 | NULL | NULL
FUME CUPBOARD | 123 | CONDITIONAIRE | HC 05/1 | NULL | NULL
DOMESTIC HW UNIT (ELECTRIC) | V110013390 | EVERHOT | 291025V5/P | NULL | NULL
DOMESTIC HW UNIT (ELECTRIC) | 6212595 | EVERHOT | 291160R7 | NULL | NULL
FIRE DAMPER | NULL | BULLOCK | NULL | NULL | NULL
FIRE DAMPER | NULL | BULLOCK | NULL | NULL | NULL
DIGITAL CONTROLS | NULL | HONEYWELL | XCL5010 | NULL | NULL
DIGITAL CONTROLS | NULL | SIEMENS | RWD82, RWX62, DM624R | NULL | NULL
FIRE DAMPER | NULL | NULL | NULL | NULL | NULL
FIRE DAMPER | NA | BULLOCK | 4900 S CURTAIN | NULL | NULL
FUME EXTRACTION SYSTEM |  | NULL | null | NULL | NULL
FIRE DAMPER | NULL | NULL | NULL | NULL | NULL
FIRE DAMPER | NA | BULLOCK | 4900 S CURTAIN | NULL | NULL
FIRE DAMPER | NULL | NULL | NULL | NULL | NULL
VARIABLE SPEED DRIVE | 678807A177 | DANFOSS | VLT 131NO182 | NULL | NULL
FIRE DAMPER | NULL | NULL | NULL | NULL | NULL
FIRE DAMPER | NULL | NULL | NULL | NULL | NULL
VARIABLE SPEED DRIVE | 678107A177 | DANFOSS | VLT 131NO182 | NULL | NULL
FIRE DAMPER | NULL | BULLOCK | NULL | NULL | NULL
FIRE DAMPER | NULL | BULLOCK | NULL | NULL | NULL
FIRE DAMPER | NA | NULL | NA | NULL | NULL
PACKAGE AC - WATER SOURCED | NULL | TEMPERZONE | HWP191RKT | R410A | 3.2
PACKAGE AC - WATER SOURCED | 670531 | TEMPERZONE | HWP190RKTN | R410A | 3.2
KITCHEN EXHAUST FAN | NA | NULL | MISSING LABEL | NULL | NULL
KITCHEN EXHAUST FAN | 553738 | FANTECH | CHE404 | NULL | NULL
WALL MOUNTED SPLIT SYSTEM | 6004791 T | MITSUBISHI | MUZ GE50VAF | R410A | 1.55
WALL MOUNTED SPLIT SYSTEM | 6006220 T | MITSUBISHI | MUZ GE50VAD | R410A | 1.55
KITCHEN EXHAUST FAN | 553423 | FANTECH | CHD716 | NULL | NULL
KITCHEN EXHAUST FAN | 584810 | FANTECH | CHD716 | NULL | NULL
AIR FAN - OUTSIDE | 573770 | FANTECH | RV5 | NULL | NULL
AIR FAN - EXHAUST | 554334 | FANTECH | PCD636DD | NULL | NULL
DUCTED SPLIT SYSTEM | 448154 | ACTRON | SRA173C | R410A | 7.3
PACKAGE AC - WATER SOURCED | 6333 | DIAMOND | WHO80RCRF1H | R410A | 3
VARIABLE SPEED DRIVE | 091915G380 | DANFOSS | FC102P11KT4P55H1 | NULL | NULL
CAR PARK EXHAUST FAN | NONE | AXIAL | 1453 | NULL | NULL
VARIABLE SPEED DRIVE | 091715G380 | DANFOSS | FC102P11KT4P55H1 | NULL | NULL
CAR PARK EXHAUST FAN | NONE | AXIAL | 1453 | NULL | NULL
PACKAGE AC - WATER SOURCED | NA | DIAMOND | NA | R410A | 3.5
DUCTED SPLIT SYSTEM | NULL | TEMPERZONE | ISD159KY D | R410A | 3.5
DUCTED SPLIT SYSTEM | 782491 | TEMPERZONE | OSA159RKSH | R410A | 3.5
PACKAGE AC - WATER SOURCED | NULL | TEMPERZONE | HWP290CEKTN | R410A | 4.1
THERMOSTATIC MIXING VALVES |  | NULL | TOMSON TMV20 | NULL | NULL
TOILET EXHAUST FAN | NULL | FANTECH | CANT GET TO LABEL | NULL | NULL
VRV DUCTED SPLIT | F003764 | DAIKIN | FXDQ50SPV1 | R410A | 0
AIR COOLED SPLIT SYSTEM | 533100431BE | MITSUBISHI | DXK28ZMA-S | R410A | 3
AIR COOLED SPLIT SYSTEM | 737502263BE | MITSUBISHI | DXK18ZMA-S | R410A | 2
AIR COOLED SPLIT SYSTEM | 772501630BE | MITSUBISHI | DXC18ZMA-S | R410A | 2
AIR COOLED SPLIT SYSTEM | 776402659BE | MITSUBISHI | DXC28ZMA-S | R410A | 3
AIR HANDLING UNIT | 20474 | FAN COIL INDUSTRIES | FCS 200 | CHILLED WATER | 0
WALL MOUNTED SPLIT SYSTEM | E003674 | FUJITSU | ASTA12JEC | R410A | 0.75
WALL MOUNTED SPLIT SYSTEM | 321103017 | MITSUBISHI | SRK80ZL-S | R410A | 2.2
ROOM AIR CONDITIONING UNIT | 1471600967 | PANASONIC | CW-C120AR | R22 | 0.7
ROOM AIR CONDITIONING UNIT | NON | KELVINATOR | KWH62CRA | R22 | 1.3
LIGHTING CONTROLS | 0 | DALI | DALI CONTROL | NULL | NULL
LIGHTING CONTROLS | 0 | DALI | DALI CONTROL | NULL | NULL
ROOM AIR CONDITIONING UNIT | NON | KELVINATOR | KWH62CRA | R22 | 1.3
ROOM AIR CONDITIONING UNIT | NON | KELVINATOR | KWH62CRA | R22 | 1.3
ROOM AIR CONDITIONING UNIT | NON | KELVINATOR | KWH62CRA | R22 | 1.3
ROOM AIR CONDITIONING UNIT | NON | KELVINATOR | KWH62CRA | R22 | 1.3
WALL MOUNTED SPLIT SYSTEM | 425503340BE | MITSUBISHI | SRK2657J-S1 | R410A | 1
AIR FAN - OUTSIDE | 570881 | FANTECH | PCD636DD | NULL | NULL
AIR FAN - EXHAUST | NA | NULL | NA | NULL | NULL
WALL MOUNTED SPLIT SYSTEM |  | MITSUBISHI | SRK80ZMA-S/SRC80ZMA-S | R410A | 2.2
WALL MOUNTED SPLIT SYSTEM | NON | CARRIER | AO25C-2 | R22 | 1.8
CASSETTE SPLIT SYSTEM | NON/EOO4748 | DAIKIN | FCQ100KVEA/RZQ100LV1 | R410A | 2.9
WALL MOUNTED SPLIT SYSTEM | E028923 | DAIKIN | FTXS95LVMA | R404A | 2
WALL MOUNTED SPLIT SYSTEM | E027519 | DAIKIN | FTXS80FVMA | R410A | 2
WALL MOUNTED SPLIT SYSTEM | E028924 | DAIKIN | FTX95LVMA | R410A | 2
WALL MOUNTED SPLIT SYSTEM | E001671 | DAIKIN | FTKS46LVMA | R410A | 1.5
WALL MOUNTED SPLIT SYSTEM | E027504 | DAIKIN | FTX95LVMA | R410A | 2
WALL MOUNTED SPLIT SYSTEM | 319603430 | MITSUBISHI | PAINTED OVER | R410A | 1
LIGHTING CONTROLS | 0 | DALI | DALI CONTROL | NULL | NULL
LIGHTING CONTROLS | 0 | DALI | DALI CONTROL | NULL | NULL
ROOM AIR CONDITIONING UNIT | 42815 | KELVINATOR | KWH62CRC | R410A | 1.8
LIGHTING CONTROLS | 0 | DALI | DALI CONTROL | NULL | NULL
ROOM AIR CONDITIONING UNIT | 43115 | KELVINATOR | KWH62CRC | R410A | 1.5
LIGHTING CONTROLS | 0 | DALI | DALI CONTROL | NULL | NULL
ROOM AIR CONDITIONING UNIT | NON | NULL | AKAI BRAND BUNINGS | R410A | 1.5
LIGHTING CONTROLS | 0 | DALI | DALI CONTROL | NULL | NULL
LIGHTING CONTROLS | 0 | DALI | DALI CONTROL | NULL | NULL
LIGHTING CONTROLS | 0 | DALI | DALI CONTROL | NULL | NULL
LIGHTING CONTROLS | 0 | DALI | DALI CONTROL | NULL | NULL
LIGHTING CONTROLS | 0 | DALI | DALI CONTROL | NULL | NULL
LIGHTING CONTROLS | 0 | DALI | DALI CONTROL | NULL | NULL
LIGHTING CONTROLS | 0 | DALI | DALI CONTROL | NULL | NULL
UPRIGHT SINGLE DOOR FREEZER | A110614553 | SKOPE | UNCLEAR SMQF650XL-3D | R404A | 1
VARIABLE SPEED DRIVE |  | DANFOSS |  | NULL | NULL
BOILER - GAS ATMOSPHERIC | 20101010014259 | RAYPAK | B0868NCM/HWT | NA | NULL
BOILER - GAS ATMOSPHERIC | WORN LABEL | RAYPAK | B0868NCM/HWT | NA | NULL
BOILER - GAS ATMOSPHERIC | WORN LABEL | RAYPAK | WORN LABEL | NULL | NULL
HEATING HOT WATER PUMP | 87210289-D1 | DANFOSS | MG90?B2-24FF165-D1 | NULL | NULL
HEATING HOT WATER PUMP |  | DANFOSS |  | NULL | NULL
UPRIGHT SINGLE DOOR FREEZER | A110614551 | SKOPE | SKF650XL-3D | R404A | 1
UPRIGHT DISPLAY CABINET REFRIG | 715578 | KOXKA | TE-KAC1100001 | R404A | 1.2
DISPLAY CABINET HEATED | 12349 | FPG | L-7EL -AHDB -A006 -00 | NULL | NULL
DISPLAY CABINET REFRIGERATED | 12382 | FPG | 4C15-A007 | R134A | 0.35
MICROWAVE | MISSING | SHARP | 1500W/R-2398 | NULL | NULL
DISPLAY CABINET AMBIENT | 12353 | FPG | 4A08-A006-00 | NA | 0
COOL ROOM | B196371 | BITZER | HEATCRAFT RSV-6 | R22 | 8
PACKAGED AIR CONDITIONING UNIT | 384135 | ACTRON | PCG300L | R410A | 9
UPRIGHT SINGLE DOOR FREEZER | B1106010028 | SKOPE | BC074 | R404A | 0.37
DOMESTIC HOT WATER PUMP | NULL | FASCO | NULL | NULL | NULL
VARIABLE SPEED DRIVE | NULL | DANFOSS | NULL | NULL | NULL
CHILLED WATER PUMP | DE 6308.27.2ZCM | GRUNDFOS | MG132SC2-38FF265-H3 | NULL | NULL
SWITCHBOARD MECHANICAL | NULL | RITTAL | NULL | NULL | NULL
SWITCHBOARD MECHANICAL | NULL | R.G.LADD | NULL | NULL | NULL
CHILLED WATER PUMP | DE6308.2Z.C4 | GRUNDFOS | MG132SB2-38FF265-F1 | NULL | NULL
EXPANSION TANK (CLOSED LOOPS) | NULL | NULL | NULL | NULL | NULL
BUFFER TANK | NULL | NULL | NULL | NULL | NULL
DOSING POT (CLOSED LOOPS) | NULL | INTEGRA | NULL | NULL | NULL
CHILLER - AIR COOLED | TBA | YORK | TBA | R134A | 148
AIR FAN - RETURN |  | FANTECH | WORN LABEL | NULL | NULL
EXPANSION TANK (CLOSED LOOPS) | NULL | DURAFLEX | NULL | NULL | NULL
DOSING POT (CLOSED LOOPS) | NULL | AUTOHEAT | NULL | NULL | NULL
CHILLER - AIR COOLED | NO LABEL SITED | MULTISTACK | NO LABEL SITED | R407C | 54
SWITCHBOARD MECHANICAL | NULL | NULL | NULL | NULL | NULL
TOILET EXHAUST FAN | NULL | NULL | NULL | NULL | NULL
EXPANSION TANK (CLOSED LOOPS) | NULL | NULL | NULL | NULL | NULL
CHILLED WATER STORAGE TANK |  | NULL |  | NULL | NULL
AIR FAN - OUTSIDE | 75393 | FANTECH | TLD564 | NULL | NULL
VARIABLE SPEED DRIVE | SE5HF3A 29A | HITACHI | HFC-VWS | NULL | NULL
DUCTED SPLIT SYSTEM | 853566 | APAC | S018OHR9BN | R407C | 4.4
DUCTED SPLIT SYSTEM | 853567 | APAC | S018OHR9BN | R407C | 4.4
VARIABLE SPEED DRIVE | SE3HF3A 29A | HITACHI | HFC-VWS | NULL | NULL
AIR FAN - EXHAUST | NULL | FANTECH | ALP3-TC | NULL | NULL
VARIABLE SPEED DRIVE | 8561841004 | EMERSON | EA1406-E12/E54 | NULL | NULL
AIR FAN - SUPPLY | NULL | FANTECH | ALP1-TC | NULL | NULL
AIR FAN - SUPPLY | NULL | FANTECH | ALP1-TC | NULL | NULL
CASSETTE SPLIT SYSTEM |  | LG | LT-D3660EA | R22 | 2.65
AIR FAN - SUPPLY | NULL | FANTECH | NULL | NULL | NULL
AIR FAN - EXHAUST | 307908 | FANTECH | AP0804GE6E030 | NULL | NULL
SWITCHBOARD LIGHT/POWER | NULL | NULL | NULL | NULL | NULL
SWITCHBOARD LIGHT/POWER | NULL | NULL | NULL | NULL | NULL
SWITCHBOARD LIGHT/POWER | NULL | NULL | NULL | NULL | NULL
SWITCHBOARD MECHANICAL | NULL | NHP | NULL | NULL | NULL
SWITCHBOARD MAIN | NULL | NHP | NULL | NULL | NULL
SWITCHBOARD LIGHT/POWER | NULL | NHP | NULL | NULL | NULL
SWITCHBOARD LIGHT/POWER | NULL | NHP | NULL | NULL | NULL
SWITCHBOARD LIGHT/POWER | NULL | NHP | NULL | NULL | NULL
SWITCHBOARD LIGHT/POWER | NULL | NHP | NULL | NULL | NULL
SWITCHBOARD LIGHT/POWER | NULL | NHP | NULL | NULL | NULL
SWITCHBOARD LIGHT/POWER | NULL | NHP | NULL | NULL | NULL
SWITCHBOARD MAIN |  | NHP |  | NULL | NULL
AIR FAN - EXHAUST | 307908 | FANTECH | AP0804GE6E030 | NULL | NULL
AIR FAN - SUPPLY | NULL | FANTECH | NULL | NULL | NULL
TOILET EXHAUST FAN | NULL | FANTECH | MV304E | NULL | NULL
SWITCHBOARD LIGHT/POWER | NULL | NHP | NULL | NULL | NULL
SWITCHBOARD LIGHT/POWER | NULL | NHP | NULL | NULL | NULL
SMOKE SPILL FAN | N/A | FLAKT | N/A | NULL | NULL
SWITCHBOARD LIGHT/POWER | NULL | NHP | NULL | NULL | NULL
SWITCHBOARD MAIN | NULL | NHP | NULL | NULL | NULL
SWITCHBOARD LIGHT/POWER | NULL | NHP | NULL | NULL | NULL
SWITCHBOARD LIGHT/POWER | NULL | NHP | NULL | NULL | NULL
SWITCHBOARD LIGHT/POWER | NULL | NHP | NULL | NULL | NULL
INLINE MOTOR PUMP | EK65E8176A-2 | CUSTOM-BUILT | HQ22D-B2 | NULL | NULL
INLINE MOTOR PUMP | EK65E8176A-1 | CUSTOM-BUILT | HQ22D-B2 | NULL | NULL
BUFFER TANK | 06-K23205 | KAT | SD200502191 | NULL | NULL
BUFFER TANK | 06-K23306 | KAT | SD200501971 | NULL | NULL
AIR INTAKE DISP PRE-FILTERS | NULL | CUSTOM-BUILT | NULL | NULL | NULL
BUFFER TANK | NULL | DURAFLEX | 234.U.21431 | NULL | NULL
BUFFER TANK | NULL | DURAFLEX | 234.U.21432 | NULL | NULL
DRINKING FOUNTAINS (REFRIG) | MA0847037 | AQUACOOLER | NULL | NULL | NULL
DIGITAL CONTROLS | NULL | ALERTON | VLC-16160 | NULL | NULL
SWITCHBOARD MECHANICAL | NULL | CUSTOM-BUILT | NULL | NULL | NULL
AIR INTAKE DISP PRE-FILTERS | NULL | CUSTOM-BUILT | NULL | NULL | NULL
AIR INTAKE DISP PRE-FILTERS | NULL | CUSTOM-BUILT | NULL | NULL | NULL
AIR INTAKE DISP PRE-FILTERS | NULL | CUSTOM-BUILT | NULL | NULL | NULL
SWITCHBOARD MECHANICAL | NULL | CUSTOM-BUILT | TL1102-MCCR2 | NULL | NULL
SWITCHBOARD MECHANICAL | NULL | CUSTOM-BUILT | TL1102-MCCR1 | NULL | NULL
AIR FAN - EXHAUST | NULL | FANTECH | NULL | NULL | NULL
PACKAGED AIR CONDITIONING UNIT |  | TEMPERZONE |  | R410A | 30
REFRIGERANT LEAK DETECTOR | NULL | CUSTOM-BUILT | NULL | NA | 0
VARIABLE SPEED DRIVE | 8577755002 | EMERSON | BA2401-E12/E54 | NULL | NULL
STAIRWELL PRESSURISATION FAN | N/A | NULL | N/A | NULL | NULL
SWITCHBOARD MAIN | NULL | NHP | NULL | NULL | NULL
VARIABLE SPEED DRIVE | 010510G475 | DANFOSS | 178B2255 | NULL | NULL
VARIABLE SPEED DRIVE | 011B14G496 | DANFOSS | 131B666A | NULL | NULL
SWITCHBOARD LIGHT/POWER | NULL | NHP | NULL | NULL | NULL
VARIABLE SPEED DRIVE | 000207H116 | DANFOSS | 178B7617 | NULL | NULL
SWITCHBOARD MECHANICAL |  | NULL |  | NULL | NULL
SWITCHBOARD MAIN | NULL | NHP | NULL | NULL | NULL
SWITCHBOARD LIGHT/POWER | NULL | NHP | NULL | NULL | NULL
DOMESTIC WATER & FLUSHER TANKS | N/A | NULL | N/A | NULL | NULL
DOMESTIC WATER & FLUSHER TANKS | N/A | NULL | N/A | NULL | NULL
SWITCHBOARD LIGHT/POWER | NULL | NHP | NULL | NULL | NULL
SWITCHBOARD LIGHT/POWER | NULL | NHP | NULL | NULL | NULL
VARIABLE SPEED DRIVE | 3112301064 | ABB | ACH550-01-157A-4+B055 | NULL | NULL
AIR HANDLING UNIT | N/A | RICHARDSON | N/A | NA | 0
VARIABLE SPEED DRIVE | 3112402189 | ABB | ACH550-01-045A-4+3055 | NULL | NULL
CHILLED WATER PUMP | NULL | POPE | 4443-124-241 | NULL | NULL
VARIABLE SPEED DRIVE | 020825G277 | DANFOSS | VLT | NULL | NULL
CHILLED WATER PUMP | 1607-265004 209 | POPE | 3-ACIND | NULL | NULL
CALORIFIER (DOMESTIC HW) | M78328-5000169 | NULL | EDSON | NULL | NULL
CIRCULATING PUMP | NULL | BROOK CROMPTON | M11.63043-K-AP | NULL | NULL
VARIABLE SPEED DRIVE | 3110904739 | ABB | AC1550-01-087A-4+BO55 | NULL | NULL
AIR HANDLING UNIT |  | RICHARDSON |  | CHILLED WATER | 0
HUMIDIFIER | C00001800 | CAREL | COMPACTSTEAM | NULL | NULL
FAN COIL UNIT - DUCTED | NA | TEMPERZONE | IMDL60 | CHILLED WATER | 0
SMOKE SPILL FAN | 530933 | FANTECH | SS1406FA12H370 | NULL | NULL
CRAC WATER COOLED | JK1417001486 | SCHNEIDER | ACRC301S | CHILLED WATER | 0
CRAC WATER COOLED | JK1539000539 | SCHNEIDER | ACRC301S | CHILLED WATER | 0
VARIABLE AIR VOLUME UNITS | MADE FOR SITE | BARBER COLMAN | JETTRONIC | NULL | NULL
VARIABLE AIR VOLUME UNITS | BUILT FOR SITE | BARBER COLMAN | JETTRONIC | NULL | NULL
SWITCHBOARD DISTRIBUTION | NA | NHP | CUSTOM | NULL | NULL
VARIABLE AIR VOLUME UNITS | NULL | BARBER COLMAN | JETTRONIC | NULL | NULL
SWITCHBOARD MAIN | NULL | NHP | CUSTOM | NULL | NULL
HOT WATER STORAGE TANK | 261169 | RHEEM | 11102507 | NULL | NULL
VARIABLE AIR VOLUME UNITS |  | BARBER COLMAN | JETTRONIC | NULL | NULL
VARIABLE AIR VOLUME UNITS | NULL | BARBER COLMAN | JETTRONIC | NULL | NULL
SWITCHBOARD DISTRIBUTION | NULL | NHP | NULL | NULL | NULL
AIR FAN - EXHAUST (DOMESTIC) | 0 | AIRFLOW | AIRFLOW | NULL | NULL
AIR FAN - EXHAUST (DOMESTIC) | 0 | AIRFLOW | LANSON | NULL | NULL
AIR FAN - EXHAUST (DOMESTIC) | 0 | AIRFLOW | AIRFLOW | NULL | NULL
AIR FAN - EXHAUST (DOMESTIC) |  | AIRFLOW | AIRFLOW | NULL | NULL
AIR FAN - EXHAUST (DOMESTIC) |  | AIRFLOW | AIRFLOW | NULL | NULL
AIR FAN - EXHAUST (DOMESTIC) |  | HELLER | HELLER | NULL | NULL
AIR FAN - EXHAUST (DOMESTIC) |  | AIRFLOW | AIRFLOW | NULL | NULL
AIR FAN - EXHAUST (DOMESTIC) |  | HELLER | HELLER | NULL | NULL
AIR FAN - EXHAUST (DOMESTIC) |  | AIRFLOW | AIRFLOW | NULL | NULL
AIR FAN - EXHAUST (DOMESTIC) |  | AIRFLOW | AIRFLOW | NULL | NULL
AIR FAN - EXHAUST (DOMESTIC) |  | AIRFLOW | AIRFLOW | NULL | NULL
AIR FAN - EXHAUST (DOMESTIC) | NO INFO AVAILABLE | HELLER | HELLER | NULL | NULL
AIR FAN - EXHAUST (DOMESTIC) | NO INFO AVAILABLE | AIRFLOW | AIRFLOW | NULL | NULL
AIR FAN - EXHAUST (DOMESTIC) | NO INFO AVAILABLE | CLIPSAL | CLIPSAL | NULL | NULL
AIR FAN - EXHAUST (DOMESTIC) | UNKNOWN | AIRFLOW | AIRFLOW CE250 | NULL | NULL
AIR HANDLING UNIT | - | AIR DESIGN | 1746-007839 | CHILLED WATER | 0
AIR HANDLING UNIT | - | AIR DESIGN | 1746-007837 | CHILLED WATER | 0
VARIABLE SPEED DRIVE | 3081502232 | ABB | ACH550-01-045A-4+B055 | NULL | NULL
VARIABLE SPEED DRIVE | 3081902314 | ABB | ACH550-01-023A-4+B055 | NULL | NULL
VARIABLE SPEED DRIVE | 1094707875 | ABB | ACH550-01-031A-4+B055 | NULL | NULL
VARIABLE SPEED DRIVE | 3081502676 | ABB | ACH550-01-05A-4+B055 | NULL | NULL
VARIABLE SPEED DRIVE | 3080401380 | ABB | ACH550-01-0848-4+B055 | NULL | NULL
VARIABLE SPEED DRIVE | 3081001161 | ABB | ACH550-01-05A4-4+B055 | NULL | NULL
AIR FAN - OUTSIDE | - | ABB | AP0634GP6B022 | NULL | NULL
AIR FAN - EXHAUST | 359937 | ABB | N0109614B | NULL | NULL
AIR FAN - RETURN | NULL | FANTECH | NULL | NULL | NULL
AIR FAN - EXHAUST | NULL | FANTECH | NULL | NULL | NULL
SWITCHBOARD MECHANICAL | NULL | R.G.LADD | NULL | NULL | NULL
SWITCHBOARD MECHANICAL | NULL | R.G.LADD | NULL | NULL | NULL
AIR HANDLING UNIT | NULL | AIR DESIGN | 1746-007840 | CHILLED WATER | 0
AIR HANDLING UNIT | NULL | AIR DESIGN | 1746-007840 | CHILLED WATER | 0
VARIABLE SPEED DRIVE | 308200026 | ABB | ACH550-01-031A-4+B055 | NULL | NULL
VARIABLE SPEED DRIVE | 3081500709 | ABB | ACH550-01-031A-4+B055 | NULL | NULL
VARIABLE SPEED DRIVE | 3112906157 | ABB | ACH550-01-023A-4+B055 | NULL | NULL
VARIABLE SPEED DRIVE | 3080900512 | ABB | ACH550-01-0254A-4+B055 | NULL | NULL
VARIABLE SPEED DRIVE | 3080900512 | ABB | ACH550-01-054A-4+B055 | NULL | NULL
AIR FAN - RETURN | NULL | FANTECH | NULL | NULL | NULL
TOILET EXHAUST FAN | NULL | FANTECH | NULL | NULL | NULL
AIR FAN - EXHAUST | NULL | FANTECH | NULL | NULL | NULL
SWITCHBOARD MECHANICAL | NULL | R.G.LADD | NULL | NULL | NULL
SWITCHBOARD MECHANICAL | NULL | R.G.LADD | - | NULL | NULL
VARIABLE SPEED DRIVE | 3081902021 | ABB | ACH550-01-015A1-4+B055 | NULL | NULL
AIR FAN - EXHAUST | NULL | FANTECH | AP1006CA12B075 | NULL | NULL
SWITCHBOARD LIGHT/POWER | NULL | NHP | NULL | NULL | NULL
SWITCHBOARD LIGHT/POWER |  | NHP |  | NULL | NULL
SWITCHBOARD MAIN | NULL | NHP | NULL | NULL | NULL
SWITCHBOARD LIGHT/POWER | NULL | NHP | NULL | NULL | NULL
TOILET EXHAUST FAN | NULL | RICHARDSON | RICHARDSON | NULL | NULL
SWITCHBOARD MAIN |  | NHP |  | NULL | NULL
TOILET EXHAUST FAN | NULL | RICHARDSON | RICHARDSON | NULL | NULL
VARIABLE SPEED DRIVE | 3112402148 | ABB | ACH550-01-015A-4+BO55 | NULL | NULL
SWITCHBOARD MAIN |  | NHP | CUSTOM | NULL | NULL
SWITCHBOARD LIGHT/POWER | NULL | NHP | CUSTOM | NULL | NULL
AIR FAN - RETURN |  | WOODS |  | NULL | NULL
SWITCHBOARD LIGHT/POWER | NULL | NHP | CUSTOM | NULL | NULL
SWITCHBOARD LIGHT/POWER | NULL | NHP | CUSTOM | NULL | NULL
VARIABLE SPEED DRIVE | 3111702417 | ABB | ACH550-01-023A-4+B055 | NULL | NULL
SWITCHBOARD LIGHT/POWER | NULL | NHP | CUSTOM | NULL | NULL
AIR HANDLING UNIT |  | A&S |  | CHILLED WATER | 0
SWITCHBOARD MECHANICAL | NULL | NHP | NULL | NULL | NULL
VARIABLE SPEED DRIVE | NULL | DANFOSS | VLT 8000 AQUA | NULL | NULL
VARIABLE SPEED DRIVE | 000930H466 | DANFOSS | VLT 8000 AQUA | NULL | NULL
TOILET EXHAUST FAN | NULL | FANTECH | MV304E | NULL | NULL
DUCTED SPLIT SYSTEM | 852757 | APAC | S021OHR9BN | R407C | 5.6
AIR FAN - EXHAUST | NULL | DRAUGHTFORCE | ASR3714VXN5B | NULL | NULL
BUFFER TANK | 06-K23296 | KAT | SD200501961 | NULL | NULL
SWITCHBOARD LIGHT/POWER | NULL | NHP | NULL | NULL | NULL
SWITCHBOARD LIGHT/POWER | NULL | NHP | NULL | NULL | NULL
SWITCHBOARD LIGHT/POWER | NULL | NHP | NULL | NULL | NULL
SWITCHBOARD MAIN | NULL | NHP | NULL | NULL | NULL
BMS | NULL | CUSTOM-BUILT | NULL | NULL | NULL
LIGHTING CONTROLS | 0 | DALI | DALI CONTROL | NULL | NULL
LIGHTING CONTROLS | 0 | DALI | DALI CONTROL | NULL | NULL
WATER COOLED CONDENSOR | MI19538/603 | MULLER | HDCA3F4R6P | NULL | NULL
WATER COOLED CONDENSOR | MI19538/603 | MULLER | HDCA3F4R6P | NULL | NULL
LIGHTING CONTROLS | 0 | DALI | DALI CONTROL | NULL | NULL
LIGHTING CONTROLS | 0 | DALI | DALI CONTROL | NULL | NULL
LIGHTING CONTROLS | 0 | DALI | DALI CONTROL | NULL | NULL
DUCTED SPLIT SYSTEM | 829260 | TEMPERZONE | OSA 86RKSH | R410A | 3.49
WATER COOLED CONDENSOR | MI19914/645 | MULLER | H-DCA-3F-4R-6P | NULL | NULL
DUCTED SPLIT SYSTEM | 735423 | TEMPERZONE | OSA 83RKS | R410A | 3.08
WATER COOLED CONDENSOR | MI19538/603 | MULLER | HDCA3F4R6P | NULL | NULL
WATER COOLED CONDENSOR | MI19761/6602 | MULLER | HDCA3F4R6P | NULL | NULL
WATER COOLED CONDENSOR | MI19538/603 | MULLER | HDCA3F4R6P | NULL | NULL
EXPANSION TANK (CLOSED LOOPS) | NULL | DURAFLEX | NULL | NULL | NULL
CIRCULATING PUMP | A47826 W 132 | REGENT PUMPS | LTE24 STD | NULL | NULL
AIR FAN - EXHAUST | 124888/51S | WOODS | VENTILATOR | NULL | NULL
KITCHEN EXHAUST FAN | D9837 | RICHARDSON | NULL | NULL | NULL
TOILET EXHAUST FAN | D9836 | RICHARDSON | RICHARDSON | NULL | NULL
TOILET EXHAUST FAN | D9836 | RICHARDSON | RICHARDSON | NULL | NULL
CIRCULATING PUMP | A47860 W 132 | REGENT PUMPS | LTE24 STD | NULL | NULL
AIR FAN - EXHAUST | D9838 | RICHARDSON | RICHARDSON | NULL | NULL
SWITCHBOARD MECHANICAL | NULL | CUSTOM-BUILT | NULL | NULL | NULL
AIR FAN - EXHAUST |  | NULL |  | NULL | NULL
VARIABLE SPEED DRIVE | 066715G461 | DANFOSS | 131B5664 | NULL | NULL
LIGHTING CONTROLS | 0 | DALI | DALI CONTROL | NULL | NULL
AIR HANDLING UNIT | NULL | CUSTOM-BUILT | NULL | OTHER | 0
LIGHTING CONTROLS | 0 | DALI | DALI CONTROL | NULL | NULL
CONDENSATE PUMP | 553138 | CUSTOM-BUILT | VCL-45S | NULL | NULL
CONDENSATE PUMP | 10L2446033 | CUSTOM-BUILT | VCL-45S | NULL | NULL
LIGHTING CONTROLS | 0 | DALI | DALI CONTROL | NULL | NULL
LIGHTING CONTROLS | 0 | DALI | DALI CONTROL | NULL | NULL
VARIABLE SPEED DRIVE | 066815G461 | DANFOSS | 131B5664 | NULL | NULL
LIGHTING CONTROLS | 0 | DALI | DALI CONTROL | NULL | NULL
AIR HANDLING UNIT | NULL | CUSTOM-BUILT | NULL | OTHER | 0
CONDENSATE PUMP |  | CUSTOM-BUILT | LABEL SUBMERGED | NULL | NULL
LIGHTING CONTROLS | 0 | DALI | DALI CONTROL | NULL | NULL
LIGHTING CONTROLS | 0 | DALI | DALI CONTROL | NULL | NULL
LIGHTING CONTROLS | 0 | DALI | DALI CONTROL | NULL | NULL
LIGHTING CONTROLS | 0 | DALI | DALI CONTROL | NULL | NULL
LIGHTING CONTROLS | 0 | DALI | DALI CONTROL | NULL | NULL
LIGHTING CONTROLS | NULL | DALI | DALI CONTROL | NULL | NULL
LIGHTING CONTROLS | NULL | DALI | DALI CONTROL | NULL | NULL
LIGHTING CONTROLS | 0 | DALI | DALI CONTROL | NULL | NULL
AIR FAN - EXHAUST | D6157 | RICHARDSON | RICHARDSON | NULL | NULL
LIGHTING CONTROLS | 0 | DALI | DALI CONTROL | NULL | NULL
AIR FAN - EXHAUST | D6156 | RICHARDSON | RICHARDSON | NULL | NULL
AIR FAN - EXHAUST | D6156 | RICHARDSON | RICHARDSON | NULL | NULL
AIR FAN - EXHAUST | D6153 | RICHARDSON | RICHARDSON | NULL | NULL
VARIABLE SPEED DRIVE | 066615G461 | DANFOSS | 131B5664 | NULL | NULL
AIR HANDLING UNIT |  | CUSTOM-BUILT |  | OTHER | 0
CONDENSATE PUMP |  | CUSTOM-BUILT |  | NULL | NULL
AIR HANDLING UNIT | NULL | CUSTOM-BUILT | NULL | OTHER | 0
CONDENSATE PUMP | 09H1583647 | CUSTOM-BUILT | VCL-45S | NULL | NULL
CONDENSATE PUMP | 10B0411059 | CUSTOM-BUILT | VCL-45S | NULL | NULL
CIRCULATING PUMP | A47666 W 132 | REGENT PUMPS | 05-134-T21B | NULL | NULL
AIR HANDLING UNIT | NULL | CUSTOM-BUILT | NULL | OTHER | 0
CONDENSATE PUMP | 09H1583646 | CUSTOM-BUILT | VCL-45S | NULL | NULL
CONDENSATE PUMP | 09H1583649 | CUSTOM-BUILT | VCL-45S | NULL | NULL
CIRCULATING PUMP | A47669 W 132 | REGENT PUMPS | 50-134-T21B | NULL | NULL
VARIABLE SPEED DRIVE | 3112402188 | ABB | ABB | NULL | NULL
AIR HANDLING UNIT | NULL | CUSTOM-BUILT | NULL | OTHER | 0
AIR FAN - OUTSIDE | N/A | NULL | AEROVENT | NULL | NULL
CONDENSATE PUMP |  | CUSTOM-BUILT |  | NULL | NULL
AIR FAN - OUTSIDE | NULL | NULL | BUILT FOR SITE | NULL | NULL
CIRCULATING PUMP | A47667 W 132 | REGENT PUMPS | 50-134-T21B | NULL | NULL
VARIABLE SPEED DRIVE | NA | ABB | ACH550-01-08A8-4+BO55 | NULL | NULL
AIR HANDLING UNIT | NULL | CUSTOM-BUILT | NULL | OTHER | 0
CONDENSATE PUMP | 10L2446034 | CUSTOM-BUILT | VCL-45S | NULL | NULL
CONDENSATE PUMP | 10L2446037 | CUSTOM-BUILT | VCL-45S | NULL | NULL
VARIABLE SPEED DRIVE | 3081100368 | ABB | ACH550-01-04A1-4+B055 | NULL | NULL
VARIABLE SPEED DRIVE | 3081101278 | ABB | ACH550-01-04A1-4+B055 | NULL | NULL
VARIABLE SPEED DRIVE | 3160900375 | ABB | ACH550-01-023A-4+B055 | NULL | NULL
VARIABLE SPEED DRIVE | 3081502661 | ABB | ACH550-01-023A-4+B055 | NULL | NULL
VARIABLE SPEED DRIVE | 3080901470 | ABB | ACH550-01-031A-4+B055 | NULL | NULL
SWITCHBOARD MECHANICAL | - | NULL | - | NULL | NULL
AIR HANDLING UNIT | - | AIR DESIGN | 1746-0078356 | CHILLED WATER | 0
AIR HANDLING UNIT | - | AIR DESIGN | 1746-007838 | CHILLED WATER | 0
AIR FAN - RETURN | - | NULL | - | NULL | NULL
CIRCULATING PUMP | A47865 W 132 | REGENT PUMPS | 50-134-T21B | NULL | NULL
AIR HANDLING UNIT | NULL | CUSTOM-BUILT | NULL | OTHER | 0
AIR FAN - EXHAUST | NULL | FANTECH | NULL | NULL | NULL
AIR FAN - EXHAUST | 343301 | FANTECH | AP0634AP10B011 | NULL | NULL
DUCTED SPLIT SYSTEM | 37M00027 | MITSUBISHI | PEAD-RP140JAA | R410A | 0
DUCTED SPLIT SYSTEM | 44M01426 | MITSUBISHI | SEZ-KD50VAQ | R410A | 0
CIRCULATING PUMP | 95906448 | GRUNDFOS | 1PX4D | NULL | NULL
DUCTED SPLIT SYSTEM | 43M00122 | MITSUBISHI | PEAD-RP100JAA | R410A | 0
HOT WATER STORAGE TANK | 6.1001e+18 | NULL | G2-55315-1 | NULL | NULL
DUCTED SPLIT SYSTEM | 45M01771 | MITSUBISHI | SEZ-KD35VAQ | R410A | 0
DUCTED SPLIT SYSTEM | 3XM00563 | MITSUBISHI | SEZ-KD35VAL | R410A | 0
CASSETTE SPLIT SYSTEM | 31A02240 | MITSUBISHI | PLA-RP71BA | R410A | 0
TOILET EXHAUST FAN | N/A | RICHARDSON | N/A | NULL | NULL
TOILET EXHAUST FAN | N/A | RICHARDSON | N/A | NULL | NULL
VARIABLE SPEED DRIVE | ACH550-01-031A-4+B055 | NULL | ABB | NULL | NULL
TOILET EXHAUST FAN |  | RICHARDSON |  | NULL | NULL
VARIABLE SPEED DRIVE | ACH550-01-087A-4+B055 | ABB | ABB | NULL | NULL
DUCTED SPLIT SYSTEM | 32U00150 | MITSUBISHI | PUHZ-RP140YKA2 | R410A | 5.5
AIR FAN - EXHAUST | 306753 | FLAKT | BAL 630 | NULL | NULL
KITCHEN EXHAUST FAN | D4252 | RICHARDSON | NULL | NULL | NULL
TOILET EXHAUST FAN | D4258 | RICHARDSON | N/A | NULL | NULL
DUCTED SPLIT SYSTEM | 39P00971 | MITSUBISHI | SUZ-KA50VA3 | R410A | 1.6
TOILET EXHAUST FAN | D6147 | RICHARDSON | N/A | NULL | NULL
DUCTED SPLIT SYSTEM | 44U00100 | MITSUBISHI | PUHZ-RP100YKA2 | R410A | 5.5
TOILET EXHAUST FAN | D4251 | RICHARDSON | N/A | NULL | NULL
CASSETTE SPLIT SYSTEM | 45P00143 | MITSUBISHI | SUZ-KA35VA2 | R410A | 1.05
AERATOR PUMP |  | AAC LUKE |  | NULL | NULL
AERATOR PUMP |  | AAC LUKE |  | NULL | NULL
CONDENSATE PUMP | 10L2446030 | CUSTOM-BUILT | VCL-45S | NULL | NULL
AIR FAN - SUPPLY | 159131 | FANS DIRECT | SCD450/4E | NULL | NULL
REHEAT COIL | 755/17614C | NULL | 2377/2007 | NULL | NULL
AIR FAN - OUTSIDE | 159128 | FANS DIRECT | SCD355/4E | NULL | NULL
VARIABLE SPEED DRIVE | 30742002349 | ABB | ACH550-01-04A1-4+B055 | NULL | NULL
AIR FAN - OUTSIDE | 159151 | FANS DIRECT | AX71TA20A-4ESF | NULL | NULL
AIR HANDLING UNIT | 71102 | FAN COIL INDUSTRIES | FCS400(S) | CHILLED WATER | 1
VARIABLE SPEED DRIVE | 3074601296 | ABB | ACH550-01-012A-4+B055 | NULL | NULL
SWITCHBOARD MECHANICAL | NULL | NULL | NULL | NULL | NULL
AIR FAN - SUPPLY | 159130 | FANS DIRECT | SCD450/4E | NULL | NULL
REHEAT COIL |  | NULL | 2377/2007 | NULL | NULL
AIR FAN - OUTSIDE | N3355 | FANS DIRECT | SCD355/4E | NULL | NULL
VARIABLE SPEED DRIVE | 3074801970 | ABB | ACH550-01-03A3-4+B055 | NULL | NULL
AIR FAN - OUTSIDE | 159144 | FANS DIRECT | AX56DB25A-4DSF | NULL | NULL
AIR HANDLING UNIT | 71103 | FAN COIL INDUSTRIES | FCS400V | CHILLED WATER | 1
VARIABLE SPEED DRIVE | 3074601917 | ABB | ACH550-01-08A8-4+B055 | NULL | NULL
SWITCHBOARD MECHANICAL | NULL | NULL | NULL | NULL | NULL
AIR FAN - SUPPLY | 159129 | FANS DIRECT | SCD450/4E | NULL | NULL
REHEAT COIL |  | NULL | 2377/2007 | NULL | NULL
AIR FAN - OUTSIDE | N3355 | FANS DIRECT | SCD355/4E | NULL | NULL
AIR FAN - OUTSIDE | STK | FANS DIRECT | K150 XL TW | NULL | NULL
AIR HANDLING UNIT | 71106 | FAN COIL INDUSTRIES | FCS400V | CHILLED WATER | 1
VARIABLE SPEED DRIVE | 3074601933 | ABB | ACH550-01-08A8-4+B055 | NULL | NULL
AIR FAN - OUTSIDE | 159143 | FANS DIRECT | AX56DB25A-4DSF | NULL | NULL
VARIABLE SPEED DRIVE | 3074801595 | ABB | ACH550-01-03A3-4+B055 | NULL | NULL
AIR FAN - OUTSIDE | N3355 | FANS DIRECT | SCD355/4E | NULL | NULL
SWITCHBOARD MECHANICAL | NULL | NULL | NULL | NULL | NULL
WATER PUMP | NULL | CUSTOM-BUILT | VCL-45S | NULL | NULL
AIR FAN - SUPPLY | 159129 | FANS DIRECT | SCD450/4E | NULL | NULL
REHEAT COIL | 755/17614C | NULL | 2377/2007 | NULL | NULL
AIR HANDLING UNIT | 71105 | FAN COIL INDUSTRIES | FCS400S | CHILLED WATER | 1
VARIABLE SPEED DRIVE | 3074601298 | ABB | ACH550-01-012A-4+B055 | NULL | NULL
AIR FAN - OUTSIDE | 159150 | FANS DIRECT | AX71TA20A-4ESF | NULL | NULL
VARIABLE SPEED DRIVE | 3074100979 | ABB | ACH550-01-04A1-4+B055 | NULL | NULL
DUCTED SPLIT SYSTEM | A001575 | DAIKIN | RZQ71FV4A | R410A | 2.8
CAR PARK EXHAUST FAN |  | FANS DIRECT | AX71DD25A-4GSF | NULL | NULL
CAR PARK EXHAUST FAN |  | FANS DIRECT | AX80TE21A-4HSF | NULL | NULL
SWITCHBOARD MECHANICAL |  | NULL |  | NULL | NULL
VARIABLE SPEED DRIVE | 3074701194 | ABB | ACH550-01-06A9-4+B055 | NULL | NULL
VARIABLE SPEED DRIVE | 3074601797 | ABB | ACH550-01-08A8-4+B055 | NULL | NULL
VARIABLE AIR VOLUME UNITS | 50530B70449181 | JOHNSON CONTROL | SDV-9000-08-000-0 | NULL | NULL
VARIABLE AIR VOLUME UNITS | 50530B70449082 | JOHNSON CONTROL | SDV-9000-08-000-0 | NULL | NULL
VARIABLE AIR VOLUME UNITS | 50530B70449274 | JOHNSON CONTROL | SDV-9000-10-000-0 | NULL | NULL
VARIABLE AIR VOLUME UNITS | 50530B70449272 | JOHNSON CONTROL | SDV-9000-10-000-0 | NULL | NULL
0 - NOT SET | 2004I007273 | JOHNSON CONTROL | FDV-900-B10-000-0 | NULL | NULL
0 - NOT SET | 50530H70714306 | JOHNSON CONTROL | FDV-900-A10-000-0 | NULL | NULL
0 - NOT SET | 50530H70714302 | JOHNSON CONTROL | FDV-900-A10-000-0 | NULL | NULL
0 - NOT SET | 50530H70714304 | JOHNSON CONTROL | FDV-900-A10-000-0 | NULL | NULL
0 - NOT SET | 50530H70712601 | JOHNSON CONTROL | FDV-900-A10-000-0 | NULL | NULL
0 - NOT SET | 50530H70714315 | JOHNSON CONTROL | FDV-900-A10-000-0 | NULL | NULL
0 - NOT SET | 50530H70714309 | JOHNSON CONTROL | FDV-900-A10-000-0 | NULL | NULL
VARIABLE AIR VOLUME UNITS | 50530B70449189 | JOHNSON CONTROL | SDV-9000-10-000-0 | NULL | NULL
VARIABLE AIR VOLUME UNITS | 50530B70449280 | JOHNSON CONTROL | SDV-9000-10-000-0 | NULL | NULL
VARIABLE AIR VOLUME UNITS | 50530B70449242 | JOHNSON CONTROL | SDV-9000-10-000-0 | NULL | NULL
KITCHEN EXHAUST FAN | 7160237 | NULL | RH40M-VDK.4C.1R | NULL | NULL
TOILET EXHAUST FAN | 159106 | FANS DIRECT | VDC560-4D | NULL | NULL
DUCTED SPLIT SYSTEM | 7074738 | DAIKIN | FDYQ71FV4AR | R410A | 0
FAN COIL UNIT - DUCTED | 70943 | FAN COIL INDUSTRIES | FCH075 | CHILLED WATER | 1
VARIABLE AIR VOLUME UNITS | NULL | JOHNSON CONTROL | SDV-9000-08-000-0 | NULL | NULL
FAN COIL UNIT - DUCTED | 71002 | FAN COIL INDUSTRIES | FCH075 | CHILLED WATER | 1
FAN COIL UNIT - DUCTED | 71001 | FAN COIL INDUSTRIES | FCH050 | CHILLED WATER | 1
PACKAGE AC - WATER SOURCED | 11351 | PARAGON | WCP5CH | R22 | 0.8
SWITCHBOARD MECHANICAL | NULL | NULL | NULL | NULL | NULL
CRAC UNIT | AIRB044860 | NULL | UEDR235 HH | R407C | 3.4
CRAC UNIT | AIRB044861 | NULL | UEDR235 HH | R407C | 3.4
CRAC UNIT | AIRB044862 | NULL | UEDR235 HH | R407C | 3.4
VARIABLE AIR VOLUME UNITS | 2006I002405 | JOHNSON CONTROL | SDV-9000-10-000-5 | NULL | NULL
0 - NOT SET | 50530H70714333 | JOHNSON CONTROL | FDV-900-A108-000-0 | NULL | NULL
0 - NOT SET | 50530H70714329 | JOHNSON CONTROL | FDV-900-A108-000-0 | NULL | NULL
0 - NOT SET | 50530H70714322 | JOHNSON CONTROL | FDV-900-A108-000-0 | NULL | NULL
VARIABLE AIR VOLUME UNITS | 2006I022383 | JOHNSON CONTROL | SDV-9000-10-000-S | NULL | NULL
0 - NOT SET | 50530H70714328 | JOHNSON CONTROL | FDV-900-A08-000-0 | NULL | NULL
VARIABLE AIR VOLUME UNITS | 2006I022377 | JOHNSON CONTROL | SDV-9000-10-000-S | NULL | NULL
FAN COIL UNIT - DUCTED | 71003 | FAN COIL INDUSTRIES | FCH030 | CHILLED WATER | 1
0 - NOT SET | 50530H70714313 | JOHNSON CONTROL | FDV-900-A10-000-0 | NULL | NULL
0 - NOT SET | 50530H70714325 | JOHNSON CONTROL | FDV-900-A08-000-0 | NULL | NULL
VARIABLE AIR VOLUME UNITS | 2006L027878 | JOHNSON CONTROL | SDV-9000-10-000-S | NULL | NULL
0 - NOT SET | 50530H70714303 | JOHNSON CONTROL | FDV-900-A10-000-0 | NULL | NULL
VARIABLE AIR VOLUME UNITS | 2006I022409 | JOHNSON CONTROL | SDV-9000-10-000-S | NULL | NULL
VARIABLE AIR VOLUME UNITS | 2006L027886 | JOHNSON CONTROL | SDV-9000-10-000-S | NULL | NULL
0 - NOT SET | 50530H70714307 | JOHNSON CONTROL | FDV-900-A10-000-0 | NULL | NULL
VARIABLE AIR VOLUME UNITS | 50530B70443054 | JOHNSON CONTROL | SDV-9000-08-000-S | NULL | NULL
VARIABLE AIR VOLUME UNITS | 50530B7044914 | JOHNSON CONTROL | SDV-9000-08-000-S | NULL | NULL
VARIABLE AIR VOLUME UNITS | 50530B70449183 | JOHNSON CONTROL | SDV-9000-08-000-0 | NULL | NULL
0 - NOT SET | 50530H70714330 | JOHNSON CONTROL | FDV-900-A08-000-0 | NULL | NULL
0 - NOT SET | 50530H70714308 | JOHNSON CONTROL | FDV-900-A10-000-0 | NULL | NULL
VARIABLE AIR VOLUME UNITS | 50530B70449087 | JOHNSON CONTROL | SDV-9000-08-000-0 | NULL | NULL
VARIABLE AIR VOLUME UNITS | 50530B70449172 | JOHNSON CONTROL | SSDV-9000-08-000-0 | NULL | NULL
0 - NOT SET | 50530H70714332 | JOHNSON CONTROL | FDV-900-A08-000-0 | NULL | NULL
0 - NOT SET | 50530H70714320 | JOHNSON CONTROL | FDV-900-A08-000-0 | NULL | NULL
VARIABLE AIR VOLUME UNITS | 50530B70449085 | JOHNSON CONTROL | SDV-9000-08-000-0 | NULL | NULL
VARIABLE AIR VOLUME UNITS | 50530B7044176 | JOHNSON CONTROL | SDV-9000-08-000-S | NULL | NULL
0 - NOT SET | 50530H70712598 | JOHNSON CONTROL | FDV-900-A06-000-0 | NULL | NULL
VARIABLE AIR VOLUME UNITS | 50530B70449180 | JOHNSON CONTROL | SDV-9000-08-000-S | NULL | NULL
0 - NOT SET | 50350H70714321 | JOHNSON CONTROL | FDV-900-A08-000-0 | NULL | NULL
VARIABLE AIR VOLUME UNITS | 50530B70449270 | JOHNSON CONTROL | SDV-9000-A10-000-0 | NULL | NULL
0 - NOT SET | 50530H70714319 | JOHNSON CONTROL | FDV-900-A08-000-0 | NULL | NULL
0 - NOT SET | 50530H7071426 | JOHNSON CONTROL | FDV-900-A08-000-0 | NULL | NULL
FAN COIL UNIT - DUCTED | 71004 | FAN COIL INDUSTRIES | FCH100 | CHILLED WATER | 1
FAN COIL UNIT - DUCTED | 71005 | FAN COIL INDUSTRIES | FCH030 | CHILLED WATER | 1
PACKAGE AC - WATER SOURCED | 11352 | PARAGON | WCP5CH | R22 | 0.8
PACKAGE AC - WATER SOURCED | 11353 | PARAGON | WCP5CH | R22 | 0.8
AIR FAN - OUTSIDE | 419782 | FANTECH | AP0402AA5/13 | NULL | NULL
AIR FAN - OUTSIDE |  | FANTECH | UNKNOWN NO ACCESS | NULL | NULL
AIR FAN - EXHAUST |  | FANTECH | UNKNOWN NO ACCESS | NULL | NULL
AIR FAN - EXHAUST | STK | FANS DIRECT | WQ250/4E | NULL | NULL
AIR FAN - EXHAUST | STH | FANS DIRECT | WQ250/4E | NULL | NULL
0 - NOT SET | 50530H70714331 | JOHNSON CONTROL | FDV-900-A08-000-0 | NULL | NULL
PACKAGE AC - WATER SOURCED | 11350 | PARAGON | WCP7CH | R22 | 1
FAN COIL UNIT - DUCTED | 70917 | FAN COIL INDUSTRIES | FCH100 | CHILLED WATER | 1
VARIABLE SPEED DRIVE | 3074201481 | ABB | ACH550-01-03A3-4+B055 | NULL | NULL
0 - NOT SET | 50530H70714316 | JOHNSON CONTROL | FDV-900-A10-000-0 | NULL | NULL
FAN COIL UNIT - DUCTED | 70944 | FAN COIL INDUSTRIES | FCH050 | CHILLED WATER | 1
FAN COIL UNIT - DUCTED | 70915 | FAN COIL INDUSTRIES | FCH195 | CHILLED WATER | 1
VARIABLE AIR VOLUME UNITS | 50530B70449428 | JOHNSON CONTROL | SDV-9000-12-000-0 | NULL | NULL
0 - NOT SET | 2004I007322 | JOHNSON CONTROL | FDV-900-B12-000-0 | NULL | NULL
0 - NOT SET | 50530H70712599 | JOHNSON CONTROL | FDV-900-A10-000-0 | NULL | NULL
0 - NOT SET | 50530H70712597 | JOHNSON CONTROL | FDV-900-A06-000-0 | NULL | NULL
FAN COIL UNIT - DUCTED | 70913 | FAN COIL INDUSTRIES | FCH075 | CHILLED WATER | 1
VARIABLE SPEED DRIVE | 3074300525 | ABB | ACH550-01-02A4-4+B055 | NULL | NULL
FAN COIL UNIT - DUCTED | 71006 | FAN COIL INDUSTRIES | FCH030 | CHILLED WATER | 1
VARIABLE AIR VOLUME UNITS | 50530B70449276 | JOHNSON CONTROL | SDV-9000-A10-000-0 | NULL | NULL
SWITCHBOARD MECHANICAL | NULL | NULL | NULL | NULL | NULL
VARIABLE SPEED DRIVE | 3074801591 | ABB | ACH550-01-03A3-4+B055 | NULL | NULL
AIR FAN - OUTSIDE | 159148 | FANS DIRECT | AX63DA25A-4DSF | NULL | NULL
VARIABLE SPEED DRIVE | 3074601356 | ABB | ACH550-01-08A8-4+B055 | NULL | NULL
AIR HANDLING UNIT | 71104 | FAN COIL INDUSTRIES | FCS400V | CHILLED WATER | 1
AIR FAN - SUPPLY | 159130 | FANS DIRECT | SCD450/4E | NULL | NULL
REHEAT COIL |  | NULL | 2377/2007 | NULL | NULL
AIR FAN - OUTSIDE | N3355 | FANS DIRECT | SCD355/4E | NULL | NULL
0 - NOT SET | 50530H70714314 | JOHNSON CONTROL | FDV-900-A10-000-0 | NULL | NULL
0 - NOT SET | 50530H70712600 | JOHNSON CONTROL | FDV-900-A10-000-0 | NULL | NULL
0 - NOT SET | 50530H70714310 | JOHNSON CONTROL | FDV-900-A10-000-0 | NULL | NULL
0 - NOT SET | 50530H70714311 | JOHNSON CONTROL | FDV-900-A10-000-0 | NULL | NULL
VARIABLE AIR VOLUME UNITS | 2006I022411 | JOHNSON CONTROL | SSDV-9000-A10-000-S | NULL | NULL
FAN COIL UNIT - DUCTED | 70941 | FAN COIL INDUSTRIES | FCH030 | CHILLED WATER | 1
0 - NOT SET | 50530H70714317 | JOHNSON CONTROL | FDV-900-A10-000-0 | NULL | NULL
0 - NOT SET | 50530H70714305 | JOHNSON CONTROL | FDV-900-A10-000-0 | NULL | NULL
0 - NOT SET | 50530H70714318 | JOHNSON CONTROL | FDV-900-A10-000-0 | NULL | NULL
VARIABLE AIR VOLUME UNITS | 50530B70449175 | JOHNSON CONTROL | SSSDV-9000-A10-0000 | NULL | NULL
FAN COIL UNIT - DUCTED | 70916 | FAN COIL INDUSTRIES | FCH150 | CHILLED WATER | 1
VARIABLE SPEED DRIVE | 3074300054 | ABB | ACH550-01-05A4-4+B055 | NULL | NULL
FAN COIL UNIT - DUCTED | 70918 | FAN COIL INDUSTRIES | FCH195 | CHILLED WATER | 1
VARIABLE SPEED DRIVE | 3072600705 | ABB | ACH550-01-05A4-4+B055 | NULL | NULL
FAN COIL UNIT - DUCTED | 70919 | FAN COIL INDUSTRIES | FCH195 | CHILLED WATER | 1
VARIABLE SPEED DRIVE | 3073701634 | ABB | ACH550-01-04A1-4+B055 | NULL | NULL
VARIABLE SPEED DRIVE | 3074300049 | ABB | ACH550-01-05A4-4+B055 | NULL | NULL
FAN COIL UNIT - DUCTED | 70914 | FAN COIL INDUSTRIES | FCH195 | CHILLED WATER | 1
AIR FAN - OUTSIDE |  | FANS DIRECT | SCDQ630/4DL | NULL | NULL
VARIABLE AIR VOLUME UNITS | 2006I022404 | JOHNSON CONTROL | SDV-9000-10-000-S | NULL | NULL
VARIABLE AIR VOLUME UNITS | 5053B7044168 | JOHNSON CONTROL | SDV-9000-A08-000-0 | NULL | NULL
VARIABLE AIR VOLUME UNITS | 50530B70449173 | JOHNSON CONTROL | SDV-9000-A08-000-0 | NULL | NULL
VARIABLE AIR VOLUME UNITS | 50530B70449415 | JOHNSON CONTROL | SDV-9000-12-000-0 | NULL | NULL
FAN COIL UNIT - DUCTED | 70942 | FAN COIL INDUSTRIES | FCH050 | CHILLED WATER | 1
CIRCULATING PUMP | A47868 W 132 | REGENT PUMPS | LTE20 STD | NULL | NULL
AIR HANDLING UNIT | NULL | CUSTOM-BUILT | NULL | OTHER | 0
CONDENSATE PUMP | 09H1583663 | CUSTOM-BUILT | VCL-45S | NULL | NULL
CONDENSATE PUMP | 09D0832703 | CUSTOM-BUILT | VCL-45S | NULL | NULL
CIRCULATING PUMP | A47871 W 132 | REGENT PUMPS | LTE20 STD | NULL | NULL
SWITCHBOARD MECHANICAL |  | CUSTOM-BUILT |  | NULL | NULL
AIR HANDLING UNIT | NULL | CUSTOM-BUILT | NULL | OTHER | 0
CONDENSATE PUMP | 090D0832702 | CUSTOM-BUILT | VCL-45S | NULL | NULL
CONDENSATE PUMP | 09D0832697 | CUSTOM-BUILT | VCL-45S | NULL | NULL
CIRCULATING PUMP | A47870 W 132 | REGENT PUMPS | LTE20 STD | NULL | NULL
VARIABLE SPEED DRIVE | 3112302408 | ABB | ACH550-01-015A-4+B055 | NULL | NULL
CIRCULATING PUMP | A46152 W 160 | WEG | LTE29 STD | NULL | NULL
CIRCULATING PUMP | NULL | WEG | LTE29 STD | NULL | NULL
VARIABLE SPEED DRIVE | 3112804712 | ABB | ACH550-01-031A-4+B055 | NULL | NULL
RAIN WATER HARVESTING SYS | NULL | NULL | NULL | NULL | NULL
AIR CIRCUIT BREAKER |  | NULL |  | NULL | NULL
FAN COIL UNIT - DUCTED |  | CUSTOM-BUILT |  | OTHER | 0
FAN COIL UNIT - DUCTED |  | CUSTOM-BUILT |  | OTHER | 0
FAN COIL UNIT - DUCTED | 20201 | FAN COIL INDUSTRIES | FCU -100 | CHILLED WATER | 0
FAN COIL UNIT - DUCTED | 20204 | FAN COIL INDUSTRIES | FCH100 | CHILLED WATER | 0
FAN COIL UNIT - DUCTED | NULL | FAN COIL INDUSTRIES | FCH -100 | CHILLED WATER | 0
AIR HANDLING UNIT | 10983 | DB INDUSTRIES | DBCC350 | NA | 0
ELECTRIC DUCT HEATER | NULL | DB INDUSTRIES | DBCC350 | NULL | NULL
FAN COIL UNIT - DUCTED | 20202 | FAN COIL INDUSTRIES | FCH-100 | CHILLED WATER | 0
AIR HANDLING UNIT | V1201 2192 | WALKER | CMLH-500S | NA | 0
DUCTED SPLIT SYSTEM | 739048 | APAC | SO21IHR7BN | R407C | 0
FIRE DAMPER | NULL | NULL | NULL | NULL | NULL
REHEAT COIL | 0 | DUNN AIR | 9HDV | NULL | NULL
REHEAT COIL | O | DUNN AIR | 9HDV | NULL | NULL
REHEAT COIL | 0 | DUNN AIR | DHV9 | NULL | NULL
REHEAT COIL | 0 | DUNN AIR | 0 | NULL | NULL
LIGHTING CONTROLS | 0 | DALI | DALI CONTROL | NULL | NULL
LIGHTING CONTROLS | 0 | DALI | DALI CONTROL | NULL | NULL
LIGHTING CONTROLS | 0 | DALI | DALI CONTROL | NULL | NULL
REHEAT COIL | 0 | NULL | 9HDV | NULL | NULL
LIGHTING CONTROLS | NULL | DALI | DALI CONTROL | NULL | NULL
REHEAT COIL | 0 | DUNN AIR | 9DHV | NULL | NULL
LIGHTING CONTROLS | NULL | DALI | DALI CONTROL | NULL | NULL
COOL ROOM | T05-025 / 14180705005 | BUFFALO | BRO27 | R404A | 0
COOL ROOM | T05-003 / 13978503015 | BUFFALO | BRO21 | R404A | 0
FREEZER ROOM | T06-003 / 13978510001 | BUFFALO | BRLE015 | R404A | 0
FRIDGE | NULL | ACTROL | NULL | R404A | 0
DISPLAY CABINET REFRIGERATED | NULL | CUSTOM-BUILT | NULL | R404A | 0
DISPLAY CABINET REFRIGERATED | NULL | CUSTOM-BUILT | NULL | R404A | 0
DISPLAY CABINET HEATED | NULL | CUSTOM-BUILT | NULL | NULL | NULL
LIGHTING CONTROLS | 0 | DALI | DALI CONTROL | NULL | NULL
LIGHTING CONTROLS | 0 | DALI | DALI CONTROL | NULL | NULL
TOILET EXHAUST FAN | 290372 | FANTECH | CE224D | NULL | NULL
UNDER CEILING SPLIT SYSTEM | E002430 | DAIKIN | RY140LUY1 | R22 | 4
LIGHTING CONTROLS | 0 | DALI | DALI CONTROL | NULL | NULL
LIGHTING CONTROLS | 0 | DALI | DALI CONTROL | NULL | NULL
LIGHTING CONTROLS | 0 | DALI | DALI CONTROL | NULL | NULL
UNDER CEILING SPLIT SYSTEM | E001057 | DAIKIN | FHY125BVE | R22 | 0
BMS | NULL | ALERTON | VLC-1600 | NULL | NULL
LIGHTING CONTROLS | 0 | DALI | DALI CONTROL | NULL | NULL
LIGHTING CONTROLS | 0 | NULL | 0 | NULL | NULL
DUCTED SPLIT SYSTEM | 77U11389 | MITSUBISHI | PUHZ-RP100VKA2 | R410A | 5.5
LIGHTING CONTROLS | 0 | DALI | DALI CONTROL | NULL | NULL
LIGHTING CONTROLS | 0 | DALI | DALI CONTROL | NULL | NULL
DUCTED SPLIT SYSTEM | 75U00514 | MITSUBISHI | MXZ-8C140VAMD | R410A | 8
LIGHTING CONTROLS | 0 | DALI | DALI CONTROL | NULL | NULL
LIGHTING CONTROLS | 0 | DALI | DALI CONTROL | NULL | NULL
WALL MOUNTED SPLIT SYSTEM | 7000077T | MITSUBISHI | MUZ-GE35VAD | R410A | 1.15
DUCTED SPLIT SYSTEM | 77U11388 | MITSUBISHI | PUHZ-RP100VKA2 | R410A | 5.5
LIGHTING CONTROLS | 0 | DALI | DALI CONTROL | NULL | NULL
LIGHTING CONTROLS | 0 | DALI | DALI CONTROL | NULL | NULL
LIGHTING CONTROLS | 0 | DALI | DALI CONTROL | NULL | NULL
VARIABLE SPEED DRIVE | 3-340095-3F4Y | NULL | INVERTEK ODE -3-340095-3F4Y | NULL | NULL
LIGHTING CONTROLS | 0 | DALI | DALI CONTROL | NULL | NULL
LIGHTING CONTROLS | 0 | DALI | DALI CONTROL | NULL | NULL
AIR FAN - OUTSIDE |  | NULL | N/A | NULL | NULL
DUCTED SPLIT SYSTEM | 827362 | TEMPERZONE | ISDL-114 | R410A | 4.67
FAN COIL UNIT - NON DUCTED | 3404-1085-7186 | ATLAS | ATLAS CHW OVERHEAD | CHILLED WATER | 0
ELECTRIC DUCT HEATER | 0 | CELMEC | CELMEC | NULL | NULL
ELECTRIC DUCT HEATER | 0 | CELMEC | CELMEC | NULL | NULL
COOL ROOM | NULL | BUFFALO | BRO42 | R404A | 1
SAFETY SHOWERS |  | ENWARE | null | NULL | NULL
SAFETY SHOWERS |  | ENWARE | null | NULL | NULL
SWITCHBOARD MAIN DISTRIBUTION |  | NULL |  | NULL | NULL
SAFETY SHOWERS |  | ENWARE | null | NULL | NULL
SWITCHBOARD MAIN DISTRIBUTION |  | NULL |  | NULL | NULL
EXPANSION TANK (CLOSED LOOPS) | 90579 | DURAFLEX | 15P0703 | NULL | NULL
SWITCHBOARD MAIN DISTRIBUTION |  | NULL |  | NULL | NULL
SWITCHBOARD MAIN DISTRIBUTION |  | NULL |  | NULL | NULL
AIR FAN - EXHAUST | EL201710-037 | FANTECH | RESPF150 | NULL | NULL
BOILING/CHILLED WATER UNIT | 2025020275007 | ZIP HYDROTAP | 5361AUOHOTN1C | NULL | NULL
LIGHTNING PROTECTION | NA | NULL | NA | NULL | NULL
AIR HANDLING UNIT |  | RICHARDSON | BUILT FOR SITE | CHILLED WATER | 0
AIR HANDLING UNIT | E116 | MULLER | L5104H | CHILLED WATER | 0
SWITCHBOARD MECHANICAL |  | NULL |  | NULL | NULL
SWITCHBOARD LIGHT/POWER | NULL | EMAIL | BUILT FOR SITE | NULL | NULL
FAN COIL UNIT - DUCTED | N/A | NULL | N/A | CHILLED WATER | 0
SWITCHBOARD LIGHT/POWER | NULL | EMAIL | BUILT FOR SITE | NULL | NULL
SWITCHBOARD LIGHT/POWER | NULL | EMAIL | BUILT FOR SITE | NULL | NULL
SWITCHBOARD LIGHT/POWER | NULL | EMAIL | BUILT FOR SITE | NULL | NULL
FAN COIL UNIT - DUCTED | N/A | NULL | N/A | CHILLED WATER | 0
SWITCHBOARD LIGHT/POWER |  | EMAIL | BUILT FOR SITE | NULL | NULL
SWITCHBOARD MAIN |  | NHP | BUILT FOR SITE | NULL | NULL
FAN COIL UNIT - DUCTED | N/A | NULL | N/A | CHILLED WATER | 0
WALL MOUNTED SPLIT SYSTEM | E006174 | DAIKIN | FTKS50LVMA | R410A | 4
WALL MOUNTED SPLIT SYSTEM | E006771 | DAIKIN | RKS50LVMA | R410A | 1.8
PACKAGE AC - WATER SOURCED |  | TEMPERZONE | NO ACCESS TO UNIT | R22 | 2
CHILLER - RECIPROCATING | 71172 | CARRIER | 30LA290-910A03 | R22 | 49
CHILLER - RECIPROCATING | S14438-1 | CARRIER | HRWC230D | R22 | 30
CHILLER - RECIPROCATING | S14438-2 | CARRIER | HRWC230D | R22 | 30
AIR HANDLING UNIT | 119543 | FAN COIL INDUSTRIES | FCH100 | CHILLED WATER | 0
AIR HANDLING UNIT | 119544 | FAN COIL INDUSTRIES | FCH075 | CHILLED WATER | 0
AIR HANDLING UNIT | 19542 | FAN COIL INDUSTRIES | FCH100 | CHILLED WATER | 0
AIR HANDLING UNIT | 119541 | FAN COIL INDUSTRIES | FCH100 | CHILLED WATER | 0
AIR HANDLING UNIT | 119540 | FAN COIL INDUSTRIES | FCH100 | CHILLED WATER | 0
AIR HANDLING UNIT | 119539 | FAN COIL INDUSTRIES | FCH100 | CHILLED WATER | 0
LIGHTING CONTROLS | 0 | DE DIETRICH | DALI CONTROL | NULL | NULL
LIGHTING CONTROLS | 0 | DE DIETRICH | DALI CONTROL | NULL | NULL
CHILLER - RECIPROCATING | A81A0045 | TRANE | HCGWA800D | R22 | 60
LIGHTING CONTROLS | 0 | DALI | DALI CONTROL | NULL | NULL
LIGHTING CONTROLS | 0 | DALI | DALI CONTROL | NULL | NULL
LIGHTING CONTROLS | 0 | DALI | DALI CONTROL | NULL | NULL
LIGHTING CONTROLS | 0 | DALI | DALI CONTROL | NULL | NULL
SWITCHBOARD DISTRIBUTION | NULL | CONCEPT PLUS 2 | NULL | NULL | NULL
SWITCHBOARD LIGHT/POWER | NULL | CONCEPT PLUS 2 | NULL | NULL | NULL
SWITCHBOARD LIGHT/POWER | NULL | CONCEPT PLUS 2 | NULL | NULL | NULL
SWITCHBOARD LIGHT/POWER | NULL | NULL | NULL | NULL | NULL
BOILING/CHILLED WATER UNIT | 2009020630005 | ZIP HYDROTAP | 430271 | NULL | NULL
AIR HANDLING UNIT |  | WALKER | ALVS 10 | CHILLED WATER | 0
LIGHTING CONTROLS | 0 | DALI | DALI CONTROL | NULL | NULL
AIR HANDLING UNIT | NULL | WALKER | ASV 27 | CHILLED WATER | 0
LIGHTING CONTROLS | 0 | DALI | DALI CONTROL | NULL | NULL
LIGHTING CONTROLS | 0 | DALI | DALI CONTROL | NULL | NULL
LIGHTING CONTROLS | 0 | DALI | DALI CONTROL | NULL | NULL
LIGHTING CONTROLS | 0 | DALI | DALI CONTROL | NULL | NULL
LIGHTING CONTROLS | 0 | DALI | DALI CONTROL | NULL | NULL
AIR HANDLING UNIT | 39H0813049719 | CARRIER | 39GAH0813 | CHILLED WATER | 0
LIGHTING CONTROLS | 0 | DALI | DALI CONTROL | NULL | NULL
LIGHTING CONTROLS | 0 | DALI | DALI CONTROL | NULL | NULL
LIGHTING CONTROLS | 0 | DALI | DALI CONTROL | NULL | NULL
LIGHTING CONTROLS | 0 | DALI | DALI CONTROL | NULL | NULL
VRF DUCTED SPLIT | T000906 | FUJITSU | ARXC90GATH | R410A | 0
VRF DUCTED SPLIT | T000904 | FUJITSU | ARXC90GATH | R410A | 0
VRF DUCTED SPLIT | T000896 | FUJITSU | ARXC90GATH | R410A | 0
VRF DUCTED SPLIT | T000895 | FUJITSU | ARXC90GATH | R410A | 0
VRF DUCTED SPLIT | T000722 | FUJITSU | ARXC90GATH | R410A | 0
LIGHTING CONTROLS | 0 | DALI | DALI CONTROL | NULL | NULL
LIGHTING CONTROLS | 0 | DALI | DALI CONTROL | NULL | NULL
LIGHTING CONTROLS | 0 | DALI | DALI CONTROL | NULL | NULL
SWITCHBOARD MECHANICAL |  | ELSTEEL |  | NULL | NULL
VARIABLE SPEED DRIVE | 04190G308 | DANFOSS | FC-102P1K1T4P55H1XG | NULL | NULL
VARIABLE SPEED DRIVE | 026610G298 | DANFOSS | FC-102P4K0T4P55H1XG | NULL | NULL
VARIABLE SPEED DRIVE | 026310G298 | DANFOSS | FC-102P4K0T4P55H1XG | NULL | NULL
VARIABLE SPEED DRIVE | 015610G248 | DANFOSS | FC-102P1K5T4P55H1XG | NULL | NULL
VARIABLE SPEED DRIVE | 022410G298 | DANFOSS | FC-102P3K0T4P55H1XG | NULL | NULL
VARIABLE SPEED DRIVE | 352710G086 | DANFOSS | FC-102P5K5T4P55H1XG | NULL | NULL
VARIABLE SPEED DRIVE | 033410G298 | DANFOSS | FC-102P5K5T4P55H1XG | NULL | NULL
VARIABLE SPEED DRIVE | 042010G308 | DANFOSS | FC-102P1K1T4P55H1XG | NULL | NULL
VARIABLE SPEED DRIVE | 026110G298 | DANFOSS | FC-102P4K0T4P55H1XG | NULL | NULL
VARIABLE SPEED DRIVE | 041610G308 | DANFOSS | FC-102P1K1T4P55H1XG | NULL | NULL
VARIABLE SPEED DRIVE | 033210G298 | DANFOSS | FC-102P7K5T4P55H1XG | NULL | NULL
CONDENSER WATER PUMP | A96500982P10822 | GRUNDFOS | CR10-04 A-A-A-E-HQQE | NULL | NULL
CHILLED WATER PUMP | A96087553P107440001 | GRUNDFOS | TP 65-260/2 A-F-B-BQQE | NULL | NULL
CHILLED WATER PUMP | A96087553P10744002 | GRUNDFOS | TP 65-260/2 A-F-B-BQQE | NULL | NULL
LIGHTING CONTROLS | NULL | DALI | DALI CONTROL | NULL | NULL
LIGHTING CONTROLS | NULL | DALI | DALI CONTROL | NULL | NULL
LIGHTING CONTROLS | 0 | DALI | DALI CONTROL | NULL | NULL
LIGHTING CONTROLS | 0 | DALI | DALI CONTROL | NULL | NULL
WALL MOUNTED SPLIT SYSTEM | NULL | FUJITSU | NULL | R22 | 2.3
WALL MOUNTED SPLIT SYSTEM | NULL | FUJITSU | NULL | R22 | 2.3
WALL MOUNTED SPLIT SYSTEM | NULL | FUJITSU | NULL | R32 | 0.85
WALL MOUNTED SPLIT SYSTEM | NULL | FUJITSU | NULL | R410A | 1.1
WALL MOUNTED SPLIT SYSTEM | NULL | FUJITSU | NULL | R32 | 1.27
WALL MOUNTED SPLIT SYSTEM | NULL | DAIKIN | NULL | R410A | 2.3
ROOM AIR CONDITIONING UNIT | NULL | ELECTROLUX | NULL | R22 | 1
WALL MOUNTED SPLIT SYSTEM | E039986/E0398 | FUJITSU | ASTA24LCC/AOTR24LCC | R410A | 1.6
WALL MOUNTED SPLIT SYSTEM | NULL | FUJITSU | NULL | R32 | 1.27
WALL MOUNTED SPLIT SYSTEM | NULL | FUJITSU | NULL | R32 | 1.27
WALL MOUNTED SPLIT SYSTEM | NULL | FUJITSU | NULL | R32 | 1.65
WALL MOUNTED SPLIT SYSTEM | NULL | FUJITSU | NULL | R410A | 1.6
WALL MOUNTED SPLIT SYSTEM | NULL | FUJITSU | NULL | R410A | 1.2
WALL MOUNTED SPLIT SYSTEM | NULL | DAIKIN | NULL | R410A | 950
SWITCHBOARD MECHANICAL | NULL | CUSTOM-BUILT | NULL | NULL | NULL
VARIABLE SPEED DRIVE | 3090202262 | ABB | ACH550-01-012A-4+B055 | NULL | NULL
VARIABLE SPEED DRIVE | 3082301772 | ABB | ACH550-01-012A-4+B055 | NULL | NULL
SWITCHBOARD LIGHT/POWER | NULL | EMAIL | NULL | NULL | NULL
SWITCHBOARD LIGHT/POWER | NULL | NHP | CONCEPT | NULL | NULL
WALL MOUNTED SPLIT SYSTEM |  | MITSUBISHI | SRK80ZMA-S | R410A | 2
WALL MOUNTED SPLIT SYSTEM | E057284 | FUJITSU | ASTA30LCC/AOTR30LCT | R410A | 0
PACKAGE AC - WATER SOURCED | A1206115 | DUNN AIR | WPR5-HBD | R410A | 1.2
PACKAGE AC - WATER SOURCED |  | DUNN AIR | WPR5-HBD | R410A | 1.2
PACKAGE AC - WATER SOURCED | A12067061 | DUNN AIR | WPR 4 HBD | R410A | 1
PACKAGE AC - WATER SOURCED | NULL | DUNN AIR | WPR8 HBD | R410A | 1.5
PACKAGE AC - WATER SOURCED |  | DUNN AIR | WPR6.5 HBD | R410A | 1.2
PACKAGE AC - WATER SOURCED |  | DUNN AIR | WPR5 HBD | R410A | 1
FIRE DAMPER | NA | NULL | NA | NULL | NULL
PACKAGE AC - WATER SOURCED | A1206055 | DUNN AIR | WPR5-HBD | R410A | 1.2
PACKAGE AC - WATER SOURCED | NULL | DUNN AIR | WPR5-HBD | R410A | 1.2
PACKAGE AC - WATER SOURCED | A1206113 | DUNN AIR | WPR5-HBD | R410A | 1.2
PACKAGE AC - WATER SOURCED | AM106112 | DUNN AIR | WPR5-HBD | R410A | 1.2
FIRE DAMPER | NA | BULLOCK | NA | NULL | NULL
PACKAGE AC - WATER SOURCED | NULL | DUNN AIR | WPR5-HBD | R410A | 1.2
PACKAGE AC - WATER SOURCED | NULL | DUNN AIR | WPR5-HBD | R410A | 1.2
PACKAGE AC - WATER SOURCED | NULL | DUNN AIR | WPR8 HBD | R410A | 1.8
PACKAGE AC - WATER SOURCED | NULL | DUNN AIR | WPR8 HBD | R410A | 1.8
PACKAGE AC - WATER SOURCED | A1207036 | DUNN AIR | WPR5-HBD | R410A | 1.2
PACKAGE AC - WATER SOURCED | 0 | DUNN AIR | WPR5-HBD | R410A | 1.2
PACKAGE AC - WATER SOURCED | NULL | DUNN AIR | WPR5-HBD | R410A | 1.2
PACKAGE AC - WATER SOURCED | NULL | DUNN AIR | WPR5-HBD | R410A | 1.2
PACKAGE AC - WATER SOURCED | NULL | DUNN AIR | WPR5-HBD | R410A | 1.2
PACKAGE AC - WATER SOURCED |  | DUNN AIR | WPR12 HBD | R410A | 2
PACKAGE AC - WATER SOURCED | NULL | DUNN AIR | WPR6.5-HBD | R410A | 1.5
PACKAGE AC - WATER SOURCED | NULL | DUNN AIR | WPR6.5-HBD | R410A | 1.5
PACKAGE AC - WATER SOURCED | NULL | DUNN AIR | WPR5-HBD | R410A | 1.2
PACKAGE AC - WATER SOURCED | NULL | DUNN AIR | WPR5-HBD | R410A | 1.2
PACKAGE AC - WATER SOURCED | NULL | DUNN AIR | WPR5-HBD | R410A | 1.2
PACKAGE AC - WATER SOURCED | NULL | DUNN AIR | WPR5-HBD | R410A | 1.2
PACKAGE AC - WATER SOURCED | NULL | DUNN AIR | WPR6.5 HBD | R410A | 1.5
PACKAGE AC - WATER SOURCED | NULL | DUNN AIR | HPR5-HBD | R410A | 1.2
PACKAGE AC - WATER SOURCED |  | DUNN AIR | HPR5-HBD | R410A | 1.2
FIRE DAMPER | NA | BULLOCK | NA | NULL | NULL
FIRE DAMPER | NA | NULL | NA | NULL | NULL
AIR FAN - EXHAUST | NULL | FANTECH | NULL | NULL | NULL
AIR FAN - EXHAUST | NULL | FANTECH | NULL | NULL | NULL
AIR FAN - OUTSIDE | 343316 | FANTECH | AP0804GA6B075 | NULL | NULL
VARIABLE SPEED DRIVE | 3081601145 | ABB | ACH550-01-015A1-4+B055 | NULL | NULL
VARIABLE SPEED DRIVE | 3081902306 | ABB | ACH550-01-023A-4+B055 | NULL | NULL
AIR FAN - EXHAUST | 343392 | FANTECH | AP1256CA9B075 | NULL | NULL
SWITCHBOARD MECHANICAL | NULL | R.G.LADD | - | NULL | NULL
LIGHTING CONTROLS | 0 | DALI | DALI CONTROL | NULL | NULL
LIGHTING CONTROLS | 0 | DALI | DALI CONTROL | NULL | NULL
SWITCHBOARD MECHANICAL | NULL | R.G.LADD | - | NULL | NULL
LIGHTING CONTROLS | 0 | DALI | DALI CONTROL | NULL | NULL
LIGHTING CONTROLS | 0 | DALI | DALI CONTROL | NULL | NULL
LIGHTING CONTROLS | 0 | DALI | DALI CONTROL | NULL | NULL
AIR FAN - OUTSIDE | NULL | FANTECH | NULL | NULL | NULL
VRF DUCTED SPLIT | R000240 | FUJITSU | ARXA24GALH | R410A | 0
MULTI HEAD NON DUCTED SPLIT | R001423 | FUJITSU | AUTG18LVLA | R410A | 0
MULTI HEAD NON DUCTED SPLIT | R000475 | FUJITSU | AUTG09LVLA | R410A | 0
VRF DUCTED SPLIT | R204657 | FUJITSU | AJY108LALH | R410A | 12
VRF DUCTED SPLIT | R201702 | FUJITSU | AJY144LALH | R410A | 12
VRF DUCTED SPLIT | R303586 | FUJITSU | AJYA72LALH | R410A | 11
MULTI HEAD NON DUCTED SPLIT | T004861 | FUJITSU | AOTG24LAT3 | R410A | 2
VARIABLE SPEED DRIVE | 3082000025 | ABB | ACH550-01-031A-4+B055 | NULL | NULL
LIGHTING CONTROLS | NULL | DALI | DALI CONTROL | NULL | NULL
LIGHTING CONTROLS | NULL | DALI | DALI CONTROL | NULL | NULL
VARIABLE SPEED DRIVE | 3081801211 | ABB | ACH550-01-0318A-4+B055 | NULL | NULL
AIR FAN - SUPPLY | 343321 | FANTECH | AP1536DA6B185 | NULL | NULL
SWITCHBOARD MECHANICAL | NULL | R.G.LADD | - | NULL | NULL
AIR HANDLING UNIT |  | NULL |  | R22 | 0
AIR FAN - OUTSIDE | 343433 | FANTECH | AP0634AA10B015 | NULL | NULL
VARIABLE SPEED DRIVE | 3081503026 | ABB | ACH550-01-04A1-4+B055 | NULL | NULL
VARIABLE SPEED DRIVE | 3080700081 | ABB | ACH550-01-03A3-4+B055 | NULL | NULL
CASSETTE SPLIT SYSTEM | 62100113 | TOSHIBA | RAV-SM564UTP-E | R410A | 1.4
AIR FAN - OUTSIDE | 358664 | FANTECH | AP0564AA10B007 | NULL | NULL
AIR FAN - EXHAUST | 343391 | FANTECH | AP1406CA9B110 | NULL | NULL
VARIABLE SPEED DRIVE | NULL | ABB | ACH550-01-03A13-4+B055 | NULL | NULL
LIGHTING CONTROLS | 0 | DALI | DALI CONTROL | NULL | NULL
SWITCHBOARD MECHANICAL | NULL | R.G.LADD | - | NULL | NULL
LIGHTING CONTROLS | 0 | DALI | DALI CONTROL | NULL | NULL
SWITCHBOARD MECHANICAL | NULL | R.G.LADD | - | NULL | NULL
LIGHTING CONTROLS | 0 | DALI | DALI CONTROL | NULL | NULL
CASSETTE SPLIT SYSTEM | 62700058 | TOSHIBA | RAV-SP564ATP-A1 | R410A | 1.4
LIGHTING CONTROLS | 0 | DALI | DALI CONTROL | NULL | NULL
VARIABLE SPEED DRIVE | NULL | ABB | ACH550-01-031A-4+B055 | NULL | NULL
AIR FAN - EXHAUST | NULL | FANTECH | AP1406CA9B110 | NULL | NULL
AIR FAN - EXHAUST | 343404 | FANTECH | AP1004GA6B055 | NULL | NULL
VARIABLE SPEED DRIVE | NULL | ABB | ACH550-01-012A-4+B055 | NULL | NULL
LIGHTING CONTROLS | 0 | DALI | DALI CONTROL | NULL | NULL
LIGHTING CONTROLS | 0 | DALI | DALI CONTROL | NULL | NULL
VARIABLE SPEED DRIVE | NULL | ABB | ACH550-01-023A-4+B055 | NULL | NULL
AIR FAN - OUTSIDE | NULL | FANTECH | AP1004GA6B110 | NULL | NULL
LIGHTING CONTROLS | 0 | DALI | DALI CONTROL | NULL | NULL
SWITCHBOARD MECHANICAL | NULL | R.G.LADD | - | NULL | NULL
LIGHTING CONTROLS | 0 | DALI | DALI CONTROL | NULL | NULL
LIGHTING CONTROLS | 0 | DALI | DALI CONTROL | NULL | NULL
AIR FAN - OUTSIDE | 343382 | FANTECH | AP0804AA10B040 | NULL | NULL
VARIABLE SPEED DRIVE | NULL | ABB | ACH550-01-012A-4+B055 | NULL | NULL
VARIABLE SPEED DRIVE | NULL | ABB | ACH550-01-023A-4+B055 | NULL | NULL
AIR FAN - EXHAUST | NULL | FANTECH | AP1256CA12B075 | NULL | NULL
VARIABLE SPEED DRIVE | NULL | ABB | ACH550-01-023A-4+B055 | NULL | NULL
AIR FAN - EXHAUST | NULL | FANTECH | AP1256CA12B075 | NULL | NULL
VARIABLE SPEED DRIVE | NULL | ABB | ACH550-01-012A-4+B055 | NULL | NULL
AIR FAN - OUTSIDE | NULL | FANTECH | AP1004GA6B056 | NULL | NULL
VARIABLE SPEED DRIVE | NULL | ABB | ACH550-01-04A1-4+B055 | NULL | NULL
AIR FAN - OUTSIDE | NULL | FANTECH | AP0634GA6B011 | NULL | NULL
AIR FAN - EXHAUST | NULL | FANTECH | AP1256CA12B110 | NULL | NULL
VARIABLE SPEED DRIVE | NULL | ABB | ACH550-01-031A-4+B055 | NULL | NULL
SWITCHBOARD MECHANICAL | NULL | R.G.LADD | - | NULL | NULL
SWITCHBOARD MECHANICAL |  | R.G.LADD | - | NULL | NULL
VARIABLE SPEED DRIVE | NULL | ABB | ACH550-01-031A-4+B055 | NULL | NULL
AIR FAN - EXHAUST | NULL | FANTECH | AP1256CA12B110 | NULL | NULL
AIR FAN - EXHAUST | NULL | FANTECH | AP0504AP10B003 | NULL | NULL
AIR FAN - EXHAUST | NULL | FANTECH | AP0504AP10B003 | NULL | NULL
AIR FAN - RETURN | NULL | FANTECH | NULL | NULL | NULL
AIR FAN - EXHAUST | NULL | FANTECH | AP0504AP10B003 | NULL | NULL
LIGHTING CONTROLS | 0 | DALI | DALI CONTROL | NULL | NULL
LIGHTING CONTROLS | 0 | DALI | DALI CONTROL | NULL | NULL
LIGHTING CONTROLS | 0 | DALI | DALI CONTROL | NULL | NULL
LIGHTING CONTROLS | 0 | DALI | DALI CONTROL | NULL | NULL
LIGHTING CONTROLS | 0 | DALI | DALI CONTROL | NULL | NULL
LIGHTING CONTROLS | 0 | DALI | DALI CONTROL | NULL | NULL
LIGHTING CONTROLS | 0 | DALI | DALI CONTROL BM2600 | NULL | NULL
ELECTRIC DUCT HEATER | 0 | NULL | CA-3-9-10 | NULL | NULL
DX COMPRESSOR | PD1653 | TRANE | E18SLIM | R407C | 50
AIR FAN - EXHAUST | UNKNOWN | UNKNOWN | UNKNOWN | NULL | NULL
AIR FAN - EXHAUST | UNKNOWN | UNKNOWN | UNKNOWN | NULL | NULL
AIR FAN - EXHAUST | UNKNOWN | UNKNOWN | UNKNOWN | NULL | NULL
AIR FAN - EXHAUST |  | UNKNOWN |  | NULL | NULL
AIR FAN - EXHAUST |  | UNKNOWN |  | NULL | NULL
AIR COOLED SPLIT SYSTEM | 3120531 | DAIKIN | FDYP71DLV1 | R407C | 3.5
VARIABLE AIR VOLUME UNITS | N/A | BARBER COLMAN | N/A | NULL | NULL
VARIABLE AIR VOLUME UNITS | N/A | BARBER COLMAN | N/A | NULL | NULL
VARIABLE AIR VOLUME UNITS | NULL | BARBER COLMAN | NULL | NULL | NULL
RAIN WATER HARVESTING SYS | 305950410 | NULL | ALL PURPOSE | NULL | NULL
AUTO TRANSFER SWITCH |  | TERASAKI | XS 400 CJ | NULL | NULL
AUTO TRANSFER SWITCH | NULL | CHADWICK ELECTRICAL | NULL | NULL | NULL
AUTO TRANSFER SWITCH |  | CHADWICK ELECTRICAL |  | NULL | NULL
AUTO TRANSFER SWITCH | NULL | CHADWICK ELECTRICAL | NULL | NULL | NULL
AUTO TRANSFER SWITCH |  | CHADWICK ELECTRICAL |  | NULL | NULL
FIRE DAMPER | NULL | SIEMENS | GCA321.1E | NULL | NULL
FIRE DAMPER | NULL | NULL | NULL | NULL | NULL
FIRE DAMPER | NULL | NULL | NULL | NULL | NULL
FIRE DAMPER | NULL | NULL | NULL | NULL | NULL
DUCTED SPLIT SYSTEM | E006978 | DAIKIN | RZYQ8PY1 | R410A | 8.5
FIRE DAMPER | NULL | NULL | NULL | NULL | NULL
FIRE DAMPER | NULL | NULL | NULL | NULL | NULL
FIRE DAMPER | NULL | NULL | NULL | NULL | NULL
DUCTED SPLIT SYSTEM | E005955 | DAIKIN | RZQ160KV4A | R410A | 3.7
DUCTED SPLIT SYSTEM | E005973 | DAIKIN | RZQ160KV4A | R410A | 3.7
DUCTED SPLIT SYSTEM | E006832 | DAIKIN | RZQ160KV4A | R410A | 3.7
DUCTED SPLIT SYSTEM | E001599 | DAIKIN | RZYQ8PY1 | R410A | 8.5
DUCTED SPLIT SYSTEM | E007913 | DAIKIN | RZYQ100KV4A | R410A | 3.7
SWITCHBOARD LIGHT/POWER | NULL | CUSTOM-BUILT | CUSTOM | NULL | NULL
SWITCHBOARD MECHANICAL |  | NULL |  | NULL | NULL
WALL MOUNTED SPLIT SYSTEM |  | DAIKIN | FTXS35LVMA | R410A | 0
WALL MOUNTED SPLIT SYSTEM |  | DAIKIN | FTXS35LVMA | R410A | 0
SWITCHBOARD LIGHT/POWER |  | NHP |  | NULL | NULL
SWITCHBOARD MECHANICAL |  | NULL |  | NULL | NULL
AUTO TRANSFER SWITCH | 00M26 | TERASAKI | XS125NJ | NULL | NULL
WALL MOUNTED SPLIT SYSTEM |  | DAIKIN | FTXS85LVMA | R410A | 0
0 - NOT SET | 01M05 | TERASAKI | XS125NJ | NULL | NULL
0 - NOT SET | 00M26 | TERASAKI | XS125NJ | NULL | NULL
WALL MOUNTED SPLIT SYSTEM |  | DAIKIN | FTXS85LVMA | R410A | 0
WALL MOUNTED SPLIT SYSTEM |  | DAIKIN | FTXS50LVMA | R410A | 0
WALL MOUNTED SPLIT SYSTEM |  | DAIKIN | FTXS85LVMA | R410A | 0
WALL MOUNTED SPLIT SYSTEM |  | DAIKIN | FTXS85LVMA | R410A | 0
WALL MOUNTED SPLIT SYSTEM |  | DAIKIN | FTXS50LVMA | R410A | 0
WALL MOUNTED SPLIT SYSTEM |  | DAIKIN | RXS50LVMA | R410A | 1.8
AIR COOLED SPLIT SYSTEM | E027229 | DAIKIN | RXS95LVMA | R410A | 3.2
WALL MOUNTED SPLIT SYSTEM |  | DAIKIN | RXS35LVMA | R410A | 1.2
CASSETTE SPLIT SYSTEM | 6901881 | DAIKIN | RY71KY1 | R22 | 2
CASSETTE SPLIT SYSTEM | 6901880 | DAIKIN | RY71KY1 | R22 | 4
CASSETTE SPLIT SYSTEM | 6901878 | DAIKIN | RY71KY1 | R22 | 4.3
CASSETTE SPLIT SYSTEM | 6901845 | DAIKIN | RY71KY1 | R22 | 2
AIR COOLED SPLIT SYSTEM | 6905382 | DAIKIN | RY125KY1 | R22 | 3
AIR COOLED SPLIT SYSTEM | 9900196 | DAIKIN | RY71FUY1 | R22 | 2.1
WALL MOUNTED SPLIT SYSTEM | E000794/E002664 | DAIKIN | RXS90HVMA/FTXS90HVMA | R410A | 2.3
AIR COOLED SPLIT SYSTEM | 6902828 | DAIKIN | RY100KY1 | R22 | 2.5
SWITCHBOARD DISTRIBUTION | 01M11 | TERASAKI | XS125NJ | NULL | NULL
AIR COOLED SPLIT SYSTEM | 9902230 | DAIKIN | RY35FV1A7 | R22 | 1.12
0 - NOT SET | 01M11 | TERASAKI | XS125NJ | NULL | NULL
0 - NOT SET | 01M11 | TERASAKI | XS125NJ | NULL | NULL
0 - NOT SET | 00M35 | TERASAKI | XS125NJ | NULL | NULL
0 - NOT SET | 01M11 | TERASAKI | XS125NJ | NULL | NULL
0 - NOT SET | 00M34 | TERASAKI | XS125NJ | NULL | NULL
0 - NOT SET | 01M11 | TERASAKI | XS125NJ | NULL | NULL
0 - NOT SET | 08M29B | TERASAKI | XS125NJ | NULL | NULL
0 - NOT SET | 01M11 | TERASAKI | XS125NJ | NULL | NULL
CASSETTE SPLIT SYSTEM | 9900364 | DAIKIN | FHYC71KVE | R22 | 0
CASSETTE SPLIT SYSTEM | 9900363 | DAIKIN | FHYC71KVE | R22 | 0
CASSETTE SPLIT SYSTEM | 9900316 | DAIKIN | FHYC71KVE | R22 | 0
CASSETTE SPLIT SYSTEM | 9900362 | DAIKIN | FHYC71KVE | R22 | 0
AUTO TRANSFER SWITCH | 00426 K | TERASAKI | XS250NJ | NULL | NULL
AUTO TRANSFER SWITCH | 00426 K | TERASAKI | XS250NJ | NULL | NULL
AUTO TRANSFER SWITCH | 00426 K | TERASAKI | XS250NJ | NULL | NULL
AUTO TRANSFER SWITCH | 00426 K | TERASAKI | XS250NJ | NULL | NULL
AUTO TRANSFER SWITCH | 00426 K | TERASAKI | XS250NJ | NULL | NULL
WALL MOUNTED SPLIT SYSTEM | E001012 | FUJITSU | AST9USCACW | R410A | 1.2
VARIABLE SPEED DRIVE | 4907820004 | EMERSON | AFFINITY | NULL | NULL
AIR FAN - RETURN | NULL | FANTECH | NULL | NULL | NULL
WALL MOUNTED SPLIT SYSTEM | E001162 | DAIKIN | RKS50FBVMA | R410A | 1.5
WALL MOUNTED SPLIT SYSTEM |  | MITSUBISHI | SRC80ZMA-S | R410A | 2.2
WALL MOUNTED SPLIT SYSTEM | E001653 | DAIKIN | FTKS50GVMA | R410A | 0
WALL MOUNTED SPLIT SYSTEM |  | MITSUBISHI | SRK80ZMA-S | R410A | 0
UNDER CEILING SPLIT SYSTEM | 1YU02876 | MITSUBISHI | PUHZ-RP140BKA | R410A | 5.5
UNDER CEILING SPLIT SYSTEM | 1YU02881 | MITSUBISHI | PUHZ-RP140VKA | R410A | 5.5
UNDER CEILING SPLIT SYSTEM | 1XUO2865 | MITSUBISHI | PUHZ-RP100VKA | R410A | 5.5
WALL MOUNTED SPLIT SYSTEM | 535500103BE | MITSUBISHI | DXK18ZMA-S | R410A | 9.5
AIR HANDLING UNIT | 1202082 | DUNN AIR | LSFP135(4+1) AHU-B1-1 | CHILLED WATER | 0
AIR HANDLING UNIT | 1202083 | DUNN AIR | LSFP210 | CHILLED WATER | 0
BMS |  | NULL |  | NA | 0
CHILLER - AIR COOLED | OV11-10838/10/1 | MCQUAY | MNG177013.EVO | R134A | 94
CHILLER - AIR COOLED | 112BLXJU000001 | MCQUAY | MCSMART400C-FAAB01 | R407C | 48
CHILLED WATER PUMP | H6119012 001 | GRUNDFOS | AEHBKG020020FMTLT | NULL | NULL
CHILLED WATER PUMP | H6119012 002 | GRUNDFOS | AEHBKG020020FMTLT | NULL | NULL
CHILLED WATER PUMP | 87322303 | GRUNDFOS | MG112MC2-28FF215-H3 | NULL | NULL
CHILLED WATER PUMP | 87322303 | GRUNDFOS | MG112MC2-28FF215-H3 | NULL | NULL
COOL ROOM |  | NULL |  | NA | 0
COOL ROOM |  | NULL |  | NA | 0
COOL ROOM |  | NULL |  | NA | 0
COOL ROOM |  | NULL |  | NA | 0
COOL ROOM |  | NULL |  | NA | 0
COOL ROOM |  | NULL |  | NA | 0
CAR PARK EXHAUST FAN | 459448 | FANTECH | PCD716DD | NULL | NULL
CAR PARK EXHAUST FAN | NULL | FANTECH | MMD808/2 | NULL | NULL
CAR PARK SUPPLY AIR FAN | 449289 | FANTECH | PCE354ER | NULL | NULL
CAR PARK EXHAUST FAN | 459449 | FANTECH | MMD808/3 | NULL | NULL
CAR PARK EXHAUST FAN |  | FANTECH | MMD808/2 | NULL | NULL
CAR PARK SUPPLY AIR FAN |  | FANTECH | 27LLSW | NULL | NULL
FAN COIL UNIT - DUCTED | CECM-000823K1-001 | GJ WALKER | CLMG600 | CHILLED WATER | 0
FAN COIL UNIT - DUCTED | CECM-000823L1-001 | GJ WALKER | CMLH600-S | CHILLED WATER | 0
FAN COIL UNIT - DUCTED | CECM-000823K1-002 | GJ WALKER | CMLR600-S | CHILLED WATER | 0
FAN COIL UNIT - DUCTED | CECM-000823N1-001 | GJ WALKER | CLMG600-S | CHILLED WATER | 0
FAN COIL UNIT - DUCTED | CECM-000823M1-001 | GJ WALKER | CMLH900-S | CHILLED WATER | 0
FAN COIL UNIT - DUCTED | TBD | GJ WALKER | CLMG600 | NA | 0
FAN COIL UNIT - DUCTED | CECM-000823B1-001 | GJ WALKER | CLMG1400 | CHILLED WATER | 0
FAN COIL UNIT - DUCTED | CECM-00082311 | GJ WALKER | CMLSH1400-S | CHILLED WATER | 0
FAN COIL UNIT - DUCTED | CECM 000323J1-001 | GJ WALKER | CLMG1400 | CHILLED WATER | 0
FAN COIL UNIT - DUCTED | TBD | GJ WALKER | ASH 23 | NA | 0
FAN COIL UNIT - DUCTED | CECM-000823C1-001 | GJ WALKER | CLMG1800 | CHILLED WATER | 0
FAN COIL UNIT - DUCTED | CECM-000823D1-001 | GJ WALKER | CLMG900-S | CHILLED WATER | 0
FAN COIL UNIT - DUCTED | CECM-000823E1-001 | GJ WALKER | CLMG1400 | CHILLED WATER | 0
FAN COIL UNIT - DUCTED | CECM-000823C1-001 | GJ WALKER | CMLH1800-S | CHILLED WATER | 0
FAN COIL UNIT - DUCTED | TBD | GJ WALKER | CLMG1400 | NA | 0
FAN COIL UNIT - DUCTED | TBD | GJ WALKER | CLMG1400 | NA | 0
FAN COIL UNIT - DUCTED | TBD | GJ WALKER | CLMG900 | NA | 0
FAN COIL UNIT - DUCTED | NULL | GJ WALKER | NULL | CHILLED WATER | 0
FAN COIL UNIT - DUCTED | NULL | GJ WALKER | NULL | CHILLED WATER | 0
FIRE DAMPER |  | UNKNOWN | 20% PER ANNUM | NULL | NULL
HEATER - GAS (ROOM) | 18.011 | RINNAI | REU-VRM2632WC-AK | NULL | NULL
HEATER - GAS (ROOM) | 11.12-001184 | RINNAI | HD200E | NULL | NULL
HEATER - GAS (ROOM) | 11.12-001185 | RINNAI | HD200E | NULL | NULL
HEATER - GAS (ROOM) | 11.12-001183 | RINNAI | HD200E | NULL | NULL
HEATER - GAS (ROOM) | 11.12-001182 | RINNAI | HD200E | NULL | NULL
AIR FAN - EXHAUST | N/A | FANTECH | VCW254 | NULL | NULL
CAR PARK SUPPLY AIR FAN | 459466 | FANTECH | MMD454/3 | NULL | NULL
AIR FAN - EXHAUST | NULL | FANTECH | NULL | NULL | NULL
AIR FAN - EXHAUST | NULL | FANTECH | VCW304 | NULL | NULL
AIR FAN - EXHAUST | NULL | FANTECH | VCW304 | NULL | NULL
AIR FAN - EXHAUST | NULL | FANTECH | VCW304 | NULL | NULL
AIR FAN - EXHAUST | 06X36850 | FANTECH | TD-500/150 | NULL | NULL
AIR FAN - EXHAUST |  | FANTECH | MMD454/3 | NA | 0
GRILLES |  | NULL |  | NA | 0
BOILER - GAS FIRED | FTA400-017 | AIRA | FTA-400-R550 | NULL | NULL
BOILER - GAS FIRED | FTA400-016 | AIRA | FTA400-R550 | NULL | NULL
HEATING HOT WATER PUMP |  | GRUNDFOS | A96631176P112150002 4 | NULL | NULL
HEATING HOT WATER PUMP |  | GRUNDFOS | A96631176P11W150003 4 | NULL | NULL
KITCHEN EXHAUST FAN | NULL | FANTECH | 27LLSW | NULL | NULL
KITCHEN EXHAUST FAN | N/A | FANTECH | 13LLSW | NULL | NULL
KITCHEN EXHAUST FAN |  | NULL |  | NA | 0
SWITCHBOARD MECHANICAL |  | NULL |  | NULL | NULL
SWITCHBOARD MECHANICAL |  | ELDON |  | NULL | NULL
SWITCHBOARD MECHANICAL |  | NULL |  | NA | 0
SWITCHBOARD MECHANICAL |  | NULL |  | NA | 0
SWITCHBOARD MECHANICAL |  | NULL |  | NA | 0
AIR FAN - OUTSIDE | NULL | FANTECH | MMD4040/3 | NULL | NULL
EXPANSION TANK (CLOSED LOOPS) |  | DURAFLEX |  | NULL | NULL
EXPANSION TANK (CLOSED LOOPS) |  | DURAFLEX |  | NULL | NULL
RADIATOR | NULL | NULL | NULL | NULL | NULL
RADIATOR | NULL | NULL | NULL | NULL | NULL
RADIATOR | NULL | NULL | NULL | NULL | NULL
RADIATOR | NULL | NULL | NULL | NULL | NULL
RADIATOR | NULL | NULL | NULL | NULL | NULL
RADIATOR | NULL | NULL | NULL | NULL | NULL
RADIATOR | NULL | NULL | NULL | NULL | NULL
RADIATOR | NULL | NULL | NULL | NULL | NULL
RADIATOR | NULL | NULL | NULL | NULL | NULL
RADIATOR | NULL | NULL | NULL | NULL | NULL
RAIN WATER HARVESTING SYS |  | NULL |  | NA | 0
RAIN WATER HARVESTING SYS |  | NULL |  | NA | 0
RAIN WATER HARVESTING SYS |  | NULL |  | NA | 0
RAIN WATER HARVESTING SYS |  | NULL |  | NA | 0
AIR FAN - SUPPLY | NULL | FANTECH | 24LLSW | NULL | NULL
AIR FAN - SUPPLY | NULL | FANTECH | TD-500/150 | NULL | NULL
AIR FAN - SUPPLY |  | FANTECH | MMD636/2 | NA | 0
AIR FAN - SUPPLY | N/A | FANTECH | TD-500/150 | NULL | NULL
TOILET EXHAUST FAN |  | FANTECH | MME354/5 | NA | 0
TOILET EXHAUST FAN | 459467 | FANTECH | MME354/5 | NULL | NULL
TOILET EXHAUST FAN | TBD | FANTECH | TD-500/150 | NULL | NULL
TOILET EXHAUST FAN | NULL | S&P | NULL | NULL | NULL
TOILET EXHAUST FAN | 06X36880 | FANTECH | TD-500/150 | NULL | NULL
TOILET EXHAUST FAN | 05QA9432 | FANTECH | TD-2000-315 | NULL | NULL
TOILET EXHAUST FAN | 06S755944 | FANTECH | TD-500/150 | NULL | NULL
TOILET EXHAUST FAN | N/A | FANTECH | TD-500/150 | NULL | NULL
VRF DUCTED SPLIT | 24W02880 | MITSUBISHI | PURY-P250YJM-A | R410A | 9.5
VRF DUCTED SPLIT | 19W01689 | MITSUBISHI | PURY-P250YJM-A | R410A | 9.5
VRF DUCTED SPLIT | 19W01694 | MITSUBISHI | PURY-P250YJM-A | R410A | 9.5
VRF DUCTED SPLIT | NULL | MITSUBISHI | PURY-P250YJM-A | R410A | 9.5
VRF DUCTED SPLIT | 11W00969 | MITSUBISHI | PURY-P00YJM-A | R410A | 9.5
VRF DUCTED SPLIT | 19W01697 | MITSUBISHI | PURY-P250YJM-A | R410A | 9.5
VRF DUCTED SPLIT | 19W01695 | MITSUBISHI | PURY-P250YJM-A | R410A | 9.5
VRF DUCTED SPLIT | 0XM06304 | MITSUBISHI | PEFY-P32VMS1-E | R410A | 0
VRF DUCTED SPLIT | 09M05808 | MITSUBISHI | PEFY-P32VMS1-E | R410A | 0
VRF DUCTED SPLIT | OXM06283 | MITSUBISHI | PEFY-P32VMS1-E | R410A | 0
VRF DUCTED SPLIT | OXM06196 | MITSUBISHI | PEFY-P32VMS1-E | R410A | 0
VRF DUCTED SPLIT | OXM06208 | MITSUBISHI | PEFY-P32VMS1-E | R410A | 0
VRF DUCTED SPLIT | OXM06208 | MITSUBISHI | PEFY-P32VMS1-E | R410A | 0
VRF DUCTED SPLIT | N/A | MITSUBISHI | PEFY-P32VMS1-E | NA | 0
VRF DUCTED SPLIT | TBD | MITSUBISHI | TBD | NA | 0
VRF DUCTED SPLIT | 09M05799 | MITSUBISHI | PEFY-P32VMS1-E | R410A | 0
VRF DUCTED SPLIT | 09M05085 | MITSUBISHI | PEFY-P32VMS1-E | R410A | 0
VRF DUCTED SPLIT | 09M05803 | MITSUBISHI | PEFY-P32VMS1-E | R410A | 0
VRF DUCTED SPLIT | NULL | MITSUBISHI | PEFY-P32VMS1-E | R410A | 0
VRF DUCTED SPLIT | 0XM06197 | MITSUBISHI | PEFY-P32VMS1-E | R410A | 0
VRF DUCTED SPLIT | 0ZM05509 | MITSUBISHI | PEFY-P32VMS1-E | R410A | 0
VRF DUCTED SPLIT | NOT VISIBLE | MITSUBISHI | PEFY-P32VMS1-E | R410A | 0
VRF DUCTED SPLIT | 06M03849 | MITSUBISHI | PEFY-P32VMS1-E | R410A | 0
VRF DUCTED SPLIT | 0YM05234 | MITSUBISHI | PEFY-P40VMS1-E | R410A | 0
VRF DUCTED SPLIT | 0YM 05362 | MITSUBISHI | PEFY-P40VMS1-E | R410A | 0
VRF DUCTED SPLIT | OZM 05513 | MITSUBISHI | PEFY-P40VMS1-E | R410A | 0
VRF DUCTED SPLIT | 0YM 05365 | MITSUBISHI | PEFY-P40VMS1-E | R410A | 0
VRF DUCTED SPLIT | 0YM 05235 | MITSUBISHI | PEFY-P40VMS1-E | R410A | 0
VRF DUCTED SPLIT | 0YM 05240 | MITSUBISHI | PEFY-P40VMS1-E | R410A | 0
VRF DUCTED SPLIT | OZM 05504 | MITSUBISHI | PEFY-P40VMS1-E | R410A | 0
VRF DUCTED SPLIT | 0YM05368 | MITSUBISHI | PEFY-P40VMS1-E | R410A | 0
VRF DUCTED SPLIT | OYM05243 | MITSUBISHI | PEFY-P40VMS1-E | R410A | 0
VRF DUCTED SPLIT | 0YM05406 | MITSUBISHI | PEFY-P40VMS1-E | R410A | 0
VRF DUCTED SPLIT | OYM05236 | MITSUBISHI | PEFY-P40BMS1-E | R410A | 0
VRF DUCTED SPLIT | OYM05358 | MITSUBISHI | PEFY-49VMS1-E | R410A | 0
VRF DUCTED SPLIT | 0XM06286 | MITSUBISHI | PEFY-P32VMS1-E | R410A | 0
VRF DUCTED SPLIT | 09M05810 | MITSUBISHI | PEFY-P32VMS1-E | R410A | 0
VRF DUCTED SPLIT | 0XM06302 | MITSUBISHI | PEFY-P32VMS1-E | R410A | 0
VRF DUCTED SPLIT | OXM06203 | MITSUBISHI | PEFY-P32VMS1-1 | R410A | 0
VRF DUCTED SPLIT | 0XM06199 | MITSUBISHI | PEFY-P32VMS1-ER1.TH | NA | 0
VRF DUCTED SPLIT | 0ZM 05498 | MITSUBISHI | PEFY-P40VMS1-E | R410A | 0
VRF DUCTED SPLIT | 0YM 05228 | MITSUBISHI | PEFY-P40VMS1-E | R410A | 0
VRF DUCTED SPLIT | 0YM05249 | MITSUBISHI | PEFY-P40VMS1-E | R410A | 0
VRF DUCTED SPLIT | OYM 05247 | MITSUBISHI | PEFY-P40VMS1-E | R410A | 0
VRF DUCTED SPLIT | OYM 05237 | MITSUBISHI | PEFY-P40VMS1-E | R410A | 0
VRF DUCTED SPLIT | OYM 05407 | MITSUBISHI | PEFY-P40VMS1-E | R410A | 0
VRF DUCTED SPLIT | OYM05238 | MITSUBISHI | PEFYP40VMS1-E | R410A | 0
VRF DUCTED SPLIT | 0ZM 05512 | MITSUBISHI | PEFY-P40VMS1-EMOO | NA | 0
VRF DUCTED SPLIT | OXM04639 | MITSUBISHI | PEFY-P40VMS1-E | R410A | 0
VRF DUCTED SPLIT | OYM 05245 | MITSUBISHI | PEFY-P40VMS1-E | R410A | 0
VRF DUCTED SPLIT | OZM 05242 | MITSUBISHI | PEFY-P40VMS1-E | R410A | 0
VRF DUCTED SPLIT | OZM 05497 | MITSUBISHI | PEFY-P40VMS1-E | R410A | 0
VARIABLE SPEED DRIVE | V00000201470 | VACON | VACON0100-3L-0009-4-HVAC+IP54 | NULL | NULL
VARIABLE SPEED DRIVE | V00000175929 | VACON | VACON0100-3L-0005-4-HVAC+IP54 | NULL | NULL
VARIABLE SPEED DRIVE | V00000175925 | VACON | N/A | NULL | NULL
VARIABLE SPEED DRIVE | N/A | VACON | N/A | NULL | NULL
VARIABLE SPEED DRIVE | V00000184088 | VACON | VACON0100-3L-0008-4-HVAC+IP54 | NULL | NULL
VARIABLE SPEED DRIVE | N/A | VACON | N/A | NULL | NULL
VARIABLE SPEED DRIVE | V00000201716 | VACON | VACON0100 | NULL | NULL
VARIABLE SPEED DRIVE | E1269 0630 | VACON | VP100 | NULL | NULL
VARIABLE SPEED DRIVE | E1269 0647 | VACON | VP100 | NULL | NULL
VARIABLE SPEED DRIVE | E1269 0610 | VACON | VP100 | NULL | NULL
VARIABLE SPEED DRIVE | E1269 0612 | VACON | VP100 | NULL | NULL
VARIABLE SPEED DRIVE | V00000221030 | VACON | VACON0100-3L-00009-4-HVAC+IP54 | NULL | NULL
VARIABLE SPEED DRIVE | E1269 0613 | VACON | VP100 | NULL | NULL
VARIABLE SPEED DRIVE | V00000183455 | VACON | VACON 0100-3L-0031-4-HVAC+IP54 | NULL | NULL
VARIABLE SPEED DRIVE | V00000183457 | VACON | VACON0100-3L-0031-4-HVAC+IP54 | NULL | NULL
VARIABLE SPEED DRIVE | V00000221031 | VACON | VACON0100-3L-0009-4-HVAC+IP54 | NULL | NULL
VARIABLE SPEED DRIVE | V00000221032 | VACON | VACON0100-3L-0009-4-HVAC+IP54 | NULL | NULL
VARIABLE SPEED DRIVE | V00000183852 | VACON | VACON0100-3L-00005-4-HVAC+IP54 | NULL | NULL
VARIABLE SPEED DRIVE | V00000175928 | VACON | VACON0100-3L-0005-4-HVAC+IP54 | NULL | NULL
VARIABLE SPEED DRIVE | V00000182182 | VACON | VACON0100-3L-0003-4-HVAC+IP54 | NULL | NULL
CAR PARK EXHAUST FAN | NONE LISTED | FANTECH | 40A6KWB1 | NULL | NULL
SWITCHBOARD MECHANICAL |  | R.G.LADD |  | NULL | NULL
AIR COOLED SPLIT SYSTEM | 42UO1138 | MITSUBISHI | PUHZ-RP6VHA | R410A | 5
AIR COOLED SPLIT SYSTEM | A003216 | DAIKIN | RXS100JVMA | R410A | 2.8
AIR COOLED SPLIT SYSTEM | A001642 | DAIKIN | RXS100JVMA | R410A | 2.8
AIR COOLED SPLIT SYSTEM | NA | TEMPERZONE | AES500C | NA | 0
AIR COOLED SPLIT SYSTEM | 104251 | TEMPERZONE | AES500C | R410A | 15
AIR COOLED SPLIT SYSTEM | NOT SHOWN | TEMPERZONE | ACS 150 | R22 | 5
AIR COOLED SPLIT SYSTEM | NO LABEL | TEMPERZONE | NO LABEL | R22 | 3
AIR COOLED SPLIT SYSTEM | 2039236T | MITSUBISHI | MSZ-GE25VA | R410A | 2.5
AIR COOLED SPLIT SYSTEM | NULL | TEMPERZONE | NULL | OTHER | 0
AIR HANDLING UNIT |  | PARAGON | DBAH1000 | NA | 0
AIR HANDLING UNIT | NULL | PARAGON | DBAH1000 | CHILLED WATER | 0
AIR HANDLING UNIT | NULL | PARAGON | DBAH700 | CHILLED WATER | 0
AIR HANDLING UNIT | NULL | PARAGON | DBAH600 | CHILLED WATER | 0
AIR HANDLING UNIT | UNABLE TO READ PLATE | PARAGON | DBAH100 | CHILLED WATER | 0
BOILER - GAS ATMOSPHERIC | 3387 | AIRA | HH1010-ONE2 | NULL | NULL
BOILER - GAS ATMOSPHERIC | 3388 | AIRA | HH1010-ON2E2 | NULL | NULL
BMS | NULL | NULL | NULL | NULL | NULL
HEAT EXCHANGER - WATER TO WAT | NULL | NULL | NULL | NULL | NULL
CHILLER - AIR COOLED | 2EWM006345 | YORK | YCIV0650PA50VABSX | R134A | 340
DOMESTIC HW UNIT (GAS) | 154247100 | BAXI | LUNA DUO-TEC MP +1.90 | NULL | NULL
ELECTRIC DUCT HEATER | NULL | NULL | NULL | NULL | NULL
AIR FAN - EXHAUST |  | FANTECH |  | NULL | NULL
AIR FAN - EXHAUST |  | FANTECH |  | NULL | NULL
AIR FAN - EXHAUST |  | FANTECH |  | NULL | NULL
AIR FAN - EXHAUST | NULL | FANTECH | NULL | NULL | NULL
AIR FAN - EXHAUST |  | NULL |  | NULL | NULL
AIR FAN - EXHAUST |  | NULL |  | NULL | NULL
AIR FAN - EXHAUST |  | FANTECH |  | NULL | NULL
AIR FAN - EXHAUST |  | FANTECH |  | NULL | NULL
AIR FAN - EXHAUST |  | FANTECH |  | NULL | NULL
AIR FAN - EXHAUST |  | FANTECH |  | NULL | NULL
AIR FAN - EXHAUST |  | FANTECH |  | NULL | NULL
AIR FAN - EXHAUST |  | FANTECH |  | NULL | NULL
AIR FAN - RETURN | 413187 | FANTECH | AP1256CP12/30 | NULL | NULL
AIR FAN - RETURN |  | FANTECH | AP0714AP10/30 | NA | 0
AIR FAN - RETURN | NULL | FANTECH | AP0804CP12/21 | NULL | NULL
AIR FAN - EXHAUST |  | FANTECH |  | NULL | NULL
AIR FAN - EXHAUST | NULL | NULL | NULL | NULL | NULL
AIR FAN - EXHAUST |  | NULL |  | NA | 0
AIR FAN - SUPPLY |  | FANTECH |  | NULL | NULL
AIR FAN - EXHAUST | 550772 | FANTECH | PCD404DD | NULL | NULL
AIR FAN - SUPPLY | NULL | NULL | NULL | NULL | NULL
FAN COIL UNIT - DUCTED | 83391 | TEMPERZONE | IMD280-4/1 | CHILLED WATER | 0
FAN COIL UNIT - DUCTED |  | TEMPERZONE |  | NA | 0
FAN COIL UNIT - DUCTED | 831405 | TEMPERZONE | IMD135 | CHILLED WATER | 0
FAN COIL UNIT - DUCTED |  | TEMPERZONE |  | NA | 0
FAN COIL UNIT - DUCTED |  | TEMPERZONE |  | NA | 0
FAN COIL UNIT - DUCTED | NULL | TEMPERZONE | NULL | NA | 0
FIRE DAMPER |  | UNKNOWN | 20% PER ANNUM | NULL | NULL
GRILLES |  | NULL |  | NA | 0
REHEAT COIL |  | NULL |  | NULL | NULL
REHEAT COIL |  | NULL |  | NA | 0
SWITCHBOARD MECHANICAL | NULL | NULL | NULL | NULL | NULL
SWITCHBOARD MECHANICAL | NULL | NULL | NULL | NULL | NULL
CHILLED WATER PUMP | 850384/006-8 | CMG | HGA200L-4 | NULL | NULL
HEATING HOT WATER PUMP | 856215/007-023 | CMG | HGA112M-28-2 | NULL | NULL
HEATING HOT WATER PUMP | 835469/004-003 | CMG | HGA112M-2 | NULL | NULL
WATER PUMP | 95906448 | GRUNDFOS | UPS 32-80 N 180 | NULL | NULL
HEATING HOT WATER PUMP | 0 | GRUNDFOS | MGE71A2-FT85-IA | NULL | NULL
CHILLED WATER PUMP | 7168 | GRUNDFOS | MGE100LC2-FT130-G3 | NULL | NULL
EXPANSION TANK (CLOSED LOOPS) | NULL | DURAFLEX | NULL | NULL | NULL
EXPANSION TANK (CLOSED LOOPS) | NULL | DURAFLEX | NULL | NULL | NULL
SMOKE DAMPERS |  | NULL |  | NA | 0
STAIRWELL PRESSURISATION FAN |  | FANTECH |  | NULL | NULL
TOILET EXHAUST FAN | NULL | S&P | NULL | NULL | NULL
VARIABLE AIR VOLUME UNITS |  | CELMEC |  | NULL | NULL
VARIABLE AIR VOLUME UNITS |  | CELMEC |  | NULL | NULL
VARIABLE AIR VOLUME UNITS |  | CELMEC |  | NULL | NULL
VRF DUCTED SPLIT | 63W01283 | MITSUBISHI | PURY-P200YLM-A <G> | R410A | 9.5
VRF DUCTED SPLIT | 63W01369 | MITSUBISHI | PURY-P250YLM-A <G> | R410A | 9.5
VRF DUCTED SPLIT |  | MITSUBISHI |  | NA | 0
VRF DUCTED SPLIT |  | MITSUBISHI |  | NA | 0
VRF DUCTED SPLIT | N/A | MITSUBISHI | N/A | NA | 0
VARIABLE SPEED DRIVE | 3115004073 | ABB | ACH550-01-06A4-4+B055 | NULL | NULL
VARIABLE SPEED DRIVE |  | NULL |  | NULL | NULL
VARIABLE SPEED DRIVE | 3104204615 | ABB | ACH550-01-023A-4+B055 | NULL | NULL
VARIABLE SPEED DRIVE | 3102703155 | ABB | ACH550-01-015A-4+B055 | NULL | NULL
VARIABLE SPEED DRIVE | 3103403683 | ABB | ACH550-01-012A-4+B055 | NULL | NULL
VARIABLE SPEED DRIVE | UNABLETO LOCATE DUE TO POSITION OF VSD | ABB | ACH550-01-03A3-4+BO55 | NULL | NULL
VARIABLE SPEED DRIVE | 3104004272 | ABB | ACH550-01-031A-4+B055 | NULL | NULL
VARIABLE SPEED DRIVE | 3103902513 | ABB | ACH550-01-080A-4+B055 | NULL | NULL
VARIABLE SPEED DRIVE |  | FANTECH |  | NULL | NULL
VARIABLE SPEED DRIVE |  | NULL |  | NA | 0
WALL MOUNTED SPLIT SYSTEM | E 057275 | FUJITSU | ASTA30LCC/AOTR30LCT | R410A | 0
WALL MOUNTED SPLIT SYSTEM | 32500141 | TOSHIBA | RAS-22N3KV2-A | R410A | 0
WALL MOUNTED SPLIT SYSTEM | 32500210 | TOSHIBA | RAS-22N3KV2-A | R410A | 0
WALL MOUNTED SPLIT SYSTEM | E001933 | FUJITSU | ASTG12JECA | R410A | 0
WALL MOUNTED SPLIT SYSTEM | OUT OF FOCUS | MITSUBISHI | OUT OF FOCUS | R410A | 0
WALL MOUNTED SPLIT SYSTEM | 637500746BE | MITSUBISHI | SRK17ZMP-3 | R410A | 0
WALL MOUNTED SPLIT SYSTEM | 532901586BE | MITSUBISHI | SRK80ZMA-S | R410A | 0
WALL MOUNTED SPLIT SYSTEM |  | DAIKIN | RXS35LVMA | R410A | 1.2
WALL MOUNTED SPLIT SYSTEM |  | DAIKIN | RXS85LVMA | R410A | 2.8
WALL MOUNTED SPLIT SYSTEM |  | DAIKIN | RXS85LVMA | R410A | 2.8
WALL MOUNTED SPLIT SYSTEM |  | DAIKIN | RXS85LVMA | R410A | 2.8
WALL MOUNTED SPLIT SYSTEM |  | DAIKIN | RXS85LVMA | R410A | 2.8
PACKAGED AIR CONDITIONING UNIT | NA | YORK | YRM | R22 | 18
PACKAGED AIR CONDITIONING UNIT | NULL | YORK | NULL | R22 | 10
PACKAGED AIR CONDITIONING UNIT | E-4212 | YORK | YRKO09R4DB-2 | R22 | 18
PACKAGED AIR CONDITIONING UNIT | NA | YORK | E-4219 | R22 | 18
PACKAGED AIR CONDITIONING UNIT | E-4220 | YORK | YRM052R4D3.2 | R22 | 15
PACKAGED AIR CONDITIONING UNIT | E-4213 | YORK | YRM038R4D3 | R22 | 10
PACKAGED AIR CONDITIONING UNIT | E-4218 | YORK | YRM063R4DB | R22 | 15
PACKAGED AIR CONDITIONING UNIT | E-4217 | YORK | YRM046R4D3-2 | R22 | 12
PACKAGED AIR CONDITIONING UNIT | E-4211 | YORK | YRM052R4D3-2 | R22 | 10
PACKAGED AIR CONDITIONING UNIT | NULL | YORK | NULL | R22 | 14
PACKAGED AIR CONDITIONING UNIT | NA | YORK | YRM063R4D3 | R22 | 15
PACKAGED AIR CONDITIONING UNIT | NA | YORK | YRM | R22 | 12
CASSETTE SPLIT SYSTEM | NULL | PANASONIC | NULL | R22 | 3.8
THERMOSTATIC MIXING VALVES | H1505 | HORNET TMV BOX | HORNE | NULL | NULL
AIR FAN - OUTSIDE | 578412 | FANTECH | MRV2 | NULL | NULL
AIR FAN - OUTSIDE | NULL | AEROVENT | NULL | NULL | NULL
CASSETTE SPLIT SYSTEM | 58M 02565 | MITSUBISHI | PLFY-P80VBM-E | R410A | 0
VARIABLE AIR VOLUME UNITS | NULL | BARBER COLMAN | NULL | NULL | NULL
CASSETTE SPLIT SYSTEM | 62M01338 | MITSUBISHI | PLFY-P20VFM-E | R410A | 0
FAN COIL UNIT - DUCTED | LTT10-0025M1-001 | WALKER | CMLH1400-S | CHILLED WATER | 0
CASSETTE SPLIT SYSTEM | 58M02554 | MITSUBISHI | PLFY-P80VBM-E | R410A | 0
CASSETTE SPLIT SYSTEM | 23W00646 | MITSUBISHI | PLFY-P125VLMD-E | R410A | 0
FAN COIL UNIT - DUCTED | NA | NULL | NA | CHILLED WATER | 0
PACKAGED AIR CONDITIONING UNIT |  | APAC | null | R22 | 15
PACKAGED AIR CONDITIONING UNIT | 0 | APAC | 0 | R22 | 12.4
PACKAGED AIR CONDITIONING UNIT | 0 | APAC | 0 | R22 | 15
PACKAGED AIR CONDITIONING UNIT | 0 | APAC | 0 | R22 | 12.4
PACKAGED AIR CONDITIONING UNIT |  | APAC | null | R22 | 21
PACKAGED AIR CONDITIONING UNIT |  | APAC | null | R22 | 12.4
FIRE DAMPER | NULL | BULLOCK | ? | NULL | NULL
PACKAGED AIR CONDITIONING UNIT |  | APAC | null | R22 | 15
PACKAGED AIR CONDITIONING UNIT |  | APAC | null | R22 | 12.4
FIRE DAMPER | NULL | BULLOCK | ? | NULL | NULL
DUCTED SPLIT SYSTEM |  | KELVIN AIR | null | R438A | 6.3
AIR FAN - EXHAUST | TUV020377EA | FANTECH | ULT29-150SDW | NULL | NULL
CASSETTE SPLIT SYSTEM | 61M00008 | MITSUBISHI | PLFY-P125VBM-E | R410A | 0
CASSETTE SPLIT SYSTEM | 61M00007 | MITSUBISHI | PLFY-P125VBM-E | R410A | 0
FIRE DAMPER | NULL | BULLOCK | ? | NULL | NULL
DUCTED SPLIT SYSTEM |  | KELVIN AIR | null | R22 | 6
DUCTED SPLIT SYSTEM |  | KELVIN AIR | null | R22 | 6
AIR FAN - OUTSIDE | 590896 | FANTECH | PCE345DD | NULL | NULL
DUCTED SPLIT SYSTEM |  | KELVIN AIR | null | R22 | 6
FIRE DAMPER | NULL | BULLOCK | ? | NULL | NULL
TOILET EXHAUST FAN | NULL | FANTECH | MTS202 | NULL | NULL
DUCTED SPLIT SYSTEM | 843959 | TEMPERZONE | OS164RKTGH | R410A | 5.65
KITCHEN EXHAUST FAN | NULL | FANTECH | MTS202 | NULL | NULL
AIR FAN - OUTSIDE | 01K75334 | FANTECH | RIL-150SW | NULL | NULL
AIR FAN - OUTSIDE | 01E62905 | S&P | TD-800/200 | NULL | NULL
AIR FAN - EXHAUST | 590514 | FANTECH | AP0564GP6/36 | NULL | NULL
BMS | NULL | HONEYWELL | SPYDER | NULL | NULL
EVAPORATIVE COOLER |  | BONAIRE | 4100ASDEACSSS | NULL | NULL
EVAPORATIVE COOLER |  | BONAIRE | 4100ASDEACSSS | NULL | NULL
EVAPORATIVE COOLER |  | BONAIRE | 4100ASDEACSSS | NULL | NULL
EVAPORATIVE COOLER |  | BONAIRE | 4100ASDEACSSS | NULL | NULL
SWITCHBOARD MECHANICAL | NULL | CUSTOM-BUILT | NULL | NULL | NULL
FIRE DAMPER |  | BULLOCK | ? | NULL | NULL
SMOKE SPILL FAN | 560515 | FANTECH | APS0714AA5H022 | NULL | NULL
FAN COIL UNIT - DUCTED | SMH19-0-5LOHZ-L | AIR DESIGN | 8818-105758 | CHILLED WATER | 0
FIRE DAMPER | NULL | BULLOCK | ? | NULL | NULL
VARIABLE AIR VOLUME UNITS | NULL | BARBER COLMAN | NULL | NULL | NULL
INDUCTION UNIT | NA | WORTHINGTON | BUILT FOR SITE | NULL | NULL
VARIABLE AIR VOLUME UNITS | NULL | BARBER COLMAN | NULL | NULL | NULL
DUCTED SPLIT SYSTEM | 62M00060 | MITSUBISHI | PEAD-RP100JAAD <G> | R410A | 0
DUCTED SPLIT SYSTEM | 62M00059 | MITSUBISHI | PEAD-RP100JAAD <G> | R410A | 0
DUCTED SPLIT SYSTEM | 58W04423 | MITSUBISHI | PEFY-P40VMA-E | R410A | 0
DUCTED SPLIT SYSTEM | 52W06089 | MITSUBISHI | PEFY-P250VMHS-E | R410A | 0
DUCTED SPLIT SYSTEM | 5ZW06363 | MITSUBISHI | PEFY-P63VMA-E | R410A | 0
FAN COIL UNIT - DUCTED | 003281LC | MULLER | MLH06PHDL60X82 | CHILLED WATER | 0
HUMIDIFIER | NULL | CONDAIR | NULL | NULL | NULL
AIR COMPRESSOR | 543413 | CUSTOM-BUILT | BOGE MOD DRL 9 | NULL | NULL
AIR COMPRESSOR | 100314 | CUSTOM-BUILT | DRL 9 | NULL | NULL
AIR RECEIVER | FE86710V | CUSTOM-BUILT | 132.0326.91 | NULL | NULL
DUCTED SPLIT SYSTEM | 53W06770 | MITSUBISHI | PEFY-P50VMA-E | R410A | 0
BRANCH SELECTOR BOX | 53W04476 | MITSUBISHI | CMB-P1016V-HA1 | NULL | NULL
FIRE DAMPER | NA | NULL | NA | NULL | NULL
FAN COIL UNIT - DUCTED | 2T0603-00917 | TRANE | HCCA18PNM1ADEB-W1 | CHILLED WATER | 0
AIR FAN - EXHAUST |  | FANTECH |  | NULL | NULL
AIR FAN - EXHAUST |  | FANTECH | MT254 | NULL | NULL
FIRE DAMPER | NA | BULLOCK | NA | NULL | NULL
FIRE DAMPER | NA | BULLOCK | NA | NULL | NULL
VRV DUCTED SPLIT | 135678 | DAIKIN | ABCD | R134A | 4
EYEWASH STATIONS | N/A | NULL | SP38 | NULL | NULL
WASTE WATER PUMP | 1 | GRUNDFOS | UNILIFT AP50B | NULL | NULL
WASTE WATER PUMP | 2 | GRUNDFOS | UNILIFT AP50B | NULL | NULL
MULTI HEAD DUCTED SPLIT SYSTEM | 55W00070 | MITSUBISHI | PURY-EP400YLM-A | R410A | 11.8
MULTI HEAD DUCTED SPLIT SYSTEM | 56W00098 | MITSUBISHI | PURY-EP400YLM-A | R410A | 11.8
DUCTED SPLIT SYSTEM | 53U0083 | MITSUBISHI | PUHZ-RP100YKA2 | R410A | 5.5
DUCTED SPLIT SYSTEM | 53U00837 | MITSUBISHI | PUHZ-RP100YKA2 | R410A | 5.5
DX CONDENSING UNIT | NO LABEL | NULL | NO LABEL | R407C | 240
UPS | 0 | EMERSON | NXC | NULL | NULL
AIR FAN - EXHAUST | NULL | CUSTOM-BUILT | NULL | NULL | NULL
VRV DUCTED SPLIT | 213123 | DAIKIN | ABCD | R134A | 5
AIR HANDLING UNIT | 15-351-1595 | EUROCLIMA | ZHK T-TWO 24/21 | CHILLED WATER | 0
VARIABLE SPEED DRIVE | 3161205202 | ABB | ACH550-01-045A-4+BO55 | NULL | NULL
AIR FAN - SUPPLY | OPI B6002940 | DANFOSS | COMEFRI L7105000 | NULL | NULL
SWITCHBOARD MECHANICAL | M4-MSSB-L3-1 | AIRMASTER | TES MECHANICAL MSSB | NULL | NULL
SWITCHBOARD MECHANICAL | FIRE MSSB 1 | AIRMASTER | FIRE MECHANICAL MSSB | NULL | NULL
SWITCHBOARD MECHANICAL | M4-MSSB-L3-1/E | AIRMASTER | TES MECHANICAL MSSB | NULL | NULL
AIR HANDLING UNIT | 15-351-1595 | EUROCLIMA | ZHK T-TWO 24/21 | CHILLED WATER | 0
AIR FAN - SUPPLY | VTZ 710 T1A | AIRMASTER | COMEFRI L7105000 | NULL | NULL
VARIABLE SPEED DRIVE | 3160900394 | ABB | ACH550-01-045A-4+BO55 | NULL | NULL
FIRE DAMPER | 5691 | BULLOCK | BULLOCK 450X450 | NULL | NULL
FIRE DAMPER | FDBW05 | AIRMASTER | PREMIERFIRE 700X300 | NULL | NULL
FIRE DAMPER | FDBW03 | AIRMASTER | PREMIERFIRE 1800X1000 | NULL | NULL
FIRE DAMPER | FDBW04 | AIRMASTER | PREMIERFIRE 1500X1100 | NULL | NULL
VARIABLE SPEED DRIVE | 3164200949 | ABB | ACH550-01-031A-4+BO55 | NULL | NULL
FIRE DAMPER | FDBW01 | AIRMASTER | PREMIER FIRE 1200X115 | NULL | NULL
FIRE DAMPER | FDBW02 | AIRMASTER | PREMIERFIRE 1350X1100 | NULL | NULL
DUCTED SPLIT SYSTEM | 5XW12515 | MITSUBISHI | PEFY-P100VMH-E (G) | R410A | 12
DUCTED SPLIT SYSTEM | 5ZW06276 | MITSUBISHI | PEFY-P200VMHS-E (G) | R410A | 14
FIRE DAMPER | FDBW11 | AIRMASTER | PREMIERFIRE 400X300 | NULL | NULL
FIRE DAMPER | FDBW10 | AIRMASTER | PREMIERFIRE 500X450 | NULL | NULL
FIRE DAMPER | FDBW12 | AIRMASTER | PREMIER FIRE 350X300 | NULL | NULL
FIRE DAMPER | FDBW09 | AIRMASTER | PREMIERFIRE 450X350 | NULL | NULL
FIRE DAMPER | FDBW08 | AIRMASTER | PREMIERFIRE 400X300 | NULL | NULL
FIRE DAMPER | FDBW06 | AIRMASTER | PREMIERFIRE 400X400 | NULL | NULL
FIRE DAMPER | FDBW07 | AIRMASTER | PREMIERFIRE 350X350 | NULL | NULL
VARIABLE SPEED DRIVE | 3163306469 | ABB | ACH550-01-02A4-4-BO55 | NULL | NULL
VARIABLE SPEED DRIVE | 3163306475 | ABB | ACH550-01-02A4-4-BO55 | NULL | NULL
VARIABLE SPEED DRIVE | 3163306462 | ABB | ACH550-01-02A4-4-BO55 | NULL | NULL
SMOKE EXHAUST FAN | 252135A | PACIFIC HVAC | LE12KF37A-6MFF | NULL | NULL
SMOKE EXHAUST FAN | 252136B | PACIFIC HVAC | LE12KF37A-6MFF | NULL | NULL
WALL MOUNTED SPLIT SYSTEM | 5008246T | MITSUBISHI | MUZ-GE60VAD | R410A | 1.55
TOILET EXHAUST FAN | 252119A | PACIFIC HVAC | RCV450-4D | NULL | NULL
DUCTED SPLIT SYSTEM | 5YW00382 | MITSUBISHI | PURY-P350YLM-A | R410A | 22
CHILLER - AIR COOLED |  | CLIMAVENETA |  | R410A | 14
CHILLER - AIR COOLED |  | CLIMAVENETA |  | R410A | 14
SMOKE DAMPERS | NULL | NULL | NULL | NULL | NULL
SMOKE DAMPERS | NULL | NULL | NULL | NULL | NULL
AIR FAN - EXHAUST | 261975A | PACIFIC HVAC | RCV500-4D | NULL | NULL
SMOKE EXHAUST FAN | LE100/15-2 | PACIFIC HVAC | LE10TE18A-4MFF | NULL | NULL
SWITCHBOARD LIGHT/POWER | NULL | EMAIL | NULL | NULL | NULL
CIRCULATING PUMP | N/A | UNKNOWN | UPS 20-60 N 150 | NULL | NULL
BMS |  | HONEYWELL | IPC CONTROLLERS | NULL | NULL
SWITCHBOARD MAIN | BUILT FOR SITE | NULL | L & H ELECTRICAL | NULL | NULL
SWITCHBOARD LIGHT/POWER | NULL | NHP | CONCEPT | NULL | NULL
SWITCHBOARD LIGHT/POWER |  | EMAIL |  | NULL | NULL
CHILLER - CENTRIFUGAL | NULL | MCQUAY | NULL | R134A | 1560
CHILLER - CENTRIFUGAL | STNU070100029 | MCQUAY | WMC300DSC-ER10 | R134A | 562
CHILLED WATER PUMP | A96087554P108100001 | GRUNDFOS | TP 65-340/2 A-F-B-BQQE | NULL | NULL
CHILLED WATER PUMP | A96087554P107430002 | GRUNDFOS | TP 65-340/2 A-F-B-BQQE | NULL | NULL
HEATING HOT WATER PUMP | A96463769P108210001 | GRUNDFOS | TP40-190/2 A-F-A-BUBE | NULL | NULL
HEATING HOT WATER PUMP | A96500980P10823 | GRUNDFOS | CR10-02 A-A-A'E-HQQE | NULL | NULL
HEATING HOT WATER PUMP | A96500980P11015 | GRUNDFOS | CR10-02 A-A-A-E-HQQE | NULL | NULL
AIR FAN - EXHAUST | 167336 | FANS DIRECT | AX80TE18A-4GPF | NULL | NULL
EXPANSION TANK (CLOSED LOOPS) | 16R0812 40122 | DURAFLEX | FORTE DW50/3SV | NULL | NULL
EXPANSION TANK (CLOSED LOOPS) | 07H112 150116 | DURAFLEX | FORTE DW80/3SV | NULL | NULL
CHILLED WATER STORAGE TANK | NULL | UNKNOWN | NULL | NULL | NULL
HEAT EXCHANGER - WATER TO WAT |  | UNKNOWN |  | NULL | NULL
HEATING WATER STORAGE VESSEL |  | UNKNOWN |  | NULL | NULL
BOILER - GAS ATMOSPHERIC | 8008031004 | RENDAMAX | R305 | NA | NULL
BOILER - GAS ATMOSPHERIC | 8008030007 | RENDAMAX | R305 | NA | NULL
EXPANSION TANK (CLOSED LOOPS) | 1750316 90612 | DURAFLEX | FORTE DR200/3SV | NULL | NULL
CHILLER - AIR COOLED | ID 5482 | POWER PAX | E0310-1C-20078170EA4-3FC | R134A | 290
AIR HANDLING UNIT | 80601 | FAN COIL INDUSTRIES | BFCS500 | CHILLED WATER | 1
AIR HANDLING UNIT | 80602 | FAN COIL INDUSTRIES | BFCS300 | CHILLED WATER | 1
AIR FAN - OUTSIDE | 442366 | FANTECH | AP0312AA5/19 | NULL | NULL
ADIABATIC/DRY COOLER | MJ114/1062 | MULLER | SH073C14 | NULL | NULL
AIR DAMPER |  | UNKNOWN | MVCD | NULL | NULL
AIR DAMPER |  | UNKNOWN | MVCD | NULL | NULL
AIR DAMPER |  | UNKNOWN | MVCD | NULL | NULL
AIR DAMPER |  | UNKNOWN | MVCD | NULL | NULL
TOILET EXHAUST FAN |  | FANS DIRECT | DFC400-4E | NULL | NULL
AIR FAN - EXHAUST |  | FANS DIRECT | DQ40DB25P-4ASP | NULL | NULL
TOILET EXHAUST FAN |  | FANS DIRECT | DFC310-4E | NULL | NULL
AIR DAMPER |  | UNKNOWN | VCD | NULL | NULL
FAN COIL UNIT - DUCTED | 80563 | FAN COIL INDUSTRIES | FCU030 | CHILLED WATER | 1
AIR FAN - EXHAUST | 167329 | FANS DIRECT | AX10TE15A-4KPF | NULL | NULL
VARIABLE SPEED DRIVE | 032610G298 | DANFOSS | FC-102P7K5T4P55H1XG | NULL | NULL
AIR FAN - SUPPLY | 167330 | FANS DIRECT | AX10TE30A-6JPF | NULL | NULL
VARIABLE SPEED DRIVE | 032810G298 | DANFOSS | FC-102P5K5T4P55H1XG | NULL | NULL
SWITCHBOARD MECHANICAL |  | ELSTEEL |  | NULL | NULL
AIR DAMPER |  | UNKNOWN | VCD | NULL | NULL
AIR FAN - EXHAUST | 167334 | FANS DIRECT | AX63AA35A-4FSF | NULL | NULL
VARIABLE SPEED DRIVE | 022210G308 | DANFOSS | FC-102P2K2T4P55H1XG | NULL | NULL
AIR DAMPER |  | UNKNOWN | VCD | NULL | NULL
DUCTED HYDRONIC HEATING COIL |  | UNKNOWN |  | NULL | NULL
AIR DAMPER |  | UNKNOWN | VCD | NULL | NULL
DUCTED HYDRONIC HEATING COIL |  | UNKNOWN |  | NULL | NULL
AIR DAMPER |  | UNKNOWN | VCD | NULL | NULL
DUCTED HYDRONIC HEATING COIL | NULL | UNKNOWN | NULL | NULL | NULL
AIR DAMPER |  | UNKNOWN | VCD | NULL | NULL
DUCTED HYDRONIC HEATING COIL |  | UNKNOWN |  | NULL | NULL
AIR FAN - EXHAUST | 167331 | FANS DIRECT | AX31A+25A-2ASF | NULL | NULL
AIR FAN - EXHAUST | 168694 | FANS DIRECT | SBD150/2EB | NULL | NULL
TOILET EXHAUST FAN | 148719 | FANS DIRECT | SBD200-2EXH-B | NULL | NULL
AIR DAMPER |  | UNKNOWN | VCD | NULL | NULL
AIR DAMPER |  | UNKNOWN |  | NULL | NULL
CHILLER - SCREW | NULL | MCQUAY | NULL | R134A | 580
CHILLER - CENTRIFUGAL | NULL | MCQUAY | NULL | R134A | 1560
CHILLER - CENTRIFUGAL |  | MCQUAY |  | R134A | 1560
STAND ALONE CONTROLS - ELEC |  | SIEMENS |  | NULL | NULL
VARIABLE SPEED DRIVE | 1036117898 | WEG | CFW500 | NULL | NULL
VARIABLE SPEED DRIVE | 1036117899 | WEG | CFW500 | NULL | NULL
VARIABLE SPEED DRIVE | 103473696 | WEG | CFW500 | NULL | NULL
PACKAGE AC - WATER SOURCED | NULL | DUNN AIR | WPR6-5-HBD | R410A | 1.5
PACKAGE AC - WATER SOURCED | NULL | DUNN AIR | WPR6-5-HBD | R410A | 1.5
PACKAGE AC - WATER SOURCED | NULL | DUNN AIR | WPR8-HBD | R410A | 1.8
PACKAGE AC - WATER SOURCED | NULL | DUNN AIR | WPR5 HBD | R410A | 1.2
PACKAGE AC - WATER SOURCED | NULL | DUNN AIR | WPR6.5 HBD | R410A | 1.5
PACKAGE AC - WATER SOURCED |  | DUNN AIR | WPR6.5 HBD | R410A | 1.2
PACKAGE AC - WATER SOURCED | NULL | DUNN AIR | WPR6.5 HBD | R410A | 1.5
PACKAGE AC - WATER SOURCED | NULL | DUNN AIR | WPR6.5 HBD | R410A | 1.5
PACKAGE AC - WATER SOURCED | NULL | DUNN AIR | WPR6.5 HBD | R410A | 1.5
PACKAGE AC - WATER SOURCED | NULL | DUNN AIR | WPR6.5-HBD | R410A | 1.5
PACKAGE AC - WATER SOURCED | NULL | DUNN AIR | WPR8 HBD | R410A | 1.8
PACKAGE AC - WATER SOURCED |  | DUNN AIR | WPR6.5 HBD | R410A | 1.5
PACKAGE AC - WATER SOURCED | NULL | DUNN AIR | WPR6.5-HBD | R410A | 1.5
PACKAGE AC - WATER SOURCED | A1201034 | DUNN AIR | WPR6.5-HDB | R410A | 1.5
PACKAGE AC - WATER SOURCED | A120130 | DUNN AIR | WPR6.5 HDB | R410A | 1.5
PACKAGE AC - WATER SOURCED | NULL | DUNN AIR | WPR8-HBD | R410A | 1.8
PACKAGE AC - WATER SOURCED | NULL | DUNN AIR | WPR6.5 HBD | R410A | 1.5
PACKAGE AC - WATER SOURCED | A1201040 | DUNN AIR | WPR6.5 HBD | R410A | 1.5
PACKAGE AC - WATER SOURCED | UNKNOWN | DUNN AIR | WPR6.5 HBD | R410A | 1.5
PACKAGE AC - WATER SOURCED | 1109079 | DUNN AIR | WPR6.5 HBD | R410A | 1.5
PACKAGE AC - WATER SOURCED | NULL | DUNN AIR | WPR5 HBD | R410A | 1.2
PACKAGE AC - WATER SOURCED | NULL | DUNN AIR | WPR5 HBD | R410A | 1.2
PACKAGE AC - WATER SOURCED | NULL | DUNN AIR | WPR5 HBD | R410A | 1.2
PACKAGE AC - WATER SOURCED | NULL | DUNN AIR | WPR-5-HBD | R410A | 1.2
PACKAGE AC - WATER SOURCED | NULL | DUNN AIR | WPR5-HBD | R410A | 1.2
PACKAGE AC - WATER SOURCED |  | DUNN AIR | WPR5-HBD | R410A | 1.2
PACKAGE AC - WATER SOURCED | NULL | DUNN AIR | WPR5-HBD | R410A | 1.2
PACKAGE AC - WATER SOURCED | NULL | DUNN AIR | WPR6.5-HBD | R410A | 1.5
PACKAGE AC - WATER SOURCED | A1201045 | DUNN AIR | WPR6.5 HBD1.6 | R410A | 1.5
PACKAGE AC - WATER SOURCED | NULL | DUNN AIR | WPR8 HBD | R410A | 1.8
PACKAGE AC - WATER SOURCED | UNKNOWN | DUNN AIR | WPR6.5 HBD1.6 | R410A | 1.5
PACKAGE AC - WATER SOURCED | A1203011 | DUNN AIR | WPR6.5HBD | R410A | 1.5
PACKAGE AC - WATER SOURCED | NULL | DUNN AIR | WPR5-HBD | R410A | 1.2
PACKAGE AC - WATER SOURCED | A1206039 | DUNN AIR | WPR5-HBD | R410A | 1.2
PACKAGE AC - WATER SOURCED | A1206043 | DUNN AIR | WPR5-HDB | R410A | 1.2
PACKAGE AC - WATER SOURCED | NULL | DUNN AIR | WPR5 HBD | R410A | 1.5
PACKAGE AC - WATER SOURCED | A1207030 | DUNN AIR | WPR8-HDB | R410A | 1.8
PACKAGE AC - WATER SOURCED | A1201005 | DUNN AIR | WPR4-HBD | R410A | 1
PACKAGE AC - WATER SOURCED | A1201050 | DUNN AIR | WPR8-HDB | R410A | 1.8
PACKAGE AC - WATER SOURCED | A1201050 | DUNN AIR | WPR8-HBD | R410A | 1.8
PACKAGE AC - WATER SOURCED | A1207099 | DUNN AIR | WPR5-HBD | R410A | 1.2
PACKAGE AC - WATER SOURCED | NULL | DUNN AIR | WPR5-HBD | R410A | 1.2
PACKAGE AC - WATER SOURCED | A1109086 | DUNN AIR | WPR8-HBD | R410A | 1.8
PACKAGE AC - WATER SOURCED | NULL | DUNN AIR | WPR8-HBD | R410A | 1.8
PACKAGE AC - WATER SOURCED | NULL | DUNN AIR | WPR8-HBD | R410A | 1.8
PACKAGE AC - WATER SOURCED | UNKNOWN | TEMPERZONE | HWP77RKSY | R410A | 1.8
PACKAGE AC - WATER SOURCED | A1012038 | DUNN AIR | WPR16-HBB2-R | R410A | 3
PACKAGE AC - WATER SOURCED | NULL | DUNN AIR | WPR16-HBB2-R | R410A | 3
PACKAGE AC - WATER SOURCED | A1109113 | DUNN AIR | WPR9.5 HDB | R410A | 2.1
PACKAGE AC - WATER SOURCED | A1109113 | DUNN AIR | WPR9.5 HDB | R410A | 2.1
PACKAGE AC - WATER SOURCED | A1207093 | DUNN AIR | WPR 5-HBD | R410A | 1.2
PACKAGE AC - WATER SOURCED | NULL | DUNN AIR | WPR6-5-HBD | R410A | 1.5
PACKAGE AC - WATER SOURCED | NULL | DUNN AIR | WPR5-HBD | R410A | 1.2
PACKAGE AC - WATER SOURCED | NULL | DUNN AIR | WPR8-HBD | R410A | 1.2
PACKAGE AC - WATER SOURCED | NULL | DUNN AIR | WPR6 5-HBD | R410A | 1.2
PACKAGE AC - WATER SOURCED | NULL | DUNN AIR | WPR5-HBD | R410A | 1.2
PACKAGE AC - WATER SOURCED | NULL | DUNN AIR | WPR5-HBD | R410A | 1.2
PACKAGE AC - WATER SOURCED | NULL | DUNN AIR | WPR4-HBD | R410A | 1.2
PACKAGE AC - WATER SOURCED |  | DUNN AIR | WPR8-CEBD | R410A | 1.8
PACKAGE AC - WATER SOURCED | NULL | DUNN AIR | WPR5-HBD | R410A | 1.2
PACKAGE AC - WATER SOURCED | NULL | DUNN AIR | WPR5-HBD | R410A | 1.2
PACKAGE AC - WATER SOURCED | NULL | DUNN AIR | WPR5-HBD | R410A | 1.2
PACKAGE AC - WATER SOURCED | NULL | DUNN AIR | WPR5-HBD | R410A | 1.2
PACKAGE AC - WATER SOURCED | NULL | DUNN AIR | WPR65-HBD | R410A | 1.2
PACKAGE AC - WATER SOURCED | NULL | DUNN AIR | WPR 16 | R410A | 2.4
PACKAGE AC - WATER SOURCED | NULL | DUNN AIR | WPR 16 | R410A | 2.4
PACKAGE AC - WATER SOURCED |  | DUNN AIR | WPR12 HBD | R410A | 2
PACKAGE AC - WATER SOURCED |  | DUNN AIR | WPR25 HBD | R410A | 3.5
PACKAGE AC - WATER SOURCED | NULL | DUNN AIR | WPR25-HBD | R410A | 3.5
PACKAGE AC - WATER SOURCED |  | DUNN AIR | WPR6 5 HBD | R410A | 1.2
PACKAGE AC - WATER SOURCED |  | DUNN AIR | WPR6 4 HBD | R410A | 1.2
SWITCHBOARD DISTRIBUTION | NOT VISIBLE | NILSEN | NOT VISIBLE | NULL | NULL
SWITCHBOARD LIGHT/POWER | NOT VISIBLE | CONVOTHERM | BE SWITCHCRAFT | NULL | NULL
UPS | 2.1012e+20 | LIEBERT | NXA 30KVA | NULL | NULL
UPS | 2.1012e+21 | LIEBERT | NQA-30 KVA | NULL | NULL
WALL MOUNTED SPLIT SYSTEM | 12100004 | TOSHIBA | RAS-18SKVR-A | R410A | 1.8
CONDENSER UNIT | 3100089 | TOSHIBA | RAS-18SAV2-A | R410A | 1.4
SWITCHBOARD DISTRIBUTION | NULL | NULL | NULL | NULL | NULL
LIGHTING CONTROLS | NA | PHILLIPS | DDBC320-DALI | NULL | NULL
FAN COIL UNIT - DUCTED | 49721 | FAN COIL INDUSTRIES | FCH100 | CHILLED WATER | 0
FAN COIL UNIT - DUCTED | 49720 | FAN COIL INDUSTRIES | FCH100 | CHILLED WATER | 0
FRIDGE | NOT VISIBLE | WILLIAMS | WILLIAM'S | R409A | 0.4
AIR FAN - OUTSIDE | 0 | FANS DIRECT | ICQ500-4EE | NULL | NULL
SWITCHBOARD DISTRIBUTION | NULL | NULL | NULL | NULL | NULL
LIGHTING CONTROLS | 0 | PHILLIPS | DDBC320-DALI | NULL | NULL
DUCTED SPLIT SYSTEM | 35934 | TEMPERZONE | OSA224RKTGH | R410A | 10.5
DUCTED SPLIT SYSTEM | NA | TEMPERZONE | OSA224RKTGH | R410A | 10.5
AIR FAN - EXHAUST | 0 | FANS DIRECT | LFS150-S | NULL | NULL
COOL ROOM | TSQ02P00711 | PATTON PAK | PZB500 | R404A | 5
SUMP/DRAINAGE PUMP | N/A | ABB | Other | NULL | NULL
AIR FAN - EXHAUST | 0 | FANS DIRECT | MFP315-V-PL | NULL | NULL
DISPLAY CABINET REFRIGERATED | U170914096 | SKOPE | UB80AFD | R404A | 1.1
LIGHTING CONTROLS | 0 | DALI | DALI CONTROL | NULL | NULL
LIGHTING CONTROLS | 0 | DALI | DALI CONTROL | NULL | NULL
LIGHTING CONTROLS | 0 | DALI | DALI CONTROL | NULL | NULL
SWITCHBOARD DISTRIBUTION | NULL | NULL | NULL | NULL | NULL
LIGHTING CONTROLS | 0 | PHILLIPS | DDBC3W0-DALI | NULL | NULL
LIGHTING CONTROLS | 0 | DALI | DALI CONTROL | NULL | NULL
LIGHTING CONTROLS | 0 | DALI | DALI CONTROL | NULL | NULL
LIGHTING CONTROLS | 0 | DALI | DALI CONTROL | NULL | NULL
LIGHTING CONTROLS | 0 | DALI | DALI CONTROL | NULL | NULL
BOILING/CHILLED WATER UNIT | KO361 5047 | BILLI QUADRA | 904010 QCOMPACT | NULL | NULL
EEL - SINGLE POINT | NULL | HAGER | HAGER SWITCHBOARD | NULL | NULL
EEL - SINGLE POINT | NULL | HAGER | HAGER SWITCHBOARD | NULL | NULL
TEMPERING VALVE | NULL | NULL | TOMSON | NULL | NULL
TEMPERING VALVE | NULL | NULL | RELIANCE | NULL | NULL
TEMPERING VALVE | NULL | NULL | RELIANCE | NULL | NULL
TEMPERING VALVE | NULL | NULL | RELIANCE | NULL | NULL
TEMPERING VALVE | NULL | NULL | TOMSON | NULL | NULL
TEMPERING VALVE | NULL | NULL | RELIANCE HEAT GUARD | NULL | NULL
TEMPERING VALVE | NA | NULL | NA | NULL | NULL
TEMPERING VALVE | NULL | NULL | TOMSON | NULL | NULL
GENERATOR | FGWPST03HR0A00774 | FG WILSON | P2200E | NULL | NULL
GENERATOR FUEL TANK - BULK | DR | NULL | 6497-3015 | NULL | NULL
GENERATOR FUEL TANK - DAY | 1 | NULL | 6497-2784-1 | NULL | NULL
AIR CIRCUIT BREAKER | 13141-89 | NHP | TERESAKI AR220S | NULL | NULL
FUEL OIL PUMP | 30695 | NULL | PD APF 40/V | NULL | NULL
AIR CIRCUIT BREAKER | 14139-168 | NHP | TERESAKI AR220S | NULL | NULL
FUEL OIL PUMP | 30696 | NULL | PD APF 40/V | NULL | NULL
GENERATOR FUEL TANK - DAY | 2 | NULL | 6497-2784-2 | NULL | NULL
AIR CIRCUIT BREAKER | 11139-39 | NHP | TERESAKI AR220S | NULL | NULL
AIR CIRCUIT BREAKER | 11150-151 | NHP | TERESAKI AR220S | NULL | NULL
AIR CIRCUIT BREAKER | 11146-169 | NHP | TERESAKI AR216S | NULL | NULL
AIR CIRCUIT BREAKER | 11150-199 | NHP | TERESAKI AR216S | NULL | NULL
THERMOSTATIC MIXING VALVES | NA | ENWARE | 1500 | NULL | NULL
COOLING TOWER | 11J0721 | BALTIMORE | RCT2262 | NULL | NULL
COOLING TOWER | 11J0722 | BALTIMORE | RCT2262 | NULL | NULL
TEMPERING VALVE | NULL | NULL | TOMSON TV15 | NULL | NULL
HEAT EXCHANGER - WATER TO WAT | 1104-1588 | NULL | TRANTER 6XD-042 | NULL | NULL
HEAT EXCHANGER - WATER TO WAT | 1104-1588 | NULL | TRANTER 6XD-042 | NULL | NULL
CONDENSER WATER PUMP | B96890395P111470002 | GRUNDFOS | NK100-315/279 Y1-F-B-BAQE | NULL | NULL
CONDENSER WATER PUMP | B96890395P111470001 | GRUNDFOS | NK100-315/279 Y1-F-B-BAQE | NULL | NULL
CONDENSER WATER PUMP | B97524841P111470002 | GRUNDFOS | NK125-400/345 Y1-F-B-BAQE | NULL | NULL
CONDENSER WATER PUMP | B97524841P111470001 | GRUNDFOS | NK125-400/345 Y1-F-B-BAQE | NULL | NULL
AIR FAN - OUTSIDE | UNKNOWN | FANTECH | TD-350/125 | NULL | NULL
AUTO TRANSFER SWITCH | UNKNOWN | NULL | ASCO 7000 SERIES | NULL | NULL
AIR FAN - OUTSIDE | NO INFO AVAILABLE | FANTECH | TD-500 | NULL | NULL
AUTO TRANSFER SWITCH | UNKNOWN | NULL | ASCO 7000 SERIES | NULL | NULL
AIR FAN - EXHAUST (DOMESTIC) | NO INFO AVAILABLE | CLIPSAL | CE250 | NULL | NULL
CATHODIC PROTECTION | NOT AVALIABLE | NULL | NOT AVAILABLE | NULL | NULL
AIR FAN - EXHAUST (DOMESTIC) | NO INFO AVAILABLE | CLIPSAL | CE250 | NULL | NULL
AUTO TRANSFER SWITCH | NULL | NHP | NULL | NULL | NULL
HOIST | 9966 | NULL | BEAVER ABS 1A | NULL | NULL
UPRIGHT DOUBLE DOOR FREEZER | A170816987 | SKOPE | VF1300 | R404A | 0
AIR FAN - EXHAUST | 1093906326 | ABB | ACH550-01-03A3-4+BOSS | NULL | NULL
UPRIGHT SINGLE DOOR FREEZER | NA | NULL | KLD380 | R404A | 0.39
SWITCHBOARD DISTRIBUTION |  | NHP | CONCEPT | NULL | NULL
SWITCHBOARD DISTRIBUTION | NULL | NHP | CONCEPT | NULL | NULL
DISPLAY CABINET AMBIENT | NA | FPG | NA | NA | 0
DISPLAY CABINET AMBIENT | NA | FPG | NA | NA | 0
MICROWAVE | . | SHARP | R-2398 | NULL | NULL
DISPLAY CABINET REFRIGERATED | U170913807 | SKOPE | UB84ANF | R134A | 0.38
LIGHTING CONTROLS | UNKNOWN | NULL | UNKNOWN | NULL | NULL
ISLAND CASE FREEZER | 9770086 | IARP | STELLA 200 | R507 | 0.21
AIR FAN - EXHAUST | 99 | FANTECH | 99 | NULL | NULL
DISPLAY CABINET HEATED | 18628 | FPG | IL 7EL 5H08 OF A001 00 | NULL | NULL
DISPLAY CABINET REFRIGERATED | 18625 | FPG | IL 7EL 5C08 OF A001 00 | R404A | 0.8
AIR FAN - EXHAUST (DOMESTIC) | UNKNOWN | HELLER | HBBF250W | NULL | NULL
DISPLAY CABINET REFRIGERATED | 18623 | FPG | IL 7EL 5C08 OF A001 00 | R404A | 0.8
DISPLAY CABINET REFRIGERATED | 18624 | FPG | IL 7EL 5C08 OF A001 00 | R404A | 0.8
FRIDGE | U170813318 | SKOPE | UE50ADD | R134A | 0.45
MICROWAVE | 1729718 | MOFFAT LIMITED | E23T3 | NULL | NULL
UPRIGHT SINGLE DOOR FREEZER | B1707180003 | SKOPE | BC074-1F00S-E | OTHER | 0.35
AIR FAN - EXHAUST | UNKNOWN | FANTECH | WJ-200N-KIT | NULL | NULL
AIR FAN - EXHAUST (DOMESTIC) | UNKNOWN | HELLER | HBBF250W | NULL | NULL
AIR FAN - EXHAUST (DOMESTIC) | UNKNOWN | HELLER | HBBF250W | NULL | NULL
PACKAGE AC - WATER SOURCED | UNABLE TO READ LABEL | TEMPERZONE | HWP58 | R410A | 0.88
PACKAGE AC - WATER SOURCED | 730035 | TEMPERZONE | HWP35 | R410A | 0.62
AIR FAN - EXHAUST (DOMESTIC) | UNKNOWN | HELLER | HBBF250W | NULL | NULL
AIR FAN - EXHAUST | UNKNOWN | FANTECH | WJ-150N-KIT | NULL | NULL
AIR FAN - EXHAUST | UNKNOWN | FANTECH | WJ-150N-KIT | NULL | NULL
AIR FAN - EXHAUST (DOMESTIC) | UNKNOWN | HELLER | HBBF250W | NULL | NULL
AIR FAN - EXHAUST | UNKNOWN | FANTECH | WJ-150N-KIT | NULL | NULL
AIR FAN - EXHAUST | UNKNOWN | FANTECH | WJ-150N-KIT | NULL | NULL
AIR FAN - EXHAUST (DOMESTIC) | UNKNOWN | HELLER | HBBF250W | NULL | NULL
AIR FAN - EXHAUST | UNKNOWN | FANTECH | WJ-200N-KIT | NULL | NULL
AIR FAN - EXHAUST (DOMESTIC) | UNKNOWN | HELLER | HBBF250W | NULL | NULL
AIR FAN - EXHAUST | UNKNOWN | FANTECH | WJ-200N-KIT | NULL | NULL
AIR FAN - SUPPLY | UNKNOWN | FANTECH | PCD314DDEX | NULL | NULL
AIR FAN - EXHAUST | UNKNOWN | FANTECH | PCD314DDEX | NULL | NULL
AIR FAN - SUPPLY | UNKNOWN | FANTECH | PCD314DD | NULL | NULL
HEAT EXCHANGER - WATER TO WAT | 8732 | SONDEX | S471G10 | NULL | NULL
HEAT EXCHANGER - WATER TO WAT | 8732 | SONDEX | S471G10 | NULL | NULL
COOL ROOM | NULL | TECUMSEH | NULL | R404A | 5
HEAT EXCHANGER - WATER TO WAT | 8731 | SONDEX | S471G10 | NULL | NULL
COOL ROOM | NULL | TECUMSEH | NULL | R404A | 2.65
MAKE UP TANK | 6640/3272 | NULL | 6640/3272 | NULL | NULL
COOL ROOM | (T)55K181201162554A | TECUMSEH | FHT4531ZHR-2 | R404A | 6
COOL ROOM | (T)55E081201115824A | TECUMSEH | CAJT2464ZBR-2 | R404A | 2.35
COOL ROOM | (T)55JT95132ZMHR-2 | TECUMSEH | CAJT9513ZMHR-2 | R404A | 2.35
GENERATOR FUEL TANK - DAY |  | OTHER | 500 LITRES ON GROUND | NULL | NULL
GENERATOR FUEL TANK - DAY |  | OTHER | 1000 LITRES ON STILTS | NULL | NULL
GENERATOR FUEL TANK - DAY |  | OTHER | 1000 LITRES ON STILTS | NULL | NULL
FUEL OIL PUMP | NULL | NULL | NULL | NULL | NULL
GENERATOR | C11KBPG130 | NULL | C1100 D5 | NULL | NULL
GENERATOR | C11KBPG140 | NULL | C1100 D5 | NULL | NULL
SWITCHBOARD MECHANICAL | NULL | NULL | NULL | NULL | NULL
GENERATOR FUEL TANK - BULK | NULL | NULL | NULL | NULL | NULL
FUEL OIL PUMP | NULL | NULL | NULL | NULL | NULL
FUEL OIL PUMP | NULL | NULL | NULL | NULL | NULL
FUEL OIL PUMP | NULL | NULL | NULL | NULL | NULL
SWITCHBOARD MECHANICAL |  | NULL |  | NULL | NULL
UPRIGHT SINGLE DOOR FREEZER | B17101100015 | SKOPE | BC074-IFOOS-E | R404A | 0.35
UPRIGHT DISPLAY CABINET REFRIG | 713831 | KOXKA | TE-KAC1100001 | R404A | 1.25
DISPLAY CABINET HEATED | 15836A | FPG | IL-7EL-HT-AOO3-OO | NULL | NULL
UPRIGHT DISPLAY CABINET REFRIG | 744910 | KOXKA | TE-KAC1100001 | R404A | 1.25
DISPLAY CABINET AMBIENT | 15805 | FPG | IL-7EL-AT-A004-00 | NA | 0
MICROWAVE | NULL | SHARP | 1500W/R-2398 | NULL | NULL
ISLAND CASE FREEZER | 11PT16064 | IARP | STELLA200 | R404A | 0.29
COOL ROOM | NULL | BUFFALO | NULL | R404A | 0
WALL MOUNTED SPLIT SYSTEM | 20541512-00214 | ACSON | ASWM20GR-AAIF-R | R410A | 0
CASSETTE SPLIT SYSTEM | 20540707-01098 | ACSON | A5CK50AR-AAOBA-R | R410A | 0
SWITCHBOARD DISTRIBUTION | NULL | CONCEPT PLUS 2 | NULL | NULL | NULL
SWITCHBOARD DISTRIBUTION | NULL | CONCEPT PLUS 2 | NULL | NULL | NULL
SWITCHBOARD LIGHT/POWER | NULL | CONCEPT PLUS 2 | NULL | NULL | NULL
POWER FACTOR CORRECTION | 10410531 | ABB | PQFS | NULL | NULL
POWER FACTOR CORRECTION | 10400831 | ABB | PQFS | NULL | NULL
POWER FACTOR CORRECTION | 10251231 | ABB | PQFS | NULL | NULL
POWER FACTOR CORRECTION | 10460131 | ABB | PQFS | NULL | NULL
POWER FACTOR CORRECTION | NULL | ABB | PQFS | NULL | NULL
SWITCHBOARD DISTRIBUTION | 0 | CONCEPT PLUS | 0 | NULL | NULL
POWER FACTOR CORRECTION | 10432831 | ABB | PQFS | NULL | NULL
BMS | N/A | SIEMENS | N/A | NULL | NULL
SWITCHBOARD DISTRIBUTION | 0 | CONCEPT PLUS | 0 | NULL | NULL
UPS BATTERY | 0 | NULL | VISION 6FM75 | NULL | NULL
UPS BATTERY | 0 | NULL | VISION 6FM75 | NULL | NULL
BMS | NA | SIEMENS | N/A | NULL | NULL
POWER FACTOR CORRECTION | 10431631 | ABB | PQFS | NULL | NULL
SWITCHBOARD LIGHT/POWER | N/A | NHP | CONCEPT | NULL | NULL
SWITCHBOARD LIGHT/POWER |  | NHP | CONCEPT | NULL | NULL
POWER FACTOR CORRECTION | 10430831 | ABB | PQFS | NULL | NULL
SWITCHBOARD DISTRIBUTION | 0 | NULL | 0 | NULL | NULL
SWITCHBOARD DISTRIBUTION | 0 | NULL | 0 | NULL | NULL
POWER FACTOR CORRECTION | 10430331 | ABB | PQFS | NULL | NULL
POWER FACTOR CORRECTION | 10430231 | ABB | PQFS | NULL | NULL
SWITCHBOARD MAIN | 0 | CHADWICK ELECTRICAL | CHADWICK ELECTRICAL | NULL | NULL
SWITCHBOARD MAIN | 0 | CHADWICK ELECTRICAL | CHADWICK ELECTRICAL | NULL | NULL
VARIABLE SPEED DRIVE | 10194108 | WEG | CFW 10 EUCFW100100S2024EOPLFAZ | NULL | NULL
AUTO TRANSFER SWITCH | NULL | CHADWICK ELECTRICAL | 0 | NULL | NULL
AUTO TRANSFER SWITCH | NULL | CHADWICK ELECTRICAL | 0 | NULL | NULL
VARIABLE SPEED DRIVE | 10194104 | WEG | CFW 10 EUCFW100073S2024EOFAZ | NULL | NULL
AUTO TRANSFER SWITCH | NULL | CHADWICK ELECTRICAL | 0 | NULL | NULL
SWITCHBOARD LIGHT/POWER |  | NHP | CONCEPT | NULL | NULL
AUTO TRANSFER SWITCH | NULL | CHADWICK ELECTRICAL | 0 | NULL | NULL
AUTO TRANSFER SWITCH | NULL | CHADWICK ELECTRICAL | 0 | NULL | NULL
FUME EXTRACTION SYSTEM | 1703-140 1247 | CONDITIONAIRE | TAI90L4 | NULL | NULL
POWER FACTOR CORRECTION | 10431331 | ABB | PQFS | NULL | NULL
POWER FACTOR CORRECTION | 10431031 | ABB | PQFS | NULL | NULL
SWITCHBOARD LIGHT/POWER |  | NHP | CONCEPT | NULL | NULL
POWER FACTOR CORRECTION | 10432331 | ABB | PQFS | NULL | NULL
SWITCHBOARD LIGHT/POWER |  | NHP | CONCEPT | NULL | NULL
SWITCHBOARD LIGHT/POWER |  | NHP | CONCEPT | NULL | NULL
POWER FACTOR CORRECTION | 11371431 | ABB | PQFS | NULL | NULL
POWER FACTOR CORRECTION | 10400731 | ABB | PQFS | NULL | NULL
POWER FACTOR CORRECTION | 10401331 | ABB | PQFS | NULL | NULL
POWER FACTOR CORRECTION | 10381431 | ABB | PQFS | NULL | NULL
POWER FACTOR CORRECTION | 10352631 | ABB | PQFS | NULL | NULL
AUTO TRANSFER SWITCH |  | TERASAKI | XS 400 CJ | NULL | NULL
AUTO TRANSFER SWITCH |  | TERASAKI | XS 400 CJ | NULL | NULL
AUTO TRANSFER SWITCH | NULL | CHADWICK ELECTRICAL | 0 | NULL | NULL
AUTO TRANSFER SWITCH | NULL | CHADWICK ELECTRICAL | 0 | NULL | NULL
AUTO TRANSFER SWITCH | NULL | CHADWICK ELECTRICAL | 0 | NULL | NULL
AUTO TRANSFER SWITCH | NULL | CHADWICK ELECTRICAL | 0 | NULL | NULL
AUTO TRANSFER SWITCH | NULL | CHADWICK ELECTRICAL | 0 | NULL | NULL
VRV NON DUCTED SPLIT | E001166 | DAIKIN | RXYQ12TY1A | R410A | 6.3
AUTO TRANSFER SWITCH |  | TERASAKI | XS 400 CJ | NULL | NULL
VRV NON DUCTED SPLIT | E000592 | DAIKIN | RXYQ16TY1A | R410A | 10.4
AUTO TRANSFER SWITCH |  | TERASAKI | XS 400 CJ | NULL | NULL
CASSETTE SPLIT SYSTEM | E002770 | DAIKIN | FXFQ80PVE | R410A | 0
CASSETTE SPLIT SYSTEM | E003607 | DAIKIN | FXFQ100PVE | R410A | 0
LIGHTING CONTROLS | NO INFO AVAILABLE | SCHNEIDER | NO INFO AVAILABLE | NULL | NULL
CASSETTE SPLIT SYSTEM | J024251 | DAIKIN | FXZQ50A2VEB | R410A | 0
LIGHTING CONTROLS | NO INFO AVAILABLE | SCHNEIDER | NO INFO AVAILABLE | NULL | NULL
CASSETTE SPLIT SYSTEM | J024242 | DAIKIN | FXZQ50A2VEB | R410A | 0
LIGHTING CONTROLS | NO INFO AVAILABLE | SCHNEIDER | NO INFO AVAILABLE | NULL | NULL
CASSETTE SPLIT SYSTEM | J024250 | DAIKIN | FXZQ50A2VEB | R410A | 0
LIGHTING CONTROLS | NO INFO AVAILABLE | SCHNEIDER | NO INFO AVAILABLE | NULL | NULL
LIGHTING CONTROLS | NO INFO AVAILABLE | SCHNEIDER | NO INFO AVAILABLE | NULL | NULL
CASSETTE SPLIT SYSTEM | J042416 | DAIKIN | FXZQ32A2VEB | R410A | 0
LIGHTING CONTROLS | NO INFO AVAILABLE | SCHNEIDER | NO INFO AVAILABLE | NULL | NULL
CASSETTE SPLIT SYSTEM | J047097 | DAIKIN | FXZQ20A2VEB | R410A | 0
CASSETTE SPLIT SYSTEM | J047940 | DAIKIN | FXZQ20A2VEB | R410A | 0
CASSETTE SPLIT SYSTEM | E002791 | DAIKIN | FXFQ80PVE | R410A | 0
CASSETTE SPLIT SYSTEM | E002790 | DAIKIN | FXFQ80PVE | R410A | 0
CASSETTE SPLIT SYSTEM | E002595 | DAIKIN | FXFQ80PVE | R410A | 0
CASSETTE SPLIT SYSTEM | J024254 | DAIKIN | FXZQ50A2VE | R410A | 0
CASSETTE SPLIT SYSTEM | J024152 | DAIKIN | FXZQ50A2VEB | R410A | 0
CASSETTE SPLIT SYSTEM | E003624 | DAIKIN | FXFQ100PVE | R410A | 0
CASSETTE SPLIT SYSTEM | J047347 | DAIKIN | FXZQ25A2VEB | R410A | 0
SWITCHBOARD MECHANICAL | NULL | NULL | NULL | NULL | NULL
KITCHEN EXHAUST HOOD | 0 | NULL | 0 | NULL | NULL
KITCHEN EXHAUST FAN | 0 | NULL | 0 | NULL | NULL
FILTRATION UNIT - HEPA | 0 | NULL | 0 | NULL | NULL
SWITCHBOARD DISTRIBUTION | NULL | NULL | NULL | NULL | NULL
LIGHTING CONTROLS | 0 | PHILLIPS | DDBC320-DALI | NULL | NULL
AIR FAN - EXHAUST | 0 | NULL | 0 | NULL | NULL
SWITCHBOARD DISTRIBUTION | NULL | NULL | NULL | NULL | NULL
LIGHTING CONTROLS | 0 | PHILLIPS | DDBC320-DALI | NULL | NULL
AIR FAN - EXHAUST | 0 | FANS DIRECT | LFS150-S | NULL | NULL
PACKAGE AC - WATER SOURCED | A1112015 | DUNN AIR | WPR8-HBD-F | R410A | 1.8
VARIABLE SPEED DRIVE | 3160700676 | ABB | ACH550-01-015A-4+B055 | NULL | NULL
VARIABLE SPEED DRIVE | 3160700687 | ABB | ACH550-01-015A-4+B055 | NULL | NULL
VARIABLE SPEED DRIVE | 1160601032 | ABB | ACH550-01-015A-4+B055 | NULL | NULL
DOSING POT (CLOSED LOOPS) | NULL | NULL | NULL | NULL | NULL
VARIABLE SPEED DRIVE | W34L130A0127EA | FUJI ELECTRIC | FRN7.5AR1L-4A | NULL | NULL
DUCTED SPLIT SYSTEM | A82900215DF | MITSUBISHI | FDCA160VSA | R410A | 7.2
VARIABLE SPEED DRIVE | W2XL272A0029CA | FUJI ELECTRIC | FRN15AR1L-4A | NULL | NULL
VARIABLE SPEED DRIVE | W2XL257A0011BA | FUJI ELECTRIC | FRN15AR1L-4A | NULL | NULL
VARIABLE SPEED DRIVE | W2XL264A0054CA | FUJI ELECTRIC | FRN7.5AR1L-4A | NULL | NULL
VARIABLE SPEED DRIVE | W2XL264A0028CA | FUJI ELECTRIC | FRN7.5AR1L-4A | NULL | NULL
FIRE BLANKET |  | FLAMESTOP |  | NULL | NULL
VARIABLE SPEED DRIVE | W2XL264A0025CA | FUJI ELECTRIC | FRN7.5AR1L-4A | NULL | NULL
VARIABLE SPEED DRIVE | CECM-001832R1-001 | FUJI ELECTRIC | FRN7.5AR1L-4A | NULL | NULL
VARIABLE SPEED DRIVE | W2XL176A0003BA | FUJI ELECTRIC | FRN15AR1L-4A | NULL | NULL
AIR HANDLING UNIT | A93B0066 | TRANE | DWAA0704 | CHILLED WATER | 0
AIR HANDLING UNIT | A93B0067 | TRANE | DHAA0704 | CHILLED WATER | 0
AIR HANDLING UNIT | A93B006B | TRANE | DWDD0804 | NA | 0
AIR HANDLING UNIT | A93B0070 | TRANE | WAA0804 | CHILLED WATER | 0
AIR HANDLING UNIT |  | TRANE | DWDD0804 | NA | 0
AIR HANDLING UNIT |  | PARAGON | DBAH100 | CHILLED WATER | 100
AIR HANDLING UNIT |  | TRANE | DWDD0804 | NA | 0
CHILLER - AIR COOLED | M2012349008 | CARRIER | 30RB0372- -0607-PE- | R410A | 39
CHILLER - AIR COOLED | M2012348929 | CARRIER | 30RB0372- -0607-PE- | R410A | 38
AIR HANDLING UNIT |  | TRANE | DWDD0804 | NA | 0
VARIABLE SPEED DRIVE | W2XL272A0019CA | FUJI ELECTRIC | FRN15AR1L-4A | NULL | NULL
AIR HANDLING UNIT |  | TRANE | DWDD0804 | NA | 0
AIR HANDLING UNIT | ARB0071 | TRANE | WAA0802 | CHILLED WATER | 0
DUCTED SPLIT SYSTEM | 0899W126712 | APAC | S046OVR | R22 | 0
EXHAUST FAN CANOPY | 3269/F329 | FANTECH | 7CD454V | NULL | NULL
EXHAUST FAN CANOPY | 393965 | FANTECH | 7CD454V | NULL | NULL
BOILER - GAS ATMOSPHERIC | 3540 | LAARS | HH1200-0N1E2 | NATURAL GAS | 0
WALL MOUNTED SPLIT SYSTEM | 15B3355803 | HITACHI | RAS-60YHA3 | R410A | 1.8
CASSETTE SPLIT SYSTEM | 20540707-01100 | ACSON | A5CK50AR-AAOBA-R | R410A | 0
VARIABLE SPEED DRIVE | W2XL257A0018BA | FUJI ELECTRIC | FRN11AR1L-4A | NULL | NULL
EXHAUST FAN CANOPY | NULL | FANTECH | 7CD454V | NULL | NULL
HEATING HOT WATER PUMP | UNKNOWN | NULL | UNKNOWN | NULL | NULL
EXHAUST FAN CANOPY | NULL | FANTECH | 7CD454V | NULL | NULL
VARIABLE SPEED DRIVE | W2XL257A0012BA | FUJI ELECTRIC | FRN11AR1L-4A | NULL | NULL
CHILLED WATER PUMP | UNKNOWN | NULL | UNKNOWN | NULL | NULL
SWITCHBOARD MECHANICAL | N/A | NULL | N/A | NULL | NULL
CHILLED WATER PUMP | PHOTO | TECO | PHOTO | NULL | NULL
SWITCHBOARD MECHANICAL | N/A | NULL | N/A | NULL | NULL
DUCTED SPLIT SYSTEM | NULL | APAC | NULL | R22 | 0
AIR HANDLING UNIT |  | TRANE | DWDD0804 | NA | 0
DUCTED SPLIT SYSTEM | T025263 | FUJITSU | AOT45LJBYL | R410A | 3.4
DUCTED SPLIT SYSTEM | T000588 | FUJITSU | AOTA36LCTL | R410A | 3.35
HEATING HOT WATER PUMP | DE 6306.2Z.C3 | GRUNDFOS | MG112MC4-28FF215-H3 | NULL | NULL
DUCTED SPLIT SYSTEM | CANT READ | APAC | CANT READ | R22 | 5.6
DUCTED SPLIT SYSTEM | 581 | FUJITSU | AOTD54LBTT | R410A | 3.45
DUCTED SPLIT SYSTEM | E000964 | DAIKIN | RZQ100KV4A | R410A | 3.7
HEATING HOT WATER PUMP | DE 6306.2Z.C3 | GRUNDFOS | MG112MC4-28FF215-H3 | NULL | NULL
KITCHEN EXHAUST FAN | 587013 | FANTECH | CHD506HT | NULL | NULL
KITCHEN EXHAUST FAN | 587012 | FANTECH | CHD456HT | NULL | NULL
TOILET EXHAUST FAN | UNKNOWN | FANTECH | CD314V | NULL | NULL
AUTO REFILL UNIT - CLOSED LOOP | 28 | NULL | ARU2-52E5YF | NULL | NULL
WATER FILTRATION SYSTEM |  | NULL |  | NULL | NULL
EVAPORATIVE COOLER | NA | BRAEMAR | NA | NULL | NULL
AIR HANDLING UNIT | 780202AC1 | TBA | H43FC | CHILLED WATER | 0
AIR HANDLING UNIT | 98202AC2 | TBA | H43FC | CHILLED WATER | 0
AIR HANDLING UNIT |  | TBA | H43FC | CHILLED WATER | 0
AIR HANDLING UNIT | 986202AC4 | TBA | H43FC | CHILLED WATER | 0
SWITCHBOARD MECHANICAL | N/A | NULL | N/A | NULL | NULL
AIR HANDLING UNIT | 9802025 | TBA | H65FC | CHILLED WATER | 0
AIR HANDLING UNIT | 9802029 | TBA | H44FC | CHILLED WATER | 0
AIR HANDLING UNIT | 982026 | TBA | H65FC | CHILLED WATER | 0
SWITCHBOARD MECHANICAL | 1665-1 | NULL | N/A | NULL | NULL
AIR FAN - RETURN | UNINOWN | NULL | UNKNOWN | NULL | NULL
AIR FAN - RETURN | UNKNOWN | NULL | UNKNOWN | NULL | NULL
AIR FAN - RETURN | UNKNOWN | NULL | UNKNOWN | NULL | NULL
AIR FAN - RETURN | UNKNOWN | NULL | UNKNOWN | NULL | NULL
AIR FAN - RETURN | UNKNOWN | NULL | UNKNOWN | NULL | NULL
AIR FAN - RETURN | UNKNOWN | NULL | UNKNOWN | NULL | NULL
AIR HANDLING UNIT | NA | TBA | NA | CHILLED WATER | 0
CHILLER - AIR COOLED | 5051N65785068 | YORK | YVAA0278 | R134A | 246
AIR FAN - RETURN | UNKNOWN | NULL | UNKNOWN | NULL | NULL
SWITCHBOARD MECHANICAL | NULL | NULL | NULL | NULL | NULL
CHILLED WATER PUMP | NULL | WILO | NULL | NULL | NULL
BOILER - GAS ATMOSPHERIC | 170013 | NULL | FTA-500 | NA | NULL
HEATING HOT WATER PUMP | 8021032 | WILO | NL32/160B-44 | NULL | NULL
SWITCHBOARD DISTRIBUTION | NULL | CONCEPT PLUS 2 | NULL | NULL | NULL
SWITCHBOARD LIGHT/POWER | NULL | CONCEPT PLUS 2 | NULL | NULL | NULL
SWITCHBOARD LIGHT/POWER | NULL | CONCEPT PLUS 2 | NULL | NULL | NULL
AIR FAN - EXHAUST |  | FANTECH | 06NX7553 | NULL | NULL
SWITCHBOARD LIGHT/POWER | NULL | CONCEPT PLUS 2 | NULL | NULL | NULL
SWITCHBOARD DISTRIBUTION | NULL | CONCEPT PLUS 2 | NULL | NULL | NULL
SWITCHBOARD LIGHT/POWER | NULL | CONCEPT PLUS 2 | NULL | NULL | NULL
AIR FAN - EXHAUST |  | FANTECH | 06NX7553 | NULL | NULL
SWITCHBOARD LIGHT/POWER | NULL | CONCEPT PLUS 2 | NULL | NULL | NULL
SWITCHBOARD LIGHT/POWER |  | NULL |  | NULL | NULL
SWITCHBOARD DISTRIBUTION | NULL | CONCEPT PLUS 2 | NULL | NULL | NULL
AIR FAN - EXHAUST |  | FANTECH | 06NX7553 | NULL | NULL
SWITCHBOARD LIGHT/POWER | NULL | CONCEPT PLUS 2 | NULL | NULL | NULL
SWITCHBOARD LIGHT/POWER | NULL | CONCEPT PLUS 2 | NULL | NULL | NULL
AIR FAN - EXHAUST | 06NX7511 | FANTECH | TD-800/200 | NULL | NULL
SWITCHBOARD LIGHT/POWER | NULL | NULL | NULL | NULL | NULL
AIR FAN - EXHAUST |  | FANTECH | TD-800/200 | NULL | NULL
AIR FAN - EXHAUST |  | FANTECH | TD-800/200 | NULL | NULL
SWITCHBOARD MECHANICAL | NULL | CONCEPT PLUS | NULL | NULL | NULL
SWITCHBOARD MECHANICAL | NULL | CONCEPT PLUS | NULL | NULL | NULL
SWITCHBOARD DISTRIBUTION | NULL | NULL | NULL | NULL | NULL
SWITCHBOARD DISTRIBUTION | NULL | NULL | NULL | NULL | NULL
AUTO TRANSFER SWITCH |  | CONCEPT PLUS |  | NULL | NULL
SWITCHBOARD DISTRIBUTION | NULL | NULL | NULL | NULL | NULL
AIR FAN - EXHAUST |  | FANTECH | TD-800/200 | NULL | NULL
SWITCHBOARD DISTRIBUTION | NULL | CONCEPT PLUS 2 | NULL | NULL | NULL
SWITCHBOARD DISTRIBUTION | NULL | CONCEPT PLUS 2 | NULL | NULL | NULL
SWITCHBOARD LIGHT/POWER | NULL | CONCEPT PLUS 2 | NULL | NULL | NULL
SWITCHBOARD LIGHT/POWER | NULL | NULL | NULL | NULL | NULL
SWITCHBOARD LIGHT/POWER | NULL | NULL | NULL | NULL | NULL
SWITCHBOARD LIGHT/POWER | NULL | NULL | NULL | NULL | NULL
SWITCHBOARD LIGHT/POWER | NULL | NULL | NULL | NULL | NULL
SWITCHBOARD LIGHT/POWER | NULL | NULL | NULL | NULL | NULL
SWITCHBOARD LIGHT/POWER | NULL | NULL | NULL | NULL | NULL
PACKAGE AC - WATER SOURCED |  | DUNN AIR | WPR5 HBD | R410A | 1
SWITCHBOARD LIGHT/POWER | NULL | NULL | NULL | NULL | NULL
PACKAGE AC - WATER SOURCED | A1201014 | DUNN AIR | WPR5-HBD | R410A | 1.21
SWITCHBOARD LIGHT/POWER | NULL | NULL | NULL | NULL | NULL
SWITCHBOARD MECHANICAL | NULL | CONCEPT PLUS 2 | NULL | NULL | NULL
SWITCHBOARD MECHANICAL | NULL | NULL | NULL | NULL | NULL
SWITCHBOARD LIGHT/POWER | NULL | NULL | NULL | NULL | NULL
SWITCHBOARD LIGHT/POWER | NULL | NULL | NULL | NULL | NULL
SWITCHBOARD LIGHT/POWER | NULL | NULL | NULL | NULL | NULL
PACKAGE AC - WATER SOURCED |  | DUNN AIR | WPR 5 HBD | R410A | 1
SWITCHBOARD DISTRIBUTION | NULL | NULL | NULL | NULL | NULL
PACKAGE AC - WATER SOURCED |  | DUNN AIR | WPR 5 HBD | R410A | 1
SWITCHBOARD MECHANICAL | NULL | NULL | NULL | NULL | NULL
SWITCHBOARD MECHANICAL | NULL | NULL | NULL | NULL | NULL
POWER FACTOR CORRECTION | NULL | NULL | NULL | NULL | NULL
AUTO TRANSFER SWITCH | B321462 | NO | CH56370CD000AA0 | NULL | NULL
AUTO TRANSFER SWITCH | B321465 | NULL | CH56370CD000AA0 | NULL | NULL
AIR FAN - EXHAUST |  | FANTECH | TD-800/200 | NULL | NULL
AIR FAN - EXHAUST |  | FANTECH | TD-800-200 | NULL | NULL
VARIABLE SPEED DRIVE | W27L176A0010CA | FUJI ELECTRIC | FRN15AR1L-4A | NULL | NULL
VARIABLE SPEED DRIVE | W2XL264A0048CA | FUJI ELECTRIC | FRN7.5AR1L-4A | NULL | NULL
VARIABLE SPEED DRIVE | W2XL264A0026CA | FUJI ELECTRIC | FRN7.5AR1L-4A | NULL | NULL
VARIABLE SPEED DRIVE | W2YL319A0019EA | FUJI ELECTRIC | FRN11AR1L-4A | NULL | NULL
VARIABLE SPEED DRIVE | W2YL303A0042CA | FUJI ELECTRIC | FRN5. 5AR1L-4A | NULL | NULL
VARIABLE SPEED DRIVE | W2YL306A0001CA | FUJI ELECTRIC | FRN18. 5AR1L-4A | NULL | NULL
VARIABLE SPEED DRIVE | W2XL264A0052CA | FUJI ELECTRIC | FRN7. 5AR1L-4A | NULL | NULL
VARIABLE SPEED DRIVE | 595507A346 | DANFOSS | 131N0190 | NULL | NULL
VARIABLE SPEED DRIVE | W2XL264A0032CA | FUJI ELECTRIC | FRN7. 5AR1L-4A | NULL | NULL
AIR COOLED SPLIT SYSTEM | E036759 | FUJITSU | AOTR12LCC | R410A | 1
MULTI HEAD NON DUCTED SPLIT | 642204479 | MITSUBISHI | SCM45ZF-S | R410A | 1.6
VARIABLE SPEED DRIVE | W2XL2640056CA | FUJI ELECTRIC | FRN7. 5AR1L-4A | NULL | NULL
AIR COOLED SPLIT SYSTEM | 4009948 | FUJITSU | AOT14RNA | R22 | 1
MULTI HEAD NON DUCTED SPLIT | 704N0742 | TOSHIBA | RAS-3M26GAV-E | R410A | 2.4
AIR COOLED SPLIT SYSTEM | N/A | SAMSUNG | AQV12TWRX | R410A | 1
AIR COOLED SPLIT SYSTEM | E038117 | FUJITSU | AOTG09LVC | R410A | 0.85
AIR COOLED SPLIT SYSTEM | 40100014 | CARRIER | N/A | R22 | 1.15
AIR COOLED SPLIT SYSTEM | 8903493 | DAIKIN | RY25FV1A7 | R22 | 1.02
PACKAGED AIR CONDITIONING UNIT | 858156 | APAC | P188AHC9AA | R22 | 44
GAS DUCT HEATER | NULL | CELMEC | NULL | NULL | NULL
AIR COOLED SPLIT SYSTEM | N/A | ACTRON | SWB52C | R410A | 1.55
WALL MOUNTED SPLIT SYSTEM | E036561 | FUJITSU | ASTA12LCC | NA | 0
GAS DUCT HEATER | NULL | CELMEC | NULL | NULL | NULL
MULTI HEAD NON DUCTED SPLIT | 721412289 RE | MITSUBISHI | SKM22ZG-S | NA | 0
PACKAGED AIR CONDITIONING UNIT | 857381 | APAC | P170AHC9AA | R22 | 44
GAS DUCT HEATER | NULL | CELMEC | NULL | NULL | NULL
MULTI HEAD NON DUCTED SPLIT | 72600183 | TOSHIBA | RAS-3M13SKV-E | NA | 0
MULTI HEAD NON DUCTED SPLIT | 72600180 | TOSHIBA | RAS-3M13SKV-E | NA | 0
GAS DUCT HEATER | NULL | CELMEC | NULL | NULL | NULL
MULTI HEAD NON DUCTED SPLIT | 72600182 | TOSHIBA | RAS-3M13SKV-E | NA | 0
SMOKE SPILL FAN | NULL | FANTECH | NULL | NULL | NULL
SMOKE SPILL FAN | NULL | FANTECH | NULL | NULL | NULL
SMOKE SPILL FAN | NULL | FANTECH | NULL | NULL | NULL
GAS DUCT HEATER | NULL | CELMEC | NULL | NULL | NULL
GAS DUCT HEATER | NULL | CELMEC | NULL | NULL | NULL
WALL MOUNTED SPLIT SYSTEM | N/A | DAIKIN | FTY25FV1C | NA | 0
PACKAGED AIR CONDITIONING UNIT | 858155 | APAC | P188AHC9AA | R22 | 44
WALL MOUNTED SPLIT SYSTEM | D202296650115104120077 | ACTRON | SWB52E | NA | 0
WALL MOUNTED SPLIT SYSTEM | 908128 | DAIKIN | FTY25FV1A | NA | 0
WALL MOUNTED SPLIT SYSTEM | E007423 | DAIKIN | FTXS60LVMA | NA | 0
WATER PUMP | 60034-1 | GRUNDFOS | MMGE 160L 2 / 96078161 | NULL | NULL
WATER PUMP | 60034-1 | GRUNDFOS | MMGE 160L 2 / 96078161 | NULL | NULL
WATER PUMP | 0 | GRUNDFOS | MMGE 160L 2 / 96078161 | NULL | NULL
WATER PUMP | 508 | GRUNDFOS | MGE160MD2-FF300-F1 | NULL | NULL
POWER FACTOR CORRECTION |  | NULL |  | NULL | NULL
AUTO TRANSFER SWITCH | B321463 | NULL | CH56370CD000AA0 | NULL | NULL
AUTO TRANSFER SWITCH | B321464 | NULL | CH56370CD000AA0 | NULL | NULL
UPS | NULL | EMERSON | NULL | NULL | NULL
SWITCHBOARD DISTRIBUTION | NULL | NULL | NULL | NULL | NULL
SWITCHBOARD DISTRIBUTION | NULL | NULL | NULL | NULL | NULL
SWITCHBOARD DISTRIBUTION | NULL | NULL | NULL | NULL | NULL
SWITCHBOARD MECHANICAL | NULL | CONCEPT PLUS | NULL | NULL | NULL
SWITCHBOARD MECHANICAL | NULL | CONCEPT PLUS | NULL | NULL | NULL
WATER PUMP | CANT ACCESS | GRUNDFOS | MGE160MD2-FF300-F1 | NULL | NULL
WATER PUMP | 0 | GRUNDFOS | MGE160MD2-FF300-F1 | NULL | NULL
PACKAGED AIR CONDITIONING UNIT | 857373 | APAC | P110AHC9AA | R22 | 24
GAS DUCT HEATER | 61008 | CELMEC | RX300 | NULL | NULL
EXPANSION TANK (CLOSED LOOPS) | MBPA-200-16 | NULL | MBMA-200VL-125BP-4.0PCF-CSS-EPD-ADM-SF | NULL | NULL
PACKAGED AIR CONDITIONING UNIT | 857372 | APAC | P110AHC9AA | R22 | 24
EXPANSION TANK (CLOSED LOOPS) | NA | NULL | NA | NULL | NULL
PACKAGED AIR CONDITIONING UNIT | NA | APAC | P170AHC9AA | R22 | 44
GAS DUCT HEATER | 61011 | CELMEC | RX300 | NULL | NULL
GAS DUCT HEATER | 61105 | CELMEC | RX300 | NULL | NULL
GAS DUCT HEATER | 61105 | CELMEC | RX300 | NULL | NULL
VARIABLE SPEED DRIVE | G1144030 | ZENER | MSC-3R11 | NULL | NULL
VARIABLE SPEED DRIVE | G1135015 | ZENER | MSC-3R7 | NULL | NULL
PACKAGED AIR CONDITIONING UNIT | 859445 | APAC | P030AHC9AE | R22 | 8
PACKAGED AIR CONDITIONING UNIT | 857377 | APAC | P128HC9AA | R22 | 24
PACKAGED AIR CONDITIONING UNIT | 858143 | APAC | P075HC9AD | R22 | 13
VARIABLE SPEED DRIVE | G1548081 | ZENER | MSC-3R7 | NULL | NULL
FIRE DAMPER | N/A | NULL | N/A | NULL | NULL
PACKAGED AIR CONDITIONING UNIT | 87525 | APAC | P150AHC9AA | R22 | 32.8
PACKAGED AIR CONDITIONING UNIT | 857384 | APAC | P188AHC9AA | R22 | 44
GAS DUCT HEATER | 61010 | CELMEC | RX400 | NULL | NULL
GAS DUCT HEATER | 61101 | CELMEC | RX250 | NULL | NULL
VARIABLE SPEED DRIVE | G1145057 | ZENER | MSC-3R115 | NULL | NULL
GAS DUCT HEATER | 61101 | CELMEC | RX250 | NULL | NULL
GAS DUCT HEATER | 61106 | CELMEC | RX200 | NULL | NULL
GAS DUCT HEATER | 61007 | CELMEC | RX225 | NULL | NULL
GAS DUCT HEATER | 61009 | CELMEC | RX200 | NULL | NULL
GAS DUCT HEATER | 61012 | CELMEC | RX75 | NULL | NULL
PACKAGED AIR CONDITIONING UNIT | 857371 | APAC | P110AHC9AA | R22 | 24
SMOKE EXHAUST FAN | 299383 | FANTECH | RSS1256GA6F055 | NULL | NULL
SMOKE EXHAUST FAN | 299383 | FANTECH | RSS1256GA6F055 | NULL | NULL
FIRE DAMPER | NULL | UNKNOWN | NULL | NULL | NULL
VARIABLE SPEED DRIVE | G1125029 | ZENER | MSC-3R7 | NULL | NULL
FAN COIL UNIT - DUCTED | 003264LC | MULLER | MLH14BHDR60X98 | CHILLED WATER | 0
VARIABLE SPEED DRIVE | G1125016 | ZENER | MSC-3R7 | NULL | NULL
WATER PUMP | 0 | GRUNDFOS | MGE160MD2-FF300-F1 | NULL | NULL
VARIABLE SPEED DRIVE | G1139029 | ZENER | MSC-3R40 | NULL | NULL
WATER PUMP | 12345 | GRUNDFOS | MGE160MD2-FF300-F1 | NULL | NULL
WATER PUMP | 506 | GRUNDFOS | MGE160MD2-FF300-F1 | NULL | NULL
VARIABLE SPEED DRIVE | G1139035 | ZENER | MSC-3R40 | NULL | NULL
WATER PUMP | 0 | GRUNDFOS | MGE132SD2-FF265-D1 | NULL | NULL
WATER PUMP | 8067 | GRUNDFOS | MGE132SD2-FF265-D1 | NULL | NULL
VARIABLE SPEED DRIVE | G1128055 | ZENER | MSC-3R15 | NULL | NULL
VARIABLE SPEED DRIVE | G1128054 | ZENER | MSC-3R15 | NULL | NULL
EXPANSION TANK (CLOSED LOOPS) | 651 | NULL | UMB-100LV | NULL | NULL
EXPANSION TANK (CLOSED LOOPS) | 11058 | GRUNDFOS | GTH-80V | NULL | NULL
CIRCULATING PUMP | 14-04-01090 | ONGA | 415 | NULL | NULL
RAIN WATER TANK | NA | NULL | NA | NULL | NULL
DOMESTIC WATER & FLUSHER TANKS | NA | NULL | NA | NULL | NULL
VARIABLE SPEED DRIVE | G11280036 | ZENER | MSC-3R11 | NULL | NULL
VARIABLE SPEED DRIVE | G1128039 | ZENER | MSC-3R11 | NULL | NULL
DOMESTIC WATER & FLUSHER TANKS | NA | NULL | NA | NULL | NULL
DOMESTIC WATER & FLUSHER TANKS | NA | NULL | NA | NULL | NULL
DOSING POT (CLOSED LOOPS) | P11615 | NULL | NULL | NULL | NULL
EXPANSION TANK (CLOSED LOOPS) | 12M0213 60105 | DURAFLEX | N/A | NULL | NULL
EXPANSION TANK (CLOSED LOOPS) | NULL | DURAFLEX | N/A | NULL | NULL
BOILER - GAS FIRED | NULL | AIRA | NULL | NATURAL GAS | 0
BOILER - GAS ATMOSPHERIC | NULL | AIRA | NULL | NATURAL GAS | NULL
VARIABLE SPEED DRIVE | G1122109 | ZENER | MSC-3R23 | NULL | NULL
VARIABLE SPEED DRIVE | G1122.113 | ZENER | MSC-3R23 | NULL | NULL
VARIABLE SPEED DRIVE | 143602G188 | DANFOSS | 131U2237 | NULL | NULL
COOLING TOWER | 03J809 | BALTIMORE | A326S | NULL | NULL
WATER PUMP | UNKNOWN | CMG | CP00251C1J8C | NULL | NULL
VARIABLE SPEED DRIVE | G1146025 | ZENER | MSC-3R15 | NULL | NULL
COOLING TOWER | NA | BALTIMORE | A326S | NULL | NULL
WATER PUMP | 08E1261 | CMG | CP00251C1R8C | NULL | NULL
WATER PUMP | 09D8652 | NULL | CP00251C1J8C | NULL | NULL
COOLING TOWER | NA | BALTIMORE | A326S | NULL | NULL
SWITCHBOARD MECHANICAL | NULL | NHP | NULL | NULL | NULL
WALL MOUNTED SPLIT SYSTEM | E066761 | DAIKIN | RXS50LVMA | R410A | 1.8
COOLING TOWER | N/A | BALTIMORE | A326S | NULL | NULL
COOLING TOWER | N/A | BALTIMORE | A326S | NULL | NULL
VARIABLE SPEED DRIVE | 091324G206 | DANFOSS | VLT HVAC DRIVE FC 102 | NULL | NULL
PACKAGE AC - WATER SOURCED | 719348 | TEMPERZONE | HWP35 | R410A | 0.62
VARIABLE SPEED DRIVE | 017924G186 | DANFOSS | VLT HVAC DRIVE FC 102 | NULL | NULL
SWITCHBOARD MECHANICAL | 33146-MSSB-R | AIRMASTER | NRP ELECTRIC SERVICES | NULL | NULL
KITCHEN EXHAUST FAN | NO INFO AVAILABLE | HELLER | HBBF250W | NULL | NULL
CHILLER - AIR COOLED | 50531H65249646 | YORK | YCAE61RME53 | R410A | 108
CHILLER - AIR COOLED | 50531C53586839 | YORK | YCAE61RME53 | R410A | 57
CHILLED WATER PUMP | NA | GRUNDFOS | A99096444P116300001 | NULL | NULL
CHILLED WATER PUMP | NULL | GRUNDFOS | A99096444P116300003 | NULL | NULL
AIR CIRCUIT BREAKER |  | AIRMASTER |  | NULL | NULL
AIR CIRCUIT BREAKER |  | ACCENT AIR |  | NULL | NULL
WALL MOUNTED SPLIT SYSTEM | 20541511-00779 | ACSON | A5LC20CR-AAPIC-R | R410A | 1.38
FAN COIL UNIT - DUCTED |  | OTHER | SA-210H | CHILLED WATER | 0
WALL MOUNTED SPLIT SYSTEM | 159265346T | HITACHI | RAC-60YHA3 | R410A | 1.65
COOL ROOM | 10B4189OH | NULL | TDCS33MP123 | R404A | 4
FAN COIL UNIT - DUCTED |  | OTHER | SA-210H | CHILLED WATER | 0
CASSETTE SPLIT SYSTEM | 20530503-00596 | ACSON | A5LC50CR-FACGB-R | R410A | 2.78
FAN COIL UNIT - DUCTED |  | OTHER | SA-210H | CHILLED WATER | 0
CASSETTE SPLIT SYSTEM | 20534703-00879 | ACSON | A5LC50CR-FACGB-R | R410A | 2.78
FAN COIL UNIT - DUCTED |  | OTHER | SA-210H | CHILLED WATER | 0
AIR CURTAIN | 17070110 | MITSUBISHI | GK_3009AS2_CE | NULL | NULL
AIR CURTAIN | 17070106 | MITSUBISHI | GK_3009AS2_CE | NULL | NULL
FAN COIL UNIT - DUCTED |  | OTHER | SA-210H | CHILLED WATER | 0
FAN COIL UNIT - DUCTED |  | OTHER | SA-210H | CHILLED WATER | 0
AIR CURTAIN | 17080041 | MITSUBISHI | GK_3009AS2_CE | NULL | NULL
AIR CURTAIN | AG-50 | AGREE | AG-1.25-12 | NULL | NULL
EVAPORATIVE COOLER | 2378408414 | BUFFALO | T05-003 | NULL | NULL
FAN COIL UNIT - DUCTED |  | OTHER | SA-210H | CHILLED WATER | 0
FAN COIL UNIT - DUCTED |  | OTHER | SA-210H | CHILLED WATER | 0
DISPLAY CABINET AMBIENT | 12356 | FPG | IL-7EL-4A08-A006-00 | NA | 0
FAN COIL UNIT - DUCTED |  | OTHER | SA-210H | CHILLED WATER | 0
DISPLAY CABINET REFRIGERATED | 12368 | FPG | IL-7EL-4C15-A007-00 | R134A | 0
VARIABLE SPEED DRIVE | G1146.042 | ZENER | MSC-3R23 | NULL | NULL
VARIABLE SPEED DRIVE | G1147027 | ZENER | MSC-3R23 | NULL | NULL
DISPLAY CABINET HEATED | 12348 | FPG | IL-7EL-4H08-A006-00 | NULL | NULL
FAN COIL UNIT - DUCTED |  | OTHER | SA-210H | CHILLED WATER | 0
VARIABLE SPEED DRIVE | G1147023 | ZENER | MSC-3R23 | NULL | NULL
VARIABLE AIR VOLUME UNITS | NULL | BARBER COLMAN | NULL | NULL | NULL
VARIABLE SPEED DRIVE | G1146028 | ZENER | MSC-3R23 | NULL | NULL
FAN COIL UNIT - DUCTED |  | OTHER | SA-210H | CHILLED WATER | 0
VARIABLE SPEED DRIVE | 013825G437 | DANFOSS | 131B5662 | NULL | NULL
UPRIGHT DOUBLE DOOR FREEZER | A170614278 | SKOPE | VF1300:V13FV | R404A | 0
VARIABLE SPEED DRIVE | G1146031 | ZENER | MSC-3R23 | NULL | NULL
DISPLAY CABINET REFRIGERATED | 713853 | KOXKA | TE-KAC1140001 | R404A | 1.4
FAN COIL UNIT - DUCTED | Q337 | WALKER | ALHS-20 | CHILLED WATER | 0
ISLAND CASE FREEZER | NULL | IARP | NULL | R404A | 0
0 - NOT SET |  | NULL |  | NULL | NULL
FAN COIL UNIT - DUCTED |  | OTHER | SA-210H | CHILLED WATER | 0
FAN COIL UNIT - DUCTED |  | OTHER | SA-210H | CHILLED WATER | 0
FAN COIL UNIT - DUCTED | Q337 | WALKER | ALHS-20 | CHILLED WATER | 0
FAN COIL UNIT - DUCTED |  | OTHER | SA-210H | CHILLED WATER | 0
FAN COIL UNIT - DUCTED | Q337 | WALKER | ALHS-20 | CHILLED WATER | 0
AIR HANDLING UNIT | LT08 00013B2 001 | WALKER | CW220 6 | CHILLED WATER | 0
CASSETTE SPLIT SYSTEM | 20540407-00942 | ACSON | A5CK50AR-AAOB-R | R410A | 0
CASSETTE SPLIT SYSTEM | 20540407-00949 | ACSON | A5CK50AR-AAOBA-R | R410A | 0
AIR HANDLING UNIT | LT08 00013J2 001 | WALKER | CW220 6 | CHILLED WATER | 0
SWITCHBOARD LIGHT/POWER | NULL | NHP | NULL | NULL | NULL
UPS | NULL | NHP | NULL | NULL | NULL
SWITCHBOARD LIGHT/POWER | NULL | NHP | NULL | NULL | NULL
SWITCHBOARD LIGHT/POWER | NULL | NHP | NULL | NULL | NULL
AIR HANDLING UNIT | LT08 00013K2 001 | WALKER | CW240 6 | CHILLED WATER | 0
CASSETTE SPLIT SYSTEM | 20540407-00940 | ACSON | A5CK50AR-AAOBA-R | R410A | 0
SWITCHBOARD LIGHT/POWER | NULL | NHP | NULL | NULL | NULL
UPS | NULL | NHP | NULL | NULL | NULL
WALL MOUNTED SPLIT SYSTEM | 20541512-00228 | ACSON | A5WM20GR-AAIBF-R | R410A | 0
SWITCHBOARD LIGHT/POWER | NULL | NHP | NULL | NULL | NULL
SWITCHBOARD LIGHT/POWER | NULL | NHP | NULL | NULL | NULL
FAN COIL UNIT - DUCTED | Q337 | WALKER | ALHS-20 | CHILLED WATER | 0
SWITCHBOARD LIGHT/POWER | NULL | NHP | NULL | NULL | NULL
UPS | NULL | NHP | NULL | NULL | NULL
SWITCHBOARD LIGHT/POWER | NULL | NHP | NULL | NULL | NULL
SWITCHBOARD LIGHT/POWER | NULL | NHP | NULL | NULL | NULL
CASSETTE SPLIT SYSTEM | 20535303-01014 | ACSON | A5LC50CR-FACGB-R | R410A | 2.7
SWITCHBOARD LIGHT/POWER | NULL | NHP | NULL | NULL | NULL
UPS | NULL | NHP | NULL | NULL | NULL
CASSETTE SPLIT SYSTEM | 20535303-01005 | ACSON | A5LC50CR-FACGB-R | R410A | 2.7
SWITCHBOARD LIGHT/POWER | NULL | NHP | NULL | NULL | NULL
SWITCHBOARD LIGHT/POWER | NULL | NHP | NULL | NULL | NULL
CASSETTE SPLIT SYSTEM | 20535303-01016 | ACSON | A5LC50CR-FACGB-R | R410A | 2.7
SWITCHBOARD LIGHT/POWER | NULL | NHP | NULL | NULL | NULL
WALL MOUNTED SPLIT SYSTEM | 20541511-00797 | ACSON | A5LC20CR-AAPIC-R | R410A | 1.38
SWITCHBOARD LIGHT/POWER | NULL | NHP | NULL | NULL | NULL
SWITCHBOARD LIGHT/POWER | NULL | NHP | NULL | NULL | NULL
UPRIGHT SINGLE DOOR FREEZER | B1104180017 | SKOPE | BC074-IFOOS-E | R404A | 0.37
AIR CURTAIN | TEST | AGREE | TEST | NULL | NULL
UPS | NULL | NHP | NULL | NULL | NULL
COOL ROOM | IOL4568IH | NULL | TDCS33MP123 | R404A | 0
AIR HANDLING UNIT | LT08 00013K1 001 | WALKER | CW320 6 | CHILLED WATER | 0
AIR HANDLING UNIT | LT0800013L1 001 | WALKER | CW280 6 | CHILLED WATER | 0
UPS | NULL | NHP | NULL | NULL | NULL
SWITCHBOARD LIGHT/POWER |  | NHP |  | NULL | NULL
SWITCHBOARD LIGHT/POWER | NULL | NHP | NULL | NULL | NULL
SWITCHBOARD LIGHT/POWER | NULL | NHP | NULL | NULL | NULL
UPS | NULL | NHP | NULL | NULL | NULL
SWITCHBOARD LIGHT/POWER | NULL | NHP | NULL | NULL | NULL
INDUCTION UNIT | NA | NULL | NA | NULL | NULL
SWITCHBOARD LIGHT/POWER | NULL | NHP | NULL | NULL | NULL
AIR HANDLING UNIT | LT0800013L2 001 | WALKER | CW220 6 | CHILLED WATER | 0
AIR HANDLING UNIT | LT08 00013W1 001 | WALKER | CW270 6 | CHILLED WATER | 0
AIR HANDLING UNIT | LT08 00013A2 001 | WALKER | CW200-6 | CHILLED WATER | 0
AIR HANDLING UNIT | LT08 000132 00 | WALKER | CW350 6 | CHILLED WATER | 0
AIR HANDLING UNIT | LT08 00013T1 001 | WALKER | CW220 6 | CHILLED WATER | 0
AIR HANDLING UNIT | LT0800013C2 00 | WALKER | CW300 6 | CHILLED WATER | 0
AIR HANDLING UNIT | LT08 00013Z1 001 | WALKER | CW220 6 | CHILLED WATER | 0
AIR HANDLING UNIT | LT08-00013H2-001 | WALKER | CW290-6 | CHILLED WATER | 0
AIR HANDLING UNIT | LT08-00013R1-001 | WALKER | CW200-6 | CHILLED WATER | 0
FAN COIL UNIT - DUCTED | NULL | TEMPERZONE | IMD-60 | CHILLED WATER | 0
SWITCHBOARD LIGHT/POWER | NA | NHP | CONCEPT 2 | NULL | NULL
AUTO TRANSFER SWITCH | NA | NHP | CONCEPT PRO | NULL | NULL
FAN COIL UNIT - DUCTED | Q337 | WALKER | ALHS-20 | CHILLED WATER | 0
FAN COIL UNIT - DUCTED | Q337 | WALKER | ALHS-20 | CHILLED WATER | 0
VARIABLE SPEED DRIVE | G1146030 | ZENER | MSC-3R23 | NULL | NULL
VARIABLE SPEED DRIVE | G1146022 | ZENER | MSC-3R15 | NULL | NULL
VARIABLE SPEED DRIVE | G1145030 | ZENER | MSC-3R11 | NULL | NULL
VARIABLE SPEED DRIVE | G1144028 | ZENER | MSC-3R11 | NULL | NULL
VARIABLE SPEED DRIVE | G1147.022 | ZENER | MSC-3R23 | NULL | NULL
VARIABLE SPEED DRIVE | G1125017 | ZENER | MSC-3R7 | NULL | NULL
SMOKE EXHAUST FAN | 435611 | FANTECH | RSS1004GA6/26 | NULL | NULL
SMOKE EXHAUST FAN | 453611 | FANTECH | RSS1004GA6/26 | NULL | NULL
VARIABLE SPEED DRIVE | G1203010 | ZENER | MSC-3R11 | NULL | NULL
VARIABLE SPEED DRIVE | G1149.046 | ZENER | MSC-3R23 | NULL | NULL
VARIABLE SPEED DRIVE | G1145.067 | ZENER | MSC-3R23 | NULL | NULL
FAN COIL UNIT - DUCTED | Q337 | WALKER | ALHS-20 | CHILLED WATER | 0
CHILLER - AIR COOLED |  | DAIKIN |  | R134A | 146
CHILLER - AIR COOLED |  | DAIKIN |  | R134A | 162
EVAPORATIVE COOLER | TSO12U96751 | PATTON | BM32 | NULL | NULL
FAN COIL UNIT - DUCTED |  | OTHER | SA-210H | CHILLED WATER | 0
AIR CURTAIN | AG50 | AGREE | AG-1.25-12 | NULL | NULL
AIR CURTAIN | AG50 | AGREE | AG-1.25-12 | NULL | NULL
EVAPORATIVE COOLER | 006938QF | MULLER | MND58 | NULL | NULL
EVAPORATIVE COOLER | 1708040020 | KIRBY | KMTO27W | NULL | NULL
EVAPORATIVE COOLER | TS011U96292 | PATTON | BM57 | NULL | NULL
EVAPORATIVE COOLER | TSQ01U00596 | PATTON | BM57 | NULL | NULL
EVAPORATIVE COOLER | 1 | PATTON | BM57 | NULL | NULL
EVAPORATIVE COOLER | 1 | PATTON | 1 | NULL | NULL
CASSETTE SPLIT SYSTEM | 78A01798 | MITSUBISHI | PCFY-P100VKM-ER1 | R410A | 1
WALL MOUNTED SPLIT SYSTEM | 639102602BE | MITSUBISHI | SRK92ZMA-S | R410A | 16
CASSETTE SPLIT SYSTEM | 78A01796 | MITSUBISHI | PCFY-P100VKM-ER1 | R410A | 1
AIR COOLED SPLIT SYSTEM | 77A04074 | MITSUBISHI | PKFY-P15VBM-E | R410A | 1
EVAPORATIVE COOLER | 1312041150 | KIRBY | KLT021W | NULL | NULL
CHILLER - AIR COOLED |  | DAIKIN |  | R134A | 200
WALL MOUNTED SPLIT SYSTEM | E028873 | FUJITSU | ASTG12LVCC | R410A | 0
EVAPORATIVE COOLER | TSO12U96578 | PATTON | BM32 | NULL | NULL
VARIABLE SPEED DRIVE | G1147.020 | ZENER | MSC-3R15 | NULL | NULL
AIR CURTAIN | AG56 | AGREE | AG-1.25-12 | NULL | NULL
VARIABLE SPEED DRIVE | G1146.018 | ZENER | MSC-3R15 | NULL | NULL
CHILLER - AIR COOLED |  | DAIKIN |  | R134A | 200
CONDENSER UNIT | (T)55E191601082516A | LUNITE HERMETIQUE | EPCH4517Z | NULL | NULL
CONDENSER UNIT | (T)55H141501160324A | LUNITE HERMETIQUE | 1 | NULL | NULL
FAN COIL UNIT - DUCTED | Q337 | WALKER | ALHS-20 | CHILLED WATER | 0
VARIABLE SPEED DRIVE | G1144.055 | ZENER | MSC-3R15 | NULL | NULL
CONDENSER UNIT | 06C140200075 | KIRBY | KNO24L1-1 | NULL | NULL
CONDENSER UNIT | 29E170200106 | KIRBY | KNO44MH1-1 | NULL | NULL
CONDENSER UNIT | 10H170200295 | KIRBY | KN036MH1-1 | NULL | NULL
CONDENSER UNIT | 1 | LOVELOCK | 1 | NULL | NULL
CHILLER - WATER COOLED | NULL | MCQUAY | NULL | R134A | 106
CASSETTE SPLIT SYSTEM | 77A03335 | MITSUBISHI | PLA-RP71BA | R410A | 2.5
CHILLER - WATER COOLED |  | MCQUAY |  | R134A | 106
FAN COIL UNIT - DUCTED |  | OTHER | SA-140H | CHILLED WATER | 0
FAN COIL UNIT - DUCTED | Q337 | WALKER | ALHS-20 | CHILLED WATER | 0
SWITCHBOARD MECHANICAL | 33146-MSSB-G | AIRMASTER | NRP ELEC SERVICE | NULL | NULL
TOILET EXHAUST FAN | NULL | FANTECH | MRV2 | NULL | NULL
AIR FAN - OUTSIDE | NULL | FANTECH | MRV1 | NULL | NULL
TOILET EXHAUST FAN | NULL | FANTECH | MRV2 | NULL | NULL
CONDENSER UNIT | 63U00240 | MITSUBISHI | PUHZ-RP71VHA5 | NULL | NULL
CONDENSER UNIT | 78E00352 | MITSUBISHI | PUHY-P200YKV-A | NULL | NULL
VARIABLE SPEED DRIVE | G1135.042 | ZENER | MSC-3R23 | NULL | NULL
VARIABLE SPEED DRIVE | G1134.019 | ZENER | MSC-3R11 | NULL | NULL
SMOKE SPILL FAN | 331556 | FANTECH | APS0562A7H055 | NULL | NULL
SMOKE SPILL FAN | 331558 | FANTECH | APS0562AA5H030 | NULL | NULL
WALL MOUNTED SPLIT SYSTEM | 678802664BE | MITSUBISHI | SRC92ZMA-S | R410A | 3.15
WALL MOUNTED SPLIT SYSTEM | 675414457BE | MITSUBISHI | SRC71ZMA-S | R410A | 1.8
VARIABLE SPEED DRIVE | G1147.019 | ZENER | MSC-3R15 | NULL | NULL
VARIABLE SPEED DRIVE | G1145.035 | ZENER | MSC-3R11 | NULL | NULL
FAN COIL UNIT - DUCTED | NA | WALKER | ALHS-20 | CHILLED WATER | 0
GAS DETECTION - CONTROLS | ASCON P2240 | NULL | ASCON P2240 | NULL | NULL
VARIABLE SPEED DRIVE | G1144.031 | ZENER | MSC-3R11 | NULL | NULL
SWITCHBOARD MECHANICAL |  | R.G.LADD |  | NULL | NULL
VARIABLE SPEED DRIVE | G1144.066 | ZENER | MSC-3R23 | NULL | NULL
VARIABLE SPEED DRIVE | G1146.027 | ZENER | MSC-3R23 | NULL | NULL
WALL MOUNTED SPLIT SYSTEM | NULL | MITSUBISHI | MSZ-GE71VA | R410A | 4
VARIABLE SPEED DRIVE | G1145.065 | ZENER | MSC-3R23 | NULL | NULL
VARIABLE SPEED DRIVE | G1122.114 | ZENER | MSC-3R23 | NULL | NULL
VARIABLE SPEED DRIVE | G1144.067 | ZENER | MSC-3R23 | NULL | NULL
VARIABLE SPEED DRIVE | G1202.019 | ZENER | MSC-3R11 | NULL | NULL
VARIABLE SPEED DRIVE | G1146.049 | ZENER | MSC-3R23 | NULL | NULL
VARIABLE SPEED DRIVE | G114062 | ZENER | MSC-3R23 | NULL | NULL
AIR HANDLING UNIT | LT08 00013S1 001 | WALKER | CW130 6 | CHILLED WATER | 0
WALL MOUNTED SPLIT SYSTEM | D202296630214C06120048 | ACTRON | SWB36E | NA | 0
BOILING WATER UNIT | 2013020510041 | ZIP HYDROTAP | HB36/107 | NULL | NULL
BOILING WATER UNIT | 2013020110070 | ZIP HYDROTAP | HBE6/107 | NULL | NULL
AIR FAN - EXHAUST |  | FANTECH | TD-800/200 | NULL | NULL
DOMESTIC HW UNIT (ELECTRIC) | 4952978 | RHEEM | 61305077 | NULL | NULL
BMS | NA | SCHNEIDER | NETBOTZ 2000 | NULL | NULL
PACKAGE AC - WATER SOURCED | NULL | DUNN AIR | WPR9.5-HBD | R410A | 1.8
DOMESTIC HW UNIT (ELECTRIC) | 4962533 | RHEEM | 191M5005/P | NULL | NULL
AIR FAN - EXHAUST |  | FANTECH | TD-800/200 | NULL | NULL
AIR FAN - EXHAUST |  | FANTECH | TD-800/200 | NULL | NULL
BOILING WATER UNIT | 2013470520609 | ZIP HYDROTAP | HBE6/107 | NULL | NULL
DOMESTIC HW UNIT (ELECTRIC) |  | RHEEM |  | NULL | NULL
PACKAGE AC - WATER SOURCED | NULL | DUNN AIR | WPR5-HBD | R410A | 1.2
LIGHTING CONTROLS | NULL | ABB | NULL | NULL | NULL
PACKAGE AC - WATER SOURCED | NULL | DUNN AIR | WPR6.5-HBD | R410A | 1.5
UPS |  | EMERSON |  | NULL | NULL
BOILING WATER UNIT |  | ZIP HYDROTAP | HBE6 15 LT | NULL | NULL
AIR FAN - EXHAUST | NULL | FANTECH | MMD454/3 | NULL | NULL
KITCHEN EXHAUST FAN |  | FANTECH |  | NULL | NULL
DOMESTIC HW UNIT (ELECTRIC) | NA | RHEEM | NA | NULL | NULL
BOILING WATER UNIT |  | ZIP HYDROTAP | HBE6 15 LT | NULL | NULL
SUMP/DRAINAGE PUMP | CWC3720A | CMG | CP25 | NULL | NULL
VARIABLE SPEED DRIVE | G1130.016 | ZENER | MSC-3R30 | NULL | NULL
VARIABLE SPEED DRIVE | G1202.018 | ZENER | MSC-3R11 | NULL | NULL
VARIABLE SPEED DRIVE | G1202.020 | ZENER | MSC-3R11 | NULL | NULL
SWITCHBOARD MECHANICAL |  | UNKNOWN |  | NULL | NULL
CHILLER - WATER COOLED | ME7114 | POWER PAX | WA044.2BH4.2A2AS | R134A | 241
EXPANSION TANK (CLOSED LOOPS) | 3816540 | NULL | AARRE01R21EA1 | NULL | NULL
AIR FAN - SUPPLY | 467766 | FANTECH | CPE0454F | NULL | NULL
BOILER - GAS FIRED | 8012188008 | RENDAMAX | 3404 | NULL | NULL
HEATING HOT WATER PUMP | 54Z40002 | GRUNDFOS | 80-120F | NULL | NULL
HEATING HOT WATER PUMP | M26101-3 | BKB GROUP | NB40-125/142 | NULL | NULL
CHILLED WATER PUMP | M26101-1 | BKB GROUP | NB65-160/143 | NULL | NULL
VARIABLE SPEED DRIVE | V00000223186 | VACON | 0100-3L-0016-4-HVAC+IP54 | NULL | NULL
EXPANSION TANK (CLOSED LOOPS) | 3708238 | NULL | AAQRE01R21EA1 | NULL | NULL
VARIABLE SPEED DRIVE | V00000221041 | VACON | 0100-3L-0009-4-HVAC+IP54 | NULL | NULL
VARIABLE SPEED DRIVE | V00000221042 | VACON | 0100-3L-0009-4-HVAC+IP54 | NULL | NULL
VARIABLE SPEED DRIVE | V00000223187 | VACON | 0100-3L-0016-4-HVAC+IP54 | NULL | NULL
WATER PUMP | 26101-2 | BKB GROUP | NB65-125/137 | NULL | NULL
COOLING TOWER | 12JO700 | BAC | PCT0505P21 | NULL | NULL
COOLING TOWER | 12J0699 | BAC | PPCT050531 | NULL | NULL
COOLING TOWER | 14-695902 | EVAPCO | MTT14-2F6 | NULL | NULL
VARIABLE SPEED DRIVE | 3141704639 | ABB | ACH550-01-06A9-4+B055 | NULL | NULL
VARIABLE SPEED DRIVE | 3171100903 | ABB | ACH550-01-023A-4+B055 | NULL | NULL
WATER PUMP | A96883199P114360001 | GRUNDFOS | NBG65-50-160/172 A-E-D-BQQE | NULL | NULL
DOSING POT (CLOSED LOOPS) | 1409CT1005090 | AQUARIUS | CT11330 | NULL | NULL
AIR HANDLING UNIT | A89F6015 | TRANE | CCHB-17V7 | CHILLED WATER | 1
AIR HANDLING UNIT | A89F6011 | TRANE | CCHB-25V7 | CHILLED WATER | 1
AIR HANDLING UNIT | A89F6016 | TRANE | CCHB-31V5 | CHILLED WATER | 1
AIR HANDLING UNIT | A89F6014 | TRANE | CCHB-25V5 | CHILLED WATER | 1
VARIABLE SPEED DRIVE | V00000098299 | VACON | 0100-3L-0005-4-HVAC+IP54+QDSS | NULL | NULL
FAN COIL UNIT - DUCTED | CECM-001195A2-001 | WALKER | CW060-4 | CHILLED WATER | 1
AIR HANDLING UNIT | A89F6012 | TRANE | CCHB-17V8 | CHILLED WATER | 1
AIR FAN - EXHAUST | NULL | DUCTLINE | NULL | NULL | NULL
VARIABLE SPEED DRIVE | V00000221015 | VACON | 0100-3L-0012-4-HVAC+IP54 | NULL | NULL
VARIABLE SPEED DRIVE | V00000098300 | VACON | 0100-3L-0005-4-HVAC+IP54+QDSS | NULL | NULL
FAN COIL UNIT - DUCTED | CECM-001195A1-001 | WALKER | CW060-4 | CHILLED WATER | 1
AIR HANDLING UNIT | A89F6013 | TRANE | CCHB-31H1 | CHILLED WATER | 1
AIR FAN - EXHAUST | 5145512900 | FANTECH | VM-315L | NULL | NULL
AIR FAN - RETURN | 45217 | PHOENIX FANS | AXIAL 1250 | NULL | NULL
AIR FAN - RETURN | 45217 | PHOENIX FANS | AXIAL 1250 | NULL | NULL
VRF DUCTED SPLIT | 52P00082 | MITSUBISHI | PUHY-P300YKB-A | R410A | 11.5
VRF DUCTED SPLIT | 62P00020 | MITSUBISHI | PUHY-P200YKB-A | R410A | 6.5
ELECTRIC DUCT HEATER | 900716 | NULL | NULL | NULL | NULL
ELECTRIC DUCT HEATER | 900717 | NULL | NULL | NULL | NULL
ELECTRIC DUCT HEATER | 900718 | NULL | NULL | NULL | NULL
ELECTRIC DUCT HEATER | 900719 | NULL | NULL | NULL | NULL
ELECTRIC DUCT HEATER | 900720 | NULL | NULL | NULL | NULL
ELECTRIC DUCT HEATER | 900721 | NULL | NULL | NULL | NULL
ELECTRIC DUCT HEATER | 901002 | NULL | NULL | NULL | NULL
VARIABLE SPEED DRIVE | 645807A366 | DANFOSS | VLT HVAC BASIC DRIVE | NULL | NULL
VARIABLE SPEED DRIVE | 569107A286 | DANFOSS | VLT HVAC BASIC DRIVE | NULL | NULL
VARIABLE SPEED DRIVE | 42152A0674 | ABB | ACH580-01-12A7-4+B056 | NULL | NULL
VARIABLE SPEED DRIVE | 401607A285 | DANFOSS | VLT HVAC BASIC DRIVE | NULL | NULL
VARIABLE SPEED DRIVE | 972407A397 | DANFOSS | VLT HVAC BASIC DRIVE | NULL | NULL
VARIABLE SPEED DRIVE | 399007A285 | DANFOSS | VLT HVAC BASIC DRIVE | NULL | NULL
VARIABLE SPEED DRIVE | 568307A295 | DANFOSS | VLT HVAC BASIC DRIVE | NULL | NULL
AIR CIRCUIT BREAKER | 11133-69 | NHP | AR216S | NULL | NULL
VARIABLE SPEED DRIVE | 399707A285 | DANFOSS | VLT HVAC BASIC DRIVE | NULL | NULL
VARIABLE SPEED DRIVE | 551507A226 | DANFOSS | VLT HVAC BASIC DRIVE | NULL | NULL
AIR CIRCUIT BREAKER | 10146-138 | NHP | AR216S | NULL | NULL
VARIABLE SPEED DRIVE | 392007A275 | DANFOSS | VLT HVAC BASIC DRIVE | NULL | NULL
POWER FACTOR CORRECTION | NULL | NHP | AR216S | NULL | NULL
VARIABLE SPEED DRIVE | 627307A506 | DANFOSS | VLT HVAC BASIC DRIVE | NULL | NULL
ELECTRIC DUCT HEATER | 900710 | NULL | NULL | NULL | NULL
ELECTRIC DUCT HEATER | 900711 | NULL | NULL | NULL | NULL
ELECTRIC DUCT HEATER | 900712 | NULL | NULL | NULL | NULL
ELECTRIC DUCT HEATER | 900713 | NULL | EDH | NULL | NULL
ELECTRIC DUCT HEATER | 900714 | NULL | NULL | NULL | NULL
POWER FACTOR CORRECTION | NULL | NHP | NULL | NULL | NULL
VARIABLE SPEED DRIVE | 582507A356 | DANFOSS | VLT HVAC BASIC DRIVE | NULL | NULL
ELECTRIC DUCT HEATER | 900715 | NULL | NULL | NULL | NULL
ELECTRIC DUCT HEATER | 900704 | NULL | NULL | NULL | NULL
ELECTRIC DUCT HEATER | 900705 | NULL | NULL | NULL | NULL
ELECTRIC DUCT HEATER | 900706 | NULL | NULL | NULL | NULL
ELECTRIC DUCT HEATER | 900707 | NULL | NULL | NULL | NULL
VARIABLE SPEED DRIVE | 412107A275 | DANFOSS | VLT HVAC BASIC DRIVE | NULL | NULL
ELECTRIC DUCT HEATER | 900708 | NULL | NULL | NULL | NULL
ELECTRIC DUCT HEATER | 900709 | NULL | NULL | NULL | NULL
PACKAGE AC - WATER SOURCED | 435726 | TEMPERZONE | HWP 360CE | R22 | 3
PACKAGE AC - WATER SOURCED | H 104 | NULL | WC H 500 CE | CHILLED WATER | 1
PACKAGE AC - WATER SOURCED | 785773 | TEMPERZONE | HWP 191CEKTD | R410A | 2.1
CAR PARK EXHAUST FAN | 10934 | PHOENIX FANS | 300 | NULL | NULL
CAR PARK EXHAUST FAN | 40934 | PHOENIX FANS | 300 | NULL | NULL
TOILET EXHAUST FAN | N90-31004 | NULL | EKHR 310 L-4 EM 240 | NULL | NULL
AIR FAN - EXHAUST | 86249 | FANTECH | TURBO | NULL | NULL
SWITCHBOARD MECHANICAL |  | UNKNOWN |  | NULL | NULL
VARIABLE SPEED DRIVE | 416007A285 | DANFOSS | VLT HVAC BASIC DRIVE | NULL | NULL
VARIABLE SPEED DRIVE | 638407A476 | DANFOSS | VLT HVAC BASIC DRIVE | NULL | NULL
SMOKE SPILL FAN | N/A | FANTECH | N/A | NULL | NULL
DUCTED SPLIT SYSTEM | 53W02764 | MITSUBISHI | PEFY-25VMA-E | R410A | 0
DUCTED SPLIT SYSTEM | 64W02792 | MITSUBISHI | PEFY-25VMA-E | R410A | 0
DUCTED SPLIT SYSTEM | 53W06764 | MITSUBISHI | PEFY-50VMA-E | R410A | 0
DUCTED SPLIT SYSTEM | 58W04426 | MITSUBISHI | PEFY-40VMA-E | R410A | 0
HEAT EXCHANGER - AIR TO AIR | 10012367 | AIR CHANGE | EVR-IC 600-HTM-ECP-FILTER | NULL | NULL
SMOKE SPILL FAN | N/A | FANTECH | N/A | NULL | NULL
VARIABLE SPEED DRIVE | 377607A295 | DANFOSS | VLT HVAC BASIC DRIVE | NULL | NULL
SMOKE SPILL FAN | N/A | FANTECH | N/A | NULL | NULL
PACKAGE AC - WATER SOURCED | 863063 | TEMPERZONE | HWP 290RKTN | R410A | 4.1
PACKAGE AC - WATER SOURCED | 864061 | TEMPERZONE | HWP 290RKTN | R410A | 4.1
DUCTED SPLIT SYSTEM | 53W02761 | MITSUBISHI | PEFY-25VMA-E | R410A | 0
HEAT EXCHANGER - AIR TO AIR | 10012368 | AIR CHANGE | EVR-IC 600-HTM-ECP-FILTER | NULL | NULL
DUCTED SPLIT SYSTEM | 51W06460 | MITSUBISHI | PEFY-63VMA-E | R410A | 0
PACKAGE AC - WATER SOURCED | A1604013 | DUNN AIR | WPR38-CBB-F | R410A | 5
DUCTED SPLIT SYSTEM | 68W04425 | MITSUBISHI | PEFY-40VMA-E | R410A | 0
DUCTED SPLIT SYSTEM | 53W02763 | MITSUBISHI | PEFY-25VMA-E | R410A | 0
DUCTED SPLIT SYSTEM | 53W02756 | MITSUBISHI | PEFY-25VMA-E | R410A | 0
PACKAGE AC - WATER SOURCED | 864563 | TEMPERZONE | HWP 290RKTN | R410A | 4.1
SWITCHBOARD MECHANICAL | NULL | NULL | NULL | NULL | NULL
KITCHEN EXHAUST FAN | 572737 | FANTECH | CHD636 | NULL | NULL
DUCTED SPLIT SYSTEM | 53W02757 | MITSUBISHI | PEFY-25VMA-E | R410A | 0
AIR FAN - EXHAUST | 06UH8692 | S&P | TD2000 | NULL | NULL
PACKAGE AC - WATER SOURCED | 679803 | TEMPERZONE | HWP 290RKTN | R410A | 4.1
DUCTED SPLIT SYSTEM | 53W02758 | MITSUBISHI | PEFY-25VMA-E | R410A | 0
DUCTED SPLIT SYSTEM | 64W02793 | MITSUBISHI | PEFY-25VMA-E | R410A | 0
SWITCHBOARD MECHANICAL | NULL | NULL | NULL | NULL | NULL
KITCHEN EXHAUST FAN | 572022 | FANTECH | CHD636 | NULL | NULL
TOILET EXHAUST FAN | UNKNOWN | UNKNOWN | UNKNOWN | NULL | NULL
DUCTED SPLIT SYSTEM | 53W02760 | MITSUBISHI | PEFY-25VMA-E | R410A | 0
PACKAGE AC - WATER SOURCED | 864201 | TEMPERZONE | HWP 77RKSY | R410A | 1.7
AIR FAN - OUTSIDE | 1988-11-01 | PHOENIX FANS | CA 300-4 | NULL | NULL
ELECTRIC DUCT HEATER | 50804-50808 | THERMAL ELECTRIC CO | HC03P300TAPW-1 | NULL | NULL
PACKAGE AC - WATER SOURCED | 866886 | TEMPERZONE | HWP 225RKT | R410A | 3.5
AIR FAN - EXHAUST | 01F46137 | S&P | TD-500 | NULL | NULL
DUCTED SPLIT SYSTEM | 53W06767 | MITSUBISHI | PEFY-50VMA-E | R410A | 0
DUCTED SPLIT SYSTEM | 52W02034 | MITSUBISHI | PEA-RP170WJA | R410A | 0
DUCTED SPLIT SYSTEM | 52W02033 | MITSUBISHI | PEA-RP170WJA | R410A | 0
AIR FAN - SUPPLY | 572749 | FANTECH | PCD564DD | NULL | NULL
AIR FAN - SUPPLY | 572750 | FANTECH | PCD564DD | NULL | NULL
AIR FAN - OUTSIDE | 1988-11-01 | PHOENIX FANS | CA 300-4 | NULL | NULL
HEAT EXCHANGER - AIR TO AIR | 10011594 | AIR CHANGE | EVR-IC 400-HTM-ECP-FILTER | NULL | NULL
PACKAGE AC - WATER SOURCED | A1604010 | DUNN AIR | WPR14L-CBB-F1 | R410A | 2.2
PACKAGE AC - WATER SOURCED | A1604012 | DUNN AIR | WPR25L-CBB-F | R410A | 3.5
PACKAGE AC - WATER SOURCED | A1604011 | DUNN AIR | WPR14L-CBB-F2 | R410A | 4.1
AIR FAN - SUPPLY | 572883 | FANTECH | PCD564DD | NULL | NULL
SWITCHBOARD MECHANICAL |  | ELSTEEL |  | NULL | NULL
PACKAGE AC - WATER SOURCED | 866887 | TEMPERZONE | HWP 225RKT | R410A | 3.5
TOILET EXHAUST FAN | 09UP4029 | S&P | TD 2000 | NULL | NULL
KITCHEN EXHAUST FAN | 573756 | FANTECH | CHD636 | NULL | NULL
AIR FAN - SUPPLY | 572749 | FANTECH | PCD564DD | NULL | NULL
VARIABLE AIR VOLUME UNITS | NULL | NULL | NULL | NULL | NULL
KITCHEN EXHAUST FAN | 605197 | FANTECH | CHD354 | NULL | NULL
BMS | NA | NULL | NA | NULL | NULL
B-BATTERY CHARGER |  | NULL | CPLH1224 | NULL | NULL
B-BATTERY CHARGER |  | NULL | CPLH1224 | NULL | NULL
KITCHEN EXHAUST FAN | 574757 | FANTECH | CHD634 | NULL | NULL
B-BATTERY CHARGER | 86599 | NULL | AE 1031500 | NULL | NULL
PACKAGED AIR CONDITIONING UNIT | 857358 | APAC | P075AHC9AD | R22 | 26
BMS | NA | NULL | NA | NULL | NULL
B-BATTERY CHARGER | 83303 | NULL | AE 1031500 | NULL | NULL
VARIABLE SPEED DRIVE | 513407A116 | DANFOSS | VLT HVAC BASIC DRIVE | NULL | NULL
PACKAGED AIR CONDITIONING UNIT | 857354 | APAC | P055AHC9AE | R22 | 11.4
VARIABLE SPEED DRIVE | 503507A096 | DANFOSS | VLT HVAC BASIC DRIVE | NULL | NULL
BMS | NA | SIEMENS | NA | NULL | NULL
VARIABLE SPEED DRIVE | 011100A137 | DANFOSS | VLT HVAC BASIC DRIVE | NULL | NULL
PACKAGED AIR CONDITIONING UNIT | 857357 | APAC | P075AHC9AD | R22 | 26
VARIABLE SPEED DRIVE | 621607A156 | DANFOSS | VLT HVAC BASIC DRIVE | NULL | NULL
SWITCHBOARD MAIN | NULL | MV MANUFACT | NULL | NULL | NULL
PACKAGED AIR CONDITIONING UNIT | 857380 | APAC | P150AHC9AA | R22 | 28
BMS | NA | SIEMENS | NA | NULL | NULL
PACKAGED AIR CONDITIONING UNIT | 857351 | APAC | P036AHC9AE | R22 | 10
GAS DUCT HEATER | 70205 | CELMEC | RX75 | NULL | NULL
GAS DUCT HEATER | 70209 | CELMEC | RX250 | NULL | NULL
GAS DUCT HEATER | 70207 | CELMEC | RX225 | NULL | NULL
SWITCHBOARD LIGHT/POWER | NULL | CONCEPT PLUS 2 | NULL | NULL | NULL
GAS DUCT HEATER | 70203 | CELMEC | RX150 | NULL | NULL
GAS DUCT HEATER | 70206 | CELMEC | RX250 | NULL | NULL
SMOKE EXHAUST FAN | 299410 | FANTECH | RSS1256GA6F055 | NULL | NULL
SMOKE EXHAUST FAN | 299410 | FANTECH | RSS1256GA6F055 | NULL | NULL
TOILET EXHAUST FAN | 01K98869 | FANTECH | TD800 | NULL | NULL
AIR FAN - EXHAUST | NULL | MAICO | NULL | NULL | NULL
TOILET EXHAUST FAN | 01V13194 | FANTECH | TD500 | NULL | NULL
PACKAGED AIR CONDITIONING UNIT | NA | TEMPERZONE | OPA370RKTBH | R410A | 0
AIR FAN - EXHAUST | PN.254459N | PACIFIC HVAC | VCQ-1 | NULL | NULL
KITCHEN EXHAUST FAN | 564790 | FANTECH | CHD564 | NULL | NULL
KITCHEN EXHAUST FAN | 601455 | FANTECH | CHD634 | NULL | NULL
KITCHEN EXHAUST FAN | 750607A397 | DANFOSS | VLT HVAC BASIC DRIVE | NULL | NULL
KITCHEN EXHAUST FAN | 606065 | FANTECH | CHD634 | NULL | NULL
KITCHEN EXHAUST FAN | 588933 | FANTECH | CHD634 | NULL | NULL
KITCHEN EXHAUST FAN | 407507A305 | DANFOSS | VLT HVAC BASIC DRIVE | NULL | NULL
SWITCHBOARD DISTRIBUTION | NULL | CONCEPT PLUS 2 | NULL | NULL | NULL
KITCHEN EXHAUST FAN | 3O7007A285 | DANFOSS | VLT HVAC BASIC DRIVE | NULL | NULL
KITCHEN EXHAUST FAN | N/A | FANTECH | CHD564 | NULL | NULL
KITCHEN EXHAUST FAN | 563707A285 | DANFOSS | VLT HVAC BASIC DRIVE | NULL | NULL
KITCHEN EXHAUST FAN | 336513 | FANTECH | CHD506 | NULL | NULL
KITCHEN EXHAUST FAN | 573636 | FANTECH | CHD564 | NULL | NULL
KITCHEN EXHAUST FAN | 565643 | FANTECH | CHD564 | NULL | NULL
KITCHEN EXHAUST FAN | 565407A295 | DANFOSS | VLT HVAC BASIC DRIVE | NULL | NULL
KITCHEN EXHAUST FAN | 336512 | FANTECH | CHD456 | NULL | NULL
KITCHEN EXHAUST FAN | 406107A305 | DANFOSS | VLT HVAC BASIC DRIVE | NULL | NULL
KITCHEN EXHAUST FAN | 792807A367 | DANFOSS | VLT HVAC BASIC DRIVE | NULL | NULL
KITCHEN EXHAUST FAN | NA | FANTECH | NA | NULL | NULL
KITCHEN EXHAUST FAN | 576787 | FANTECH | CHD636 | NULL | NULL
KITCHEN EXHAUST FAN | 686207A506 | DANFOSS | VLT HVAC BASIC DRIVE | NULL | NULL
EXHAUST FAN CANOPY | NULL | FANTECH | NA | NULL | NULL
EXHAUST FAN CANOPY | NULL | FANTECH | NA | NULL | NULL
KITCHEN EXHAUST FAN | 575666 | FANTECH | CHD636 | NULL | NULL
KITCHEN EXHAUST FAN | 662107A436 | DANFOSS | VLT HVAC BASIC DRIVE | NULL | NULL
AIR FAN - EXHAUST | NA | FANTECH | NA | NULL | NULL
AIR FAN - EXHAUST | 299409 | FANTECH | CE316D | NULL | NULL
AIR FAN - EXHAUST | 299409 | FANTECH | CE316D | NULL | NULL
AIR FAN - SUPPLY | 394007A275 | DANFOSS | VLT HVAC BASIC DRIVE | NULL | NULL
SMOKE SPILL FAN | 572632:3 | FANTECH | RSS1006DAF075 | NULL | NULL
TOILET EXHAUST FAN | NA | FANTECH | NA | NULL | NULL
AIR FAN - SUPPLY | 554407A236 | DANFOSS | VLT HVAC BASIC DRIVE | NULL | NULL
TOILET EXHAUST FAN | NA | FANTECH | NA | NULL | NULL
SMOKE SPILL FAN | 57632:2 | FANTECH | RSS1006DAF075 | NULL | NULL
AIR FAN - EXHAUST | NA | FANTECH | NA | NULL | NULL
SMOKE SPILL FAN | 572632:1 | FANTECH | RSS1006DAF075 | NULL | NULL
VARIABLE SPEED DRIVE | G1147.030 | ZENER | MSC-3R23 | NULL | NULL
AIR FAN - SUPPLY | 485207A255 | DANFOSS | VLT HVAC BASIC DRIVE | NULL | NULL
SMOKE EXHAUST FAN | 299333 | FANTECH | RSS1256GA6F055 | NULL | NULL
VARIABLE SPEED DRIVE | G114.063 | ZENER | MSC-3R23 | NULL | NULL
SMOKE EXHAUST FAN | 299329 | FANTECH | RSS1256GA6F055 | NULL | NULL
VARIABLE SPEED DRIVE | 062225G487 | DANFOSS | 131B4061 | NULL | NULL
PACKAGED AIR CONDITIONING UNIT | 855217 | APAC | P064AHC9AD | R22 | 13
EXPANSION TANK (CLOSED LOOPS) | 3281012 | NULL | IIQRE01R21EA1 | NULL | NULL
GAS DUCT HEATER | 60704 | CELMEC | RX225 | NULL | NULL
PACKAGED AIR CONDITIONING UNIT | 855233 | APAC | P128AHC9AA | R22 | 28.4
GAS DUCT HEATER | 60705 | CELMEC | RX400 | NULL | NULL
PACKAGED AIR CONDITIONING UNIT | 855235 | APAC | P128AHC9AA | R22 | 28.4
GAS DUCT HEATER | 60710 | CELMEC | RX300 | NULL | NULL
GAS DUCT HEATER | 60711 | CELMEC | RX200 | NULL | NULL
PACKAGED AIR CONDITIONING UNIT | 855222 | APAC | P075AHC9AD | R22 | 15
PACKAGED AIR CONDITIONING UNIT | 855223 | APAC | P075AHC9AD | R22 | 15
GAS DUCT HEATER | 60712 | CELMEC | RX200 | NULL | NULL
GAS DUCT HEATER | 60709 | CELMEC | RX300 | NULL | NULL
PACKAGED AIR CONDITIONING UNIT | 855236 | APAC | P128AHC9AA | R22 | 28.4
BMS | NA | SIEMENS | NA | NULL | NULL
VARIABLE SPEED DRIVE | G1146.007 | ZENER | MSC-3R5 | NULL | NULL
BMS | NA | SIEMENS | NA | NULL | NULL
BMS | NA | SIEMENS | NA | NULL | NULL
VARIABLE SPEED DRIVE | G1213009 | ZENER | MSC-3R3 | NULL | NULL
VARIABLE SPEED DRIVE | G1123.00 | ZENER | MSC-3R1 | NULL | NULL
BMS | NA | SIEMENS | NA | NULL | NULL
VARIABLE SPEED DRIVE | G1146.050 | ZENER | MSC-3R23 | NULL | NULL
BMS | NA | SIEMENS | NA | NULL | NULL
BMS | NA | SIEMENS | NA | NULL | NULL
VARIABLE SPEED DRIVE | G1219.011 | ZENER | MSC-3R3 | NULL | NULL
EXPANSION TANK (CLOSED LOOPS) | 3384609 | NULL | IINRE01R01EA1 | NULL | NULL
BMS | NA | SIEMENS | NA | NULL | NULL
GAS DUCT HEATER | 60706 | CELMEC | RX400 | NULL | NULL
GAS DUCT HEATER | 60708 | CELMEC | RX150 | NULL | NULL
VARIABLE SPEED DRIVE | G1144.007 | ZENER | MSC-3R3 | NULL | NULL
GAS DUCT HEATER | 60707 | CELMEC | RX175 | NULL | NULL
PACKAGED AIR CONDITIONING UNIT | 855215 | APAC | P046AHC9AE | R22 | 10.4
PACKAGED AIR CONDITIONING UNIT | 855232 | APAC | P110AHC9AA | R22 | 26
BMS | NA | SIEMENS | NA | NULL | NULL
PACKAGED AIR CONDITIONING UNIT | 855234 | APAC | P128AHC9AA | R22 | 28.4
KITCHEN EXHAUST FAN | 336510 | FANTECH | CHD566 | NULL | NULL
EXPANSION TANK (CLOSED LOOPS) |  | NULL | IIQRE01R21EA0 | NULL | NULL
SWITCHBOARD DISTRIBUTION | NULL | MERLIN GERIN | NULL | NULL | NULL
VARIABLE SPEED DRIVE | 076210G189 | DANFOSS | VLT HVAC DRIVE | NULL | NULL
BMS | NA | SIEMENS | NA | NULL | NULL
SWITCHBOARD MECHANICAL | NULL | NULL | NULL | NULL | NULL
AIR COMPRESSOR | FADED LABEL | NULL | FADED LABEL | NULL | NULL
WALL MOUNTED SPLIT SYSTEM | NA | DAIKIN | FTXS50LVMA | R410A | 0
VARIABLE SPEED DRIVE | 6W1414020025 | SCHNEIDER | ATV212WD75N4 | NULL | NULL
VARIABLE SPEED DRIVE | 6W1429020041 | SCHNEIDER | ATV212WD75N4 | NULL | NULL
VARIABLE SPEED DRIVE | 156926G491 | DANFOSS | VLT HVAC | NULL | NULL
VARIABLE SPEED DRIVE | 6W1432020001 | SCHNEIDER | ATV212WD75N4 | NULL | NULL
VARIABLE SPEED DRIVE | 6W1609010006 | SCHNEIDER | ATV212WD37N4 | NULL | NULL
VARIABLE SPEED DRIVE | 2F1632010003 | SCHNEIDER | ATV212WD37N4 | NULL | NULL
VARIABLE SPEED DRIVE | 2F1626010021 | SCHNEIDER | ATV212WD37N4 | NULL | NULL
VARIABLE SPEED DRIVE | 738807A367 | DANFOSS | VLT HVAC BASIC DRIVE | NULL | NULL
VARIABLE SPEED DRIVE | 398207A285 | DANFOSS | VLT HVAC BASIC DRIVE | NULL | NULL
VARIABLE SPEED DRIVE | 551807A226 | DANFOSS | VLT HVAC BASIC DRIVE | NULL | NULL
VARIABLE SPEED DRIVE | 749907A397 | DANFOSS | VLT HVAC BASIC DRIVE | NULL | NULL
AIR FAN - SUPPLY | 603319 | FANTECH | PCD564DD | NULL | NULL
AIR FAN - SUPPLY | 606236/4WELDED | FANTECH | MMD806 | NULL | NULL
SMOKE SPILL FAN | N/A | FANTECH | RSS1256CA6H075 | NULL | NULL
AIR FAN - SUPPLY | 573761 | FANTECH | PCD564DD | NULL | NULL
FAN COIL UNIT - DUCTED | 0 | TEMPERZONE | IMDL90 | CHILLED WATER | 0
SMOKE SPILL FAN | N/A | FANTECH | RSS1256CA6H075 | NULL | NULL
SMOKE SPILL FAN | 10012 | FANTECH | RSS1256CA6H075 | NULL | NULL
AIR FAN - SUPPLY | 574254 | FANTECH | PCD564DD | NULL | NULL
WALL MOUNTED SPLIT SYSTEM | E003701 | FUJITSU | ASTG34LFCB | R410A | 3
SMOKE SPILL FAN | 2 | FANTECH | RSS1256CA6H075 | NULL | NULL
SMOKE SPILL FAN | 2 | FANTECH | RSS1256CA6H075 | NULL | NULL
AIR FAN - SUPPLY | 572631 | FANTECH | PCD716DD | NULL | NULL
SMOKE SPILL FAN | 10012 | FANTECH | RSS1256CA6H075 | NULL | NULL
VARIABLE SPEED DRIVE | 2F1632010007 | SCHNEIDER | ATV212WD37N4 | NULL | NULL
VARIABLE SPEED DRIVE | 2F164301002 | SCHNEIDER | ATV212WD37N4 | NULL | NULL
SMOKE SPILL FAN | 1234:06 | FANTECH | RSS1256CA6H075 | NULL | NULL
SMOKE SPILL FAN | 12345 | FANTECH | RSS1256CA6H075 | NULL | NULL
VARIABLE SPEED DRIVE | 2F1634010012 | SCHNEIDER | ATV212WD37N4 | NULL | NULL
SMOKE SPILL FAN | 123456 | FANTECH | RSS1256CA6H075 | NULL | NULL
SMOKE SPILL FAN | 123456 | FANTECH | RSS1256CA6H075 | NULL | NULL
VARIABLE SPEED DRIVE | 6W1606010002 | SCHNEIDER | ATV212WD37N4 | NULL | NULL
SMOKE SPILL FAN | 123456 | FANTECH | RSS1256CA6H075 | NULL | NULL
FAN COIL UNIT - DUCTED | 0 | TEMPERZONE | IMEDL 60 | CHILLED WATER | 0
SMOKE SPILL FAN | 123456 | FANTECH | RSS1256CA6H075 | NULL | NULL
SMOKE SPILL FAN | 123456 | FANTECH | RSS1256CA6H075 | NULL | NULL
SMOKE SPILL FAN | 123456 | FANTECH | RSS1256CA6H075 | NULL | NULL
SMOKE SPILL FAN | 123456 | FANTECH | RSS1256CA6H075 | NULL | NULL
SMOKE SPILL FAN | N/A | FANTECH | RSS1256CA6H075 | NULL | NULL
SMOKE SPILL FAN | N/A | FANTECH | RSS1256CA6H075 | NULL | NULL
SMOKE SPILL FAN | N/A | FANTECH | RSS1256CA6H075 | NULL | NULL
SMOKE SPILL FAN | 1001 | FANTECH | RSS1256CA6H075 | NULL | NULL
SMOKE SPILL FAN | 10012 | FANTECH | RSS1256CA6H075 | NULL | NULL
SMOKE SPILL FAN | 10012 | FANTECH | RSS1256CA6H075 | NULL | NULL
SMOKE SPILL FAN | 10012 | FANTECH | RSS1256CA6H075 | NULL | NULL
AIR HANDLING UNIT | CHE-AHU-15091807 | COOLING & HEATING | 558.5 | CHILLED WATER | 0
VARIABLE SPEED DRIVE | 973007A397 | DANFOSS | VLT HVAC BASIC DRIVE | NULL | NULL
VARIABLE SPEED DRIVE | 391907A275 | DANFOSS | VLT HVAC BASIC DRIVE | NULL | NULL
VARIABLE SPEED DRIVE | 555007A275 | DANFOSS | VLT HVAC BASIC DRIVE | NULL | NULL
CHILLER - AIR COOLED | STNU051100086 | DAIKIN | WSC087 | NA | 0
CHILLER - AIR COOLED | STNU051100087 | DAIKIN | WSC087 | NA | 0
CHILLER - AIR COOLED | OV-401507 | DAIKIN | PFS208.2 | NA | 0
CHILLER - AIR COOLED |  | DAIKIN |  | NA | 0
CHILLER - AIR COOLED |  | DAIKIN |  | NA | 0
CHILLER - CENTRIFUGAL | W09110130 | MCQUAY | WSC100MBA71G | R134A | 890
CHILLER - WATER COOLED | STNU090700124 | MCQUAY | WMC250DSC-ER10 | R134A | 272
CHILLER - WATER COOLED | STNU100500013 | MCQUAY | WMC290 | R134A | 498
CHILLER - AIR COOLED | OV-501124-1 | DAIKIN | ALS196.2 | NA | 0
CHILLER - AIR COOLED | OV-501124-2 | DAIKIN | ALS196.2 | NA | 0
CHILLER - AIR COOLED | STNU020900251 | DAIKIN | WSC100 | NA | 0
CHILLER - AIR COOLED | W07420122 | DAIKIN | PFS265.2 | NA | 0
CHILLER - AIR COOLED | W07420123 | DAIKIN | PFS265.2 | NA | 0
CHILLER - AIR COOLED | OV13-03373/10/1 | DAIKIN | MNGE101.2CLAXN | NA | 0
CHILLER - AIR COOLED | OV13-03373/20/1 | DAIKIN | MNGE101.2CLAXN | NA | 0
CHILLER - AIR COOLED | STNU140300007 | DAIKIN | WMC145S | NA | 0
CHILLER - AIR COOLED | STNU140300017 | DAIKIN | WMC145S | NA | 0
CHILLER - AIR COOLED | CH-15M02050-KKKKXX | DAIKIN | EWAQ250F-SL020 | NA | 0
CHILLER - AIR COOLED | CH-74L00883 | DAIKIN | EWAD440TZ | NA | 0
CHILLER - AIR COOLED | CH-15M02112 | DAIKIN | EWAD540TZXR | NA | 0
CHILLER - AIR COOLED | CH-15M02111 | DAIKIN | EWAD440 | NA | 0
CHILLER - WATER COOLED | STNU110900001 | MCQUAY | WMC145DBS-ER10 | R134A | 272
CHILLER - CENTRIFUGAL | W11110703 | MCQUAY | WSC079LAD29G | R134A | 404
CHILLER - CENTRIFUGAL | W11110702 | MCQUAY | WSC079LAQ29G | R134A | 404
CHILLER - AIR COOLED | OV-401445 | DAIKIN | ENP 101.2 | NA | 0
CHILLER - AIR COOLED | OV13-03593/10/1 | DAIKIN | ACZH110.2XELN | NA | 0
CHILLER - AIR COOLED | 011453/1 | MCQUAY | ALS SE 212.2 LN | R134A | 135
CHILLER - AIR COOLED | 011453/2 | MCQUAY | ALS SE 212.2 LN | R134A | 115
CHILLER - AIR COOLED | OV-501491-1 | DAIKIN | ALSE260-3SEXXN | R22 | 0
CHILLER - AIR COOLED | OV-501491-2 | DAIKIN | ALSE260-3SEXXN | R22 | 4.5
CHILLER - AIR COOLED | 501490 | MCQUAY | ALZ B 033.2 ST | R407C | 30
CHILLER - AIR COOLED | 501491/1 | MCQUAY | ALS E 260.3 SE XXN | R134A | 156
CHILLER - AIR COOLED | W14420522 | DAIKIN | PFS 220.2ST | R407C | 0
CHILLER - AIR COOLED | W14420523 | DAIKIN | PFS 220.2ST | R410A | 0
CHILLER - AIR COOLED | CH-16M01773 | DAIKIN | EWAD580TZ-XR020 | R410A | 0
CHILLER - AIR COOLED | CH-16M01774 | DAIKIN | EWAD580TZ-XR020 | R410A | 0
CHILLER - AIR COOLED | OV11-08496/10/1 | DAIKIN | AWS280.2 | R410A | 0
CHILLER - AIR COOLED | OV11-08496/20/1 | DAIKIN | AWS280.2 | R410A | 0
CHILLER - AIR COOLED | OV-021427 | DAIKIN | AGR076.2 | R410A | 0
CHILLER - AIR COOLED | OV-021429 | DAIKIN | ALS163.2 | R410A | 0
CHILLER - AIR COOLED | STNU110800003 | DAIKIN | WMC250D | R410A | 0
CHILLER - AIR COOLED | STNU110800015 | DAIKIN | WMC250D | R410A | 0
CHILLER - AIR COOLED | STNU110800010 | DAIKIN | WMC145D | R410A | 0
CHILLER - AIR COOLED | SN: 401111 | DAIKIN | WHS343.3 | R410A | 0
CHILLER - AIR COOLED | STNU1003000262 | DAIKIN | WMC145D | R410A | 0
CHILLER - AIR COOLED | OV501663/1 | DAIKIN | ENP142.2 | R410A | 0
CHILLER - AIR COOLED | OV501663/2 | DAIKIN | ENP142.2 | R410A | 0
CHILLER - AIR COOLED | STNU031000098 | DAIKIN | WDC087 | R410A | 0
CHILLER - AIR COOLED | STNU031000114 | DAIKIN | WDC087 | R410A | 0
CHILLER - AIR COOLED | STNU050300183 | DAIKIN | WDC087 | R410A | 0
CHILLER - AIR COOLED | STNU050300171 | DAIKIN | WDC087 | R410A | 0
CHILLER - AIR COOLED | 401053 | DAIKIN | ALS426.4 | R410A | 0
CHILLER - AIR COOLED | CH-15B00004-KKKKXX | DAIKIN | EWAQ450F-XL | R22 | 1.8
CHILLER - AIR COOLED | CH-15D00522-KKKKXX | DAIKIN | EWAQ250F-SL | NA | 0
CHILLER - AIR COOLED | 025190/1 | DAIKIN | ALS196.2 | NA | 0
CHILLER - AIR COOLED | 021590/2 | DAIKIN | ALS196.2 | NA | 0
CHILLER - AIR COOLED | OV13-02664/10/1 | DAIKIN | AWS300.2 | NA | 0
CHILLER - AIR COOLED | OV13-02664/20/1 | DAIKIN | AWS300.2 | NA | 0
CHILLER - AIR COOLED | OV08-08173/10/1 | DAIKIN | MNG166.2 | R22 | 168
CHILLER - AIR COOLED | OV08173/10/2 | DAIKIN | MNG166.2 | R134A | 168
CHILLER - AIR COOLED | STNU111200099 | DAIKIN | WMC145D | NA | 0
CHILLER - AIR COOLED | 401272 | DAIKIN | EPN114.2 | NA | 0
CHILLER - AIR COOLED | 401273 | DAIKIN | EPN114.2 | NA | 0
CHILLER - AIR COOLED | STNU021000010 | DAIKIN | WSC063 | NA | 0
CHILLER - AIR COOLED | STNU020900271 | DAIKIN | WSC087 | NA | 0
CHILLER - AIR COOLED | STNU081100002 | DAIKIN | WMC250D | NA | 0
CHILLER - AIR COOLED | W08430179 | DAIKIN | PFS333.3 | NA | 0
CHILLER - AIR COOLED | W08430180, | DAIKIN | PFS333.3, | NA | 0
CHILLER - AIR COOLED | OV08-06219-10-1 | DAIKIN | ECO+050.1 | NA | 0
CHILLER - AIR COOLED | W0830233 | DAIKIN | PFS390.3 | NA | 0
CHILLER - AIR COOLED | W12110257 | DAIKIN | WSC087 | NA | 0
CHILLER - AIR COOLED | STNU1110000084 | DAIKIN | WMC250D | NA | 0
CHILLER - AIR COOLED | STNU130300154 | DAIKIN | WMC250D | NA | 0
CHILLER - AIR COOLED | 021544/2 | DAIKIN | ALS178.2 | NA | 0
CHILLER - AIR COOLED | 11121 | DAIKIN | ALR135.2 | NA | 0
CHILLER - AIR COOLED | 011121/2 | DAIKIN | ALR135.2 | NA | 0
CHILLER - AIR COOLED | CH-15G01599 | DAIKIN | EWAD345TZ | NA | 0
CHILLER - AIR COOLED | 60138/1 | DAIKIN | MNG085.2 | NA | 0
CHILLER - AIR COOLED | 60138/2 | DAIKIN | MNG085.2 | NA | 0
CHILLER - AIR COOLED | STNU110800073 | DAIKIN | WMC145S | NA | 0
CHILLER - AIR COOLED | W07420209 | MCQUAY | PFS220.2 | R134A | 385
CHILLER - WATER COOLED | STNU071200075 | MCQUAY | WMC150DSC-ER10 | R134A | 362
CHILLER - AIR COOLED | CH-14G00546 | DAIKIN | EWAD310E | NA | 0
CHILLER - AIR COOLED | Bldg 13 : CH-15N02407 | DAIKIN | Bldg 13 : EWAD690TZ | NA | 0
CHILLER - AIR COOLED | Bldg 77: CH-14L00929 | DAIKIN | Bldg 77: EWAD540TZ | NA | 0
CHILLER - AIR COOLED | Bldg 77 : CH-14L00930 | DAIKIN | Bldg 77: EWAD540TZ | NA | 0
CHILLER - AIR COOLED | CH-15F01091 | DAIKIN | EWAQ180FXR | NA | 0
CHILLER - AIR COOLED | OV13-03138/10/1 | MCQUAY | ACZH 110.2 A XE ST | R410A | 70
CHILLER - AIR COOLED | W0643014 | DAIKIN | PFS3330.3 | NA | 0
CHILLER - AIR COOLED | W0643015 | DAIKIN | PFS3330.3 | R410A | 0
CHILLER - AIR COOLED | CH-15D00477 | DAIKIN | EWAQ170F | R410A | 0
CHILLER - AIR COOLED | OV-021634 | DAIKIN | ALS163.2 | R410A | 0
CHILLER - AIR COOLED | OV07-12339/10/1 | DAIKIN | ALS196.2 | R410A | 0
CHILLER - AIR COOLED | OV07-12339/20/1 | DAIKIN | ALS196.2 | NA | 0
CHILLER - AIR COOLED | STNU040500203 | DAIKIN | WSC126 | NA | 0
CHILLER - AIR COOLED | STNU040500221 | DAIKIN | WSC126 | NA | 0
CHILLER - AIR COOLED | STNU040500235 | DAIKIN | WSC126 | R410A | 0
CHILLER - CENTRIFUGAL | STNU040500235 | MCQUAY | WSC126-BAAAM | R134A | 841
CHILLER - AIR COOLED | TBA | DAIKIN | PPX Water Cooled VFD MAG Centrifugal | NA | 0
AIR HANDLING UNIT | LTT09-0010K1-001 | G J WALKER | CW090-4 | NULL | NULL
VARIABLE SPEED DRIVE | 3084601114 | ABB | ACH550-01-012A-4+BO55 | NULL | NULL
VARIABLE SPEED DRIVE | 3090401932 | ABB | ACH550-01-012A-4+BO55 | NULL | NULL
AIR HANDLING UNIT | UNKNOWN | G J WALKER | CW090-4 | CHILLED WATER | 0
VARIABLE SPEED DRIVE | NA | ABB | ACH550-01-012A-4+BO55 | NULL | NULL
VARIABLE SPEED DRIVE | 3090400087 | ABB | ACH550-01-012A-4+BO55 | NULL | NULL
AIR HANDLING UNIT | LTT09-001011-011 | G J WALKER | CW120-4 | CHILLED WATER | 0
SWITCHBOARD MECHANICAL | NULL | R.G.LADD | NULL | NULL | NULL
VARIABLE SPEED DRIVE | 91178201 | VACON | VACON NXL | NULL | NULL
VARIABLE SPEED DRIVE | 91175773 | VACON | VACON NXL | NULL | NULL
VARIABLE SPEED DRIVE | 91178202 | VACON | VACON NXL | NULL | NULL
TOILET EXHAUST FAN | JH315CD0009901508230153 | HYDOR | HIT315B | NULL | NULL
SMOKE EXHAUST FAN | 1 | FANTECH | APS256CA9/23 | NULL | NULL
SMOKE EXHAUST FAN | 1 | FANTECH | APS256CA9/23 | NULL | NULL
SMOKE EXHAUST FAN | 123456 | FANTECH | APS256CA9/23 | NULL | NULL
SMOKE EXHAUST FAN | N/A | FANTECH | APS256CA9/23 | NULL | NULL
SMOKE EXHAUST FAN | 123456 | FANTECH | APS256CA9/23 | NULL | NULL
SMOKE EXHAUST FAN | 123456 | FANTECH | APS256CA9/23 | NULL | NULL
SMOKE EXHAUST FAN | N/A | FANTECH | APS256CA9/23 | NULL | NULL
SMOKE EXHAUST FAN | N/A | FANTECH | APS256CA9/23 | NULL | NULL
SMOKE EXHAUST FAN | N/A | FANTECH | APS256CA9/23 | NULL | NULL
SMOKE EXHAUST FAN | N/A | FANTECH | APS256CA9/23 | NULL | NULL
VARIABLE SPEED DRIVE | 391607A275 | DANFOSS | VLT HVAC BASIC DRIVE | NULL | NULL
VARIABLE SPEED DRIVE | 567407A295 | DANFOSS | VLT HVAC BASIC DRIVE | NULL | NULL
VARIABLE SPEED DRIVE | 835407A476 | DANFOSS | VLT HVAC BASIC DRIVE | NULL | NULL
VARIABLE SPEED DRIVE | 860007A258 | DANFOSS | VLT HVAC BASIC DRIVE131NO182 | NULL | NULL
VARIABLE SPEED DRIVE | 602807A196 | DANFOSS | VLT HVAC BASIC DRIVE | NULL | NULL
VARIABLE SPEED DRIVE | 881650159002 | SCHNEIDER | ATV650U40N4 | NULL | NULL
VARIABLE SPEED DRIVE | 4.0068e+17 | SCHNEIDER | ATV650U40N4 | NULL | NULL
VARIABLE SPEED DRIVE | 414407A275 | DANFOSS | VLT HVAC BASIC DRIVE | NULL | NULL
VARIABLE SPEED DRIVE | 413307A275 | DANFOSS | VLT HVAC BASIC DRIVE | NULL | NULL
VARIABLE SPEED DRIVE | 410907A275 | DANFOSS | VLT HVAC BASIC DRIVE | NULL | NULL
VARIABLE SPEED DRIVE | 381707A305 | DANFOSS | VLT HVAC BASIC DRIVE | NULL | NULL
HEAT PUMP SPLIT SYSTEM |  | MITSUBISHI | SRC35ZG-S | R410A | 1.2
VARIABLE SPEED DRIVE | 4.0068e+17 | SCHNEIDER | ATV650U40N4 | NULL | NULL
BMS | NA | SIEMENS | NA | NULL | NULL
HEAT PUMP SPLIT SYSTEM | 144512579RE | MITSUBISHI | SRC35ZJ-S | R410A | 1.05
SWITCHBOARD MECHANICAL | NULL | NULL | NULL | NULL | NULL
HEAT PUMP SPLIT SYSTEM | 477106468BE | MITSUBISHI | DXC24ZMA-S | R410A | 1.8
SWITCHBOARD MECHANICAL | NULL | NULL | NULL | NULL | NULL
AIR HANDLING UNIT | A0545505/5 | TRANE | CCHB31V7 | CHILLED WATER | 0
SWITCHBOARD MECHANICAL | NULL | NULL | NULL | NULL | NULL
VARIABLE SPEED DRIVE | 3065000385 | ABB | ACH55001038A-4+B055 | NULL | NULL
WALL MOUNTED SPLIT SYSTEM | 020722632RE | MITSUBISHI | SRK35ZJ-S | R410A | 1.2
WALL MOUNTED SPLIT SYSTEM | 318102824 RE | MITSUBISHI | DXK12ZJ-S | R410A | 1
VARIABLE SPEED DRIVE | 4.0067e+18 | SCHNEIDER | ATV650U40N4 | NULL | NULL
WALL MOUNTED SPLIT SYSTEM | 1235 | ACSON | XYZ | R407C | 2
VARIABLE SPEED DRIVE | 4.0068e+17 | SCHNEIDER | ATV650U40N4 | NULL | NULL
AIR FAN - OUTSIDE | 594845 | FANTECH | MMD564/5 | NULL | NULL
KITCHEN EXHAUST FAN | 605047 | FANTECH | CHD716 | NULL | NULL
AIR FAN - OUTSIDE | 572750 | FANTECH | PCD564DD | NULL | NULL
KITCHEN EXHAUST FAN | 572737 | FANTECH | CHD636 | NULL | NULL
SMOKE SPILL FAN | 572638:2 | FANTECH | RSS1006DA9F075 | NULL | NULL
KITCHEN EXHAUST FAN | 572737 | FANTECH | CHD636 | NULL | NULL
SMOKE SPILL FAN | 572638:1 | FANTECH | RSS1006DA9F075 | NULL | NULL
AIR FAN - OUTSIDE | 572750 | FANTECH | PCD564DD | NULL | NULL
VRF DUCTED SPLIT | A000365 | DAIKIN | REMQ10PY1 | R410A | 10.6
SMOKE SPILL FAN | 572638:3 | FANTECH | RSS1006DA9F075 | NULL | NULL
VARIABLE SPEED DRIVE | 4.0067e+17 | SCHNEIDER | ATV650U40N4 | NULL | NULL
AIR FAN - OUTSIDE | 575453:3 | FANTECH | PCD5O4DD | NULL | NULL
KITCHEN EXHAUST FAN | 564966 | FANTECH | CHD718 | NULL | NULL
SWITCHBOARD MECHANICAL |  | NULL |  | NULL | NULL
SWITCHBOARD MECHANICAL |  | NULL |  | NULL | NULL
SWITCHBOARD MECHANICAL |  | NULL |  | NULL | NULL
SWITCHBOARD MECHANICAL | NULL | NULL | NULL | NULL | NULL
AIR FAN - OUTSIDE | UNKNOWN | DUCTLINE | SIC355-4D | NULL | NULL
AIR FAN - OUTSIDE | N395471 | DUCTLINE | SIC355-4D | NULL | NULL
WATERFED REHEAT COIL |  | UNKNOWN |  | NULL | NULL
AIR FAN - EXHAUST | 01H94701 | S&P | TD-500 | NULL | NULL
UNDER CEILING SPLIT SYSTEM | 53A01134 | MITSUBISHI | PCFY-P100VKM-E | R410A | 0
DUCTED SPLIT SYSTEM | 42U00274 | MITSUBISHI | PUHZ-RP170YKA2 | R410A | 7.7
DUCTED SPLIT SYSTEM | 42U00272 | MITSUBISHI | PUHZ-RP170YKA2 | R410A | 7.7
WALL MOUNTED SPLIT SYSTEM | 0EY1PAKJ900070H | SAMSUNG | AR09KSFTAWQN | R410A | 0
SMOKE EXHAUST FAN | N/A | AIR DESIGN | APS1256GA6F055 | NULL | NULL
SMOKE EXHAUST FAN | 132759 | FANTECH | APS1256GA6F055 | NULL | NULL
VRV NON DUCTED SPLIT | A000263 | DAIKIN | REMQ8PY1 | R410A | 10.3
CASSETTE SPLIT SYSTEM | C004731 | DAIKIN | FXFQ80MVE | R410A | 0
CASSETTE SPLIT SYSTEM | C004748 | DAIKIN | FXFQ80MVE | R410A | 0
VRV DUCTED SPLIT |  | DAIKIN |  | NA | 0
VRV DUCTED SPLIT | NULL | DAIKIN | NULL | NA | 0
VRV DUCTED SPLIT |  | DAIKIN |  | NA | 0
VRV DUCTED SPLIT | NULL | DAIKIN | NULL | NA | 0
VRV DUCTED SPLIT | NULL | DAIKIN | NULL | NA | 0
VRV DUCTED SPLIT |  | DAIKIN |  | NA | 0
VRV DUCTED SPLIT |  | DAIKIN |  | NA | 0
VRV DUCTED SPLIT |  | DAIKIN |  | NA | 0
EXPANSION TANK (CLOSED LOOPS) | 51973-146 | DURAFLEX | DJ500 | NULL | NULL
BMS | NA | SIEMENS | NA | NULL | NULL
BMS | NA | SIEMENS | NA | NULL | NULL
BMS | NA | SIEMENS | NA | NULL | NULL
BMS | NA | SIEMENS | NA | NULL | NULL
BMS | NA | SIEMENS | NA | NULL | NULL
VARIABLE SPEED DRIVE | G1146.021 | ZENER | MSC-3R15 | NULL | NULL
BMS | NA | SIEMENS | NA | NULL | NULL
VARIABLE SPEED DRIVE | G1145.029 | ZENER | MSC-3R11 | NULL | NULL
BMS | NULL | SIEMENS | NA | NULL | NULL
BMS | NULL | SIEMENS | NA | NULL | NULL
BMS | NULL | SIEMENS | NA | NULL | NULL
BMS | NULL | SIEMENS | NA | NULL | NULL
BMS | NULL | SIEMENS | NA | NULL | NULL
VARIABLE SPEED DRIVE | 88172854025 | SCHNEIDER | ATV650U40N4 | NULL | NULL
VARIABLE SPEED DRIVE | 4.0067e+17 | SCHNEIDER | ATV650U40N4 | NULL | NULL
PACKAGED AIR CONDITIONING UNIT | 12775-01-03 | AIR CHANGE | ACL125RCRTP-EC-CR-SC | R407C | 24
VARIABLE SPEED DRIVE | 4.0067e+18 | SCHNEIDER | ATV650U40N4 | NULL | NULL
BMS | NULL | SIEMENS | NA | NULL | NULL
CASSETTE SPLIT SYSTEM | E003434 | DAIKIN | FXFQ125PVE8 | R410A | 0
CASSETTE SPLIT SYSTEM | C003385 | DAIKIN | FXFQ125PVE8 | R410A | 0
UNDER CEILING SPLIT SYSTEM | E000476 | DAIKIN | FHQ140DAVMA | R410A | 0
WALL MOUNTED SPLIT SYSTEM |  | DAIKIN |  | R410A | 0
AIR FAN - SUPPLY | TD500/150 | S&P | TD500 | NULL | NULL
PACKAGED AIR CONDITIONING UNIT | 12775-01-02 | AIR CHANGE | ACL125RCRTP-EC-CR-SC | R407C | 24
VARIABLE SPEED DRIVE | 4.0066e+17 | SCHNEIDER | ATV650U40N4 | NULL | NULL
AIR HANDLING UNIT | A0545504/5 | TRANE | CCHC31V7 | CHILLED WATER | 0
SWITCHBOARD MECHANICAL | NULL | NULL | NULL | NULL | NULL
VARIABLE SPEED DRIVE | 3065001266 | ABB | ACH550-01-038A-4+B055 | NULL | NULL
PACKAGED AIR CONDITIONING UNIT | 12775-01-01 | AIR CHANGE | ACL125RCRTP-EC-CR-SC | R407C | 24
VARIABLE SPEED DRIVE | 4.007e+17 | SCHNEIDER | ATV650U40N4 | NULL | NULL
CASSETTE SPLIT SYSTEM | C004727 | DAIKIN | FXFQ80MVE | R410A | 0
CASSETTE SPLIT SYSTEM | C004728 | DAIKIN | FXFQ80MVE | R410A | 0
CASSETTE SPLIT SYSTEM | 1816207 | DAIKIN | FXZQ40M8V1B | R410A | 0
CASSETTE SPLIT SYSTEM | 1719227 | DAIKIN | FXZQ25M8V1B | R410A | 0
CASSETTE SPLIT SYSTEM | 1719193 | DAIKIN | FXZQ25M8V1B | R410A | 0
CASSETTE SPLIT SYSTEM | A000506 | DAIKIN | RZQ71FV4A | R410A | 2.8
CASSETTE SPLIT SYSTEM | A000508 | DAIKIN | RZQ71FV4A | R410A | 2.8
CASSETTE SPLIT SYSTEM | A000507 | DAIKIN | RZQ71FV4A | R410A | 0
CASSETTE SPLIT SYSTEM | C000464 | DAIKIN | FCQ71DAV3B | R410A | 0
CASSETTE SPLIT SYSTEM | C000465 | DAIKIN | FCQ71DAV3B | R410A | 0
CASSETTE SPLIT SYSTEM | C000466 | DAIKIN | FCQ71DAV3B | R410A | 0
SMOKE SPILL FAN | 514680 | FANTECH | APS1004GA6/17 | NULL | NULL
SMOKE SPILL FAN | 514681 | FANTECH | APS1004GA6/17 | NULL | NULL
SMOKE SPILL FAN | 514684 | FANTECH | APS1004GA6/17 | NULL | NULL
VARIABLE SPEED DRIVE | 4.0069e+17 | SCHNEIDER | ATV650U55N4 | NULL | NULL
SMOKE SPILL FAN | 514682 | FANTECH | APS1004GA6/27 | NULL | NULL
VARIABLE SPEED DRIVE | 4.007e+17 | SCHNEIDER | ATV650U | NULL | NULL
CASSETTE SPLIT SYSTEM | E001077 | DAIKIN | RZQS100AV1 | R410A | 4
WALL MOUNTED SPLIT SYSTEM | 404T07802-000 | YORK | HIJA12FS-AAA | R22 | 0.9
WALL MOUNTED SPLIT SYSTEM | 404T07802-000 | YORK | HIJA12FS-AAA | R22 | 0.9
CASSETTE SPLIT SYSTEM | E000270 | DAIKIN | FCQ100KAVEA | R410A | 0
VARIABLE SPEED DRIVE | 4.007e+17 | SCHNEIDER | ATV650U | NULL | NULL
WALL MOUNTED SPLIT SYSTEM | 0410A08587 | YORK | HLKA12FS-AAA | R22 | 0
VARIABLE SPEED DRIVE | 683607S0762 | DANFOSS | VLT HVAC BASIC DRIVE | NULL | NULL
VARIABLE SPEED DRIVE | 682207A076 | DANFOSS | VLT HVAC BASIC DRIVE | NULL | NULL
WALL MOUNTED SPLIT SYSTEM | 0410A08675 | YORK | HLKA12FS-AAA | R22 | 0
VARIABLE SPEED DRIVE | 750707A397 | DANFOSS | VLT HVAC BASIC DRIVE | NULL | NULL
VARIABLE SPEED DRIVE | 507907A075 | DANFOSS | VLT HVAC BASIC DRIVE | NULL | NULL
VARIABLE SPEED DRIVE | 750707A397 | DANFOSS | VLT HVAC BASIC DRIVE | NULL | NULL
VARIABLE SPEED DRIVE | 624407A367 | DANFOSS | VLT HVAC BASIC DRIVE | NULL | NULL
VARIABLE SPEED DRIVE | 533007A496 | DANFOSS | VLT HVAC BASIC DRIVE | NULL | NULL
VARIABLE SPEED DRIVE | 564707A285 | DANFOSS | VLT HVAC BASIC DRIVE | NULL | NULL
VARIABLE SPEED DRIVE | 566807A295 | DANFOSS | VLT HVAC BASIC DRIVE | NULL | NULL
VARIABLE SPEED DRIVE | 485507A255 | DANFOSS | VLT HVAC BASIC DRIVE | NULL | NULL
VARIABLE SPEED DRIVE | 556107A236 | DANFOSS | VLT HVAC BASIC DRIVE | NULL | NULL
AIR FAN - OUTSIDE | 222884 1 | FANTECH | PCD458ER | NULL | NULL
SWITCHBOARD MECHANICAL | NULL | UNKNOWN | NULL | NULL | NULL
CONDENSER WATER PUMP | NULL | GRUNFOSS | MMG132M | NULL | NULL
SMOKE EXHAUST FAN | N/A | AIR DESIGN | APS1256GA6F055 | NULL | NULL
VARIABLE SPEED DRIVE | 431907A86 | DANFOSS | VLT HVAC BASIC DRIVE | NULL | NULL
VARIABLE SPEED DRIVE | 489107A265 | DANFOSS | VLT HVAC BASIC DRIVE | NULL | NULL
VARIABLE SPEED DRIVE | 750407A397 | DANFOSS | VLT HVAC BASIC DRIVE | NULL | NULL
AIR HANDLING UNIT | CHE-AHU-15091973 | COOLING & HEATING | CH 558.5 | CHILLED WATER | 1
VARIABLE SPEED DRIVE | 474507A046 | DANFOSS | VLT HVAC BASIC DRIVE | NULL | NULL
AIR HANDLING UNIT | CHE-AHU-15091965 | COOLING & HEATING | CH 578 | CHILLED WATER | 1
VARIABLE SPEED DRIVE | 487807A018 | DANFOSS | VLT HVAC BASIC DRIVE | NULL | NULL
AIR CIRCUIT BREAKER |  | MERLIN GERIN |  | NULL | NULL
AIR CIRCUIT BREAKER |  | MERLIN GERIN |  | NULL | NULL
AIR CIRCUIT BREAKER |  | MERLIN GERIN |  | NULL | NULL
AIR CIRCUIT BREAKER |  | MERLIN GERIN |  | NULL | NULL
AIR CIRCUIT BREAKER |  | MERLIN GERIN |  | NULL | NULL
AIR CIRCUIT BREAKER |  | MERLIN GERIN |  | NULL | NULL
AIR CIRCUIT BREAKER |  | MERLIN GERIN |  | NULL | NULL
AIR CIRCUIT BREAKER |  | MERLIN GERIN |  | NULL | NULL
AIR CIRCUIT BREAKER |  | MERLIN GERIN |  | NULL | NULL
AIR CIRCUIT BREAKER |  | MERLIN GERIN |  | NULL | NULL
AIR CIRCUIT BREAKER |  | MERLIN GERIN |  | NULL | NULL
AIR CIRCUIT BREAKER |  | MERLIN GERIN |  | NULL | NULL
AIR CIRCUIT BREAKER |  | MERLIN GERIN |  | NULL | NULL
DISPLAY CABINET AMBIENT | NULL | FPG | NULL | NA | 0
DISPLAY CABINET REFRIGERATED | NULL | FPG | NULL | R134A | 0.35
DISPLAY CABINET HEATED | 12205 | FPG | IL-7EL-4H08-A006 | NULL | NULL
DISPLAY CABINET REFRIGERATED | 713818 | KOXKA | TE-KAC1190001 | R404A | 1.25
ISLAND CASE FREEZER | 11ET49661 | IARP | VTJ250/E | R404A | 0.3
DISPLAY CABINET REFRIGERATED | U170914126 | SKOPE | UB84ANF | R134A | 0.38
COOL ROOM | NULL | KIRBY | KMTO38W | R404A | 0
SWITCHBOARD LIGHT/POWER |  | NHP | CONCEPT | NULL | NULL
DOMESTIC HW UNIT (ELECTRIC) | NA | STIEBEL | UNDER SINK UNIT | NULL | NULL
VARIABLE SPEED DRIVE | 043415G450 | DANFOSS | 131B5664 | NULL | NULL
VARIABLE SPEED DRIVE | 132410G360 | DANFOSS | 131B5662 | NULL | NULL
VARIABLE SPEED DRIVE | 132710G360 | DANFOSS | 131B5662 | NULL | NULL
VARIABLE SPEED DRIVE | 4.0069e+18 | SCHNEIDER | ATV650U | NULL | NULL
VARIABLE SPEED DRIVE | 4.0067e+17 | SCHNEIDER | ATV650U | NULL | NULL
VARIABLE SPEED DRIVE | 4.0069e+17 | SCHNEIDER | ATV650U | NULL | NULL
VARIABLE SPEED DRIVE | 4.0066e+17 | SCHNEIDER | ATV650U | NULL | NULL
VARIABLE SPEED DRIVE | 4.0069e+17 | SCHNEIDER | ATV650U | NULL | NULL
VARIABLE SPEED DRIVE | 4.0069e+17 | SCHNEIDER | ATV650U | NULL | NULL
KITCHEN EXHAUST FAN | 632642:1 | FANTECH | CHD634 | NULL | NULL
VARIABLE SPEED DRIVE | 40066008873449302B | SCHNEIDER | ATV650U | NULL | NULL
VARIABLE SPEED DRIVE | 4006900884600010 | SCHNEIDER | ATV650U | NULL | NULL
VARIABLE SPEED DRIVE | 4.0066e+17 | SCHNEIDER | ATV650U | NULL | NULL
VARIABLE SPEED DRIVE | 3161405887 | ABB | TBA | NULL | NULL
WALL MOUNTED SPLIT SYSTEM | E0358628 | FUJITSU | ASTA12LCC | R410A | 1.2
BOILER - GAS CONDENSING | 2587112017 | MERIDIAN | M150 | NULL | NULL
BOILER - GAS CONDENSING | 2590112017 | MERIDIAN | M150 | NULL | NULL
BOILER - GAS CONDENSING | 2585112017 | MERIDIAN | M150 | NULL | NULL
BOILER - GAS CONDENSING | 2589112017 | MERIDIAN | M150 | NULL | NULL
BOILER - GAS CONDENSING | 2584112017 | MERIDIAN | M150 | NULL | NULL
BOILER - GAS CONDENSING | 2586112017 | MERIDIAN | M150 | NULL | NULL
DIGITAL CONTROLS | 801452 | AUTOHEAT | SEQCON2OUT | NULL | NULL
0 - NOT SET | N/A | AUTOHEAT | DCN600 | NULL | NULL
0 - NOT SET | N/A | AUTOHEAT | DCN600 | NULL | NULL
VARIABLE SPEED DRIVE | 148826G341 | DANFOSS | 131B5663 | NULL | NULL
WALL MOUNTED SPLIT SYSTEM | E063899 | FUJITSU | ASTAO9LCC | R410A | 1.2
PACKAGED AIR CONDITIONING UNIT | 111338 | TEMPERZONE | OPA242RKTBHP | R410A | 3.3
VARIABLE SPEED DRIVE | WORN LABEL | DANFOSS | 3131N0150 | NULL | NULL
AIR FAN - EXHAUST | 6234601 | FANTECH | ASP1004CA6F075 | NULL | NULL
HEAT PUMP SPLIT SYSTEM | 146500412RE | MITSUBISHI | DXC09Z3-S | R410A | 1.5
PACKAGED AIR CONDITIONING UNIT | 288999_1/1 | LENNOX | FAH230DNM1M | R404A | 40
VARIABLE SPEED DRIVE | G1123002 | ZENER | MSC-3R109 | NULL | NULL
WALL MOUNTED SPLIT SYSTEM | E058628 | FUJITSU | ASTA12LCC | R410A | 1
VARIABLE SPEED DRIVE | 053711G166 | DANFOSS | 131B6664 | NULL | NULL
WALL MOUNTED SPLIT SYSTEM | NULL | FUJITSU | ASTAO9LCC | R410A | 1.2
VARIABLE SPEED DRIVE | G1139032 | DANFOSS | MSC-3R40 | NULL | NULL
VARIABLE SPEED DRIVE | 017025G087 | DANFOSS | 131N0200 | NULL | NULL
VARIABLE SPEED DRIVE | G1134051 | ZENER | MSC-3R109 | NULL | NULL
CHILLER - CENTRIFUGAL | STNU040500203 | MCQUAY | WSC126-BAAAM | R134A | 841
VARIABLE SPEED DRIVE | G1134046 | ZENER | MSC-3R109 | NULL | NULL
VARIABLE SPEED DRIVE | G1132004 | ZENER | MSC-3R82 | NULL | NULL
VARIABLE SPEED DRIVE | G1132005 | ZENER | MSC-3R82 | NULL | NULL
WALL MOUNTED SPLIT SYSTEM | E095167 | DAIKIN | FTXS25LVMA | R410A | 0
VARIABLE SPEED DRIVE | G1128034 | ZENER | MSC-3R11 | NULL | NULL
UPRIGHT SINGLE DOOR FREEZER | B071010106 | SKOPE | BC074-IF00S-E | R404A | 0.37
VARIABLE SPEED DRIVE | G1128038 | ZENER | MSC-3R11 | NULL | NULL
WALL MOUNTED SPLIT SYSTEM | E063158 | FUJITSU | ASTAO9LCC | R410A | 1
WALL MOUNTED SPLIT SYSTEM | E093776 | DAIKIN | RXS25LVMA | R410A | 0.8
WALL MOUNTED SPLIT SYSTEM | E064015 | FUJITSU | ASTAO9LCC | R410A | 1
CASSETTE SPLIT SYSTEM | B14001905PK | MITSUBISHI | FDT140B | R410A | 0
CASSETTE SPLIT SYSTEM | B14001906PK | MITSUBISHI | FDT140V | R410A | 0
CHILLER - CENTRIFUGAL | STNU040500221 | MCQUAY | WSC126-BAAAM | R134A | 841
WALL MOUNTED SPLIT SYSTEM | E064046 | DAIKIN | FTXS35LVMA | R410A | 1
CASSETTE SPLIT SYSTEM | 20534407-00719 | ACSON | A5CK50AR-AAOBA-R | R410A | 0
CASSETTE SPLIT SYSTEM | 20535307-00869 | ACSON | A5CK50AR-AAOBA-R | R410A | 0
WALL MOUNTED SPLIT SYSTEM | 820404501RE | MITSUBISHI | SRK50ZHX-S | R410A | 0
VARIABLE SPEED DRIVE | 3144805892 | ABB | ACH550 | NULL | NULL
VARIABLE SPEED DRIVE | 3144805892 | ABB | ACH550 | NULL | NULL
FAN COIL UNIT - DUCTED | 0 | TEMPERZONE | IMDL 60 | CHILLED WATER | 0
WALL MOUNTED SPLIT SYSTEM | 914100429 | MITSUBISHI | SRK35ZGA-S | R410A | 0
AUTO TRANSFER SWITCH | NULL | MERLIN GERIN | NULL | NULL | NULL
AUTO TRANSFER SWITCH | NULL | MERLIN GERIN | NULL | NULL | NULL
AUTO TRANSFER SWITCH | NULL | MERLIN GERIN | NULL | NULL | NULL
AUTO TRANSFER SWITCH | NULL | MERLIN GERIN | NULL | NULL | NULL
AUTO TRANSFER SWITCH | NULL | MERLIN GERIN | NULL | NULL | NULL
AUTO TRANSFER SWITCH | NULL | MERLIN GERIN | NULL | NULL | NULL
AUTO TRANSFER SWITCH | NULL | MERLIN GERIN | NULL | NULL | NULL
AUTO TRANSFER SWITCH | NULL | MERLIN GERIN | NULL | NULL | NULL
AUTO TRANSFER SWITCH | NULL | MERLIN GERIN | NULL | NULL | NULL
AUTO TRANSFER SWITCH | NULL | MERLIN GERIN | NULL | NULL | NULL
AUTO TRANSFER SWITCH | NULL | MERLIN GERIN | NULL | NULL | NULL
AUTO TRANSFER SWITCH | NULL | MERLIN GERIN | NULL | NULL | NULL
AUTO TRANSFER SWITCH | NULL | MERLIN GERIN | NULL | NULL | NULL
AUTO TRANSFER SWITCH | NULL | MERLIN GERIN | NULL | NULL | NULL
AUTO TRANSFER SWITCH | NULL | MERLIN GERIN | NULL | NULL | NULL
AUTO TRANSFER SWITCH | NULL | MERLIN GERIN | NULL | NULL | NULL
AUTO TRANSFER SWITCH | NULL | MERLIN GERIN | NULL | NULL | NULL
AUTO TRANSFER SWITCH | NULL | MERLIN GERIN | NULL | NULL | NULL
AUTO TRANSFER SWITCH | NULL | MERLIN GERIN | NULL | NULL | NULL
AUTO TRANSFER SWITCH | NULL | MERLIN GERIN | NULL | NULL | NULL
SWITCHBOARD MECHANICAL |  | UNKNOWN |  | NULL | NULL
ELECTRIC DUCT HEATER | 900901 | NULL | EDH | NULL | NULL
AIR FAN - EXHAUST | UNKNOWN | UNKNOWN | UNKNOWN | NULL | NULL
WALL MOUNTED SPLIT SYSTEM | 935800386 | MITSUBISHI | SRC50ZHX-S | R410A | 0.4
AUTO TRANSFER SWITCH | NULL | MERLIN GERIN | NULL | NULL | NULL
CASSETTE SPLIT SYSTEM | K14100562AF | MITSUBISHI | FDC140VN | R410A | 0.3
AUTO TRANSFER SWITCH | NULL | MERLIN GERIN | NULL | NULL | NULL
CASSETTE SPLIT SYSTEM | K14100577AF | MITSUBISHI | FDC140VN | R410A | 0
AUTO TRANSFER SWITCH | NULL | MERLIN GERIN | NULL | NULL | NULL
AUTO TRANSFER SWITCH | NULL | MERLIN GERIN | NULL | NULL | NULL
PACKAGED AIR CONDITIONING UNIT | 20484704 00001 | MCQUAY | M4RT420ARFXAC | R407C | 40
PACKAGED AIR CONDITIONING UNIT | N/A | MC QUAY | N/A | NA | 1
CASSETTE SPLIT SYSTEM |  | ACSON | ASC50 | R410A | 2
CASSETTE SPLIT SYSTEM |  | ACSON |  | R410A | 1.8
PACKAGED AIR CONDITIONING UNIT | 20483994-00021 | MC QUAY | MRT120AR-FXAH | R22 | 6
PACKAGED AIR CONDITIONING UNIT | 109933 | TEMPERZONE | OPA705RKTB01 | R410A | 40
AUTO TRANSFER SWITCH | NULL | MERLIN GERIN | NULL | NULL | NULL
AUTO TRANSFER SWITCH | NULL | MERLIN GERIN | NULL | NULL | NULL
WALL MOUNTED SPLIT SYSTEM | 837407339RE | MITSUBISHI | SRC50ZHX-S | R410A | 0
AUTO TRANSFER SWITCH |  | MERLIN GERIN |  | NULL | NULL
WALL MOUNTED SPLIT SYSTEM | 933800550 | MITSUBISHI | SRC35ZG-S | R410A | 0.8
PACKAGED AIR CONDITIONING UNIT | ?????????? | MC QUAY | MRT200AR-FXAF | R22 | 6
AUTO TRANSFER SWITCH |  | MERLIN GERIN |  | NULL | NULL
AUTO TRANSFER SWITCH | NULL | MERLIN GERIN | NULL | NULL | NULL
AUTO TRANSFER SWITCH | NULL | MERLIN GERIN | NULL | NULL | NULL
WALL MOUNTED SPLIT SYSTEM | NO ACCESS TO UNIT | MITSUBISHI | NO ACCESS TO UNIT | R410A | 0
FIRE DOOR-SINGLE |  | SPENCE DOORS | NULL | NULL | NULL
FIRE DOOR-SINGLE |  | SPENCE DOORS | NULL | NULL | NULL
AUTO TRANSFER SWITCH | NULL | MERLIN GERIN | NULL | NULL | NULL
AUTO TRANSFER SWITCH | NULL | MERLIN GERIN | NULL | NULL | NULL
AUTO TRANSFER SWITCH | NULL | MERLIN GERIN | NULL | NULL | NULL
AUTO TRANSFER SWITCH | NULL | MERLIN GERIN | NULL | NULL | NULL
FIRE DOOR-SINGLE |  | SPENCE DOORS | NULL | NULL | NULL
AUTO TRANSFER SWITCH | NULL | MERLIN GERIN | NULL | NULL | NULL
AUTO TRANSFER SWITCH | NULL | MERLIN GERIN | NULL | NULL | NULL
FIRE DOOR-SINGLE |  | SPENCE DOORS | NULL | NULL | NULL
PACKAGED AIR CONDITIONING UNIT | 101960 | TEMPERZONE | OPA550RKTBH | R410A | 24
FIRE DOOR-SINGLE |  | SPENCE DOORS | NULL | NULL | NULL
FIRE DOOR-SINGLE |  | SPENCE DOORS | NULL | NULL | NULL
AUTO TRANSFER SWITCH | NULL | MERLIN GERIN | NULL | NULL | NULL
FIRE DOOR-SINGLE |  | SPENCE DOORS | NULL | NULL | NULL
FIRE DOOR-SINGLE |  | SPENCE DOORS | NULL | NULL | NULL
AUTO TRANSFER SWITCH | NULL | MERLIN GERIN | NULL | NULL | NULL
FIRE HYDRANT | NULL | STORZ | NULL | NULL | NULL
AUTO TRANSFER SWITCH | NULL | MERLIN GERIN | NULL | NULL | NULL
CONDENSER UNIT | 400620-8 | LOVELOCK LUKE | ACRN-LHH | R404A | 0
AUTO TRANSFER SWITCH | NULL | MERLIN GERIN | NULL | NULL | NULL
CONDENSER UNIT |  | COPELAND |  | R22 | 0
FIRE EXTINGUISHER-POW (ABE/BE) | NULL | FLAME GUARD | NULL | NULL | 0
FIRE EXTINGUISHER-POW (ABE/BE) |  | FLAME GUARD |  | NULL | NULL
CONDENSER UNIT |  | LOVELOCK LUKE | CA22-500-3 | R22 | 0
KITCHEN EXHAUST FAN | NULL | NULL | NULL | NULL | NULL
PACKAGED AIR CONDITIONING UNIT | 110595 | TEMPERZONE | OPA855RKTB01 | R410A | 22
AIR FAN - EXHAUST | 62349 | FANTECH | APSO804CA6F022 | NULL | NULL
VARIABLE SPEED DRIVE | 642207A037 | DANFOSS | 131ND182 | NULL | NULL
PACKAGED AIR CONDITIONING UNIT | 109234 | TEMPERZONE | OPA550RKTGH | R404A | 20
VARIABLE SPEED DRIVE | G1144.061 | ZENER | MSC-3R23 | NULL | NULL
VARIABLE SPEED DRIVE | G1146.026 | ZENER | MSC-3R23 | NULL | NULL
SWITCHBOARD LIGHT/POWER |  | CHADWICK ELECTRICAL |  | NULL | NULL
VARIABLE SPEED DRIVE | G1145070 | ZENER | MSC-3R23 | NULL | NULL
SWITCHBOARD LIGHT/POWER |  | CHADWICK ELECTRICAL |  | NULL | NULL
SWITCHBOARD LIGHT/POWER |  | CHADWICK ELECTRICAL |  | NULL | NULL
GAS METER | . | NULL | PTB99 | NULL | NULL
VARIABLE SPEED DRIVE | 503307A246 | DANFOSS | 131NO179 | NULL | NULL
SWITCHBOARD MECHANICAL | N/A | R.G.LADD | N/A | NULL | NULL
SWITCHBOARD MECHANICAL | N/A | R.G.LADD | N/A | NULL | NULL
AIR FAN - RETURN | N/A | TECO | N/A | NULL | NULL
COOL ROOM | NA | NULL | FH2480Z | R404A | 0
VARIABLE SPEED DRIVE | 4.007e+17 | SCHNEIDER | ATV650U | NULL | NULL
FILTERS | 9585V | NULL | S.P.KINNEY FILTER AP | NULL | NULL
FILTERS | 9586V | NULL | S.P.KINNEY FILTER AP | NULL | NULL
SWITCHBOARD MECHANICAL |  | CHADWICK ELECTRICAL |  | NULL | NULL
VARIABLE SPEED DRIVE | 4.007e+17 | SCHNEIDER | ATV650U | NULL | NULL
SWITCHBOARD LIGHT/POWER | NULL | CHADWICK ELECTRICAL | NULL | NULL | NULL
WATER PUMP | V1010090002-0098 | NULL | JV 5-6 | NULL | NULL
WATER PUMP | V1010090002-0097 | NULL | JV 5-6 | NULL | NULL
WALL MOUNTED SPLIT SYSTEM | 20804647 | MITSUBISHI | SRK50ZJS | R410A | 1.2
FREEZER ROOM |  | ACTROL | NO LABEL | R404A | 4.6
FREEZER ROOM | NULL | ACTROL | NULL | R404A | 4.6
HEAT PUMP SPLIT SYSTEM | 67540393BE | MITSUBISHI | SRC71ZMAS | R410A | 1.8
WALL MOUNTED SPLIT SYSTEM | 532211145BE | MITSUBISHI | SRK71ZMA-S | R410A | 1.8
SWITCHBOARD MECHANICAL | N/A | NULL | N/A | NULL | NULL
AIR FAN - EXHAUST | N/A | FANTECH | APS1254CA6F150 | NULL | NULL
SOLENOID - INLET VALVE |  | NULL | RMC 40 | NULL | NULL
AIR FAN - OUTSIDE |  | S&P |  | NULL | NULL
VRF DUCTED SPLIT | 61W04880 | MITSUBISHI | PEFY P40VMH E | R410A | 0
AIR FAN - OUTSIDE |  | S&P | TD-500 | NULL | NULL
AIR FAN - EXHAUST | NULL | FANTECH | RP356 | NULL | NULL
AIR FAN - EXHAUST | NULL | FANTECH | RP356 | NULL | NULL
SWITCHBOARD MECHANICAL | NULL | NULL | NA | NULL | NULL
VARIABLE SPEED DRIVE | 4947447001 | EMERSON | BA2402-E12/E54 | NULL | NULL
AIR FAN - EXHAUST |  | S&P |  | NULL | NULL
VARIABLE SPEED DRIVE | 014525G366 | DANFOSS | 131N0204 | NULL | NULL
VRF DUCTED SPLIT | 62W12529 | MITSUBISHI | CMB-P108V-GA1 | R410A | 0
AIR FAN - RETURN | 2067630001 | TECO | AEHB-UCC20 | NULL | NULL
AIR FAN - EXHAUST | N/A | FANTECH | APS1004CA9F110 | NULL | NULL
STAIRWELL PRESSURISATION FAN | N/A | FANTECH | APO804CA12BU30 | NULL | NULL
STAIRWELL PRESSURISATION FAN | N/A | FANTECH | APO804CA12BU30 | NULL | NULL
AIR FAN - RETURN | NOT LISTED | FANTECH | AP0804GA6B022 | NULL | NULL
AIR HANDLING UNIT | 7082 | NULL | N/A | CHILLED WATER | 0
AIR FAN - RETURN | 30686240010 | TECO | AEHB-UCC20 | NULL | NULL
AIR HANDLING UNIT | 7082 | NULL | AHU1.8 | CHILLED WATER | 0
AIR FAN - RETURN | N/A | TECO | N/A | NULL | NULL
AIR FAN - RETURN | N/A | TECO | N/A | NULL | NULL
AIR FAN - OUTSIDE | 5145512900 | FANTECH | VM-315L | NULL | NULL
AIR FAN - OUTSIDE | NULL | FANTECH | NULL | NULL | NULL
KITCHEN EXHAUST FAN | NULL | S&P | NULL | NULL | NULL
AIR FAN - RETURN | N/A | NULL | N/A | NULL | NULL
BOILING/CHILLED WATER UNIT | 2015072975084 | ZIP HYDROTAP | BC 160-125 | NULL | NULL
BOILING/CHILLED WATER UNIT | G0361 W475 | BILLI QUADRA | COMPACT | NULL | NULL
FIRE DAMPER |  | BLENDAIR |  | NULL | NULL
VARIABLE SPEED DRIVE | BA2401 | EMERSON | 131N0204 | NULL | NULL
AIR FAN - EXHAUST | 0 | S&P | TD 500 | NULL | NULL
KITCHEN EXHAUST FAN | NULL | S&P | NULL | NULL | NULL
FAN COIL UNIT - DUCTED | 0 | TEMPERZONE | TEMPERZONE | CHILLED WATER | 0
AIR COOLED SPLIT SYSTEM | 6 | AAC LUKE | 6 | R22 | 5
GAS METER | 69205651/2009 | NULL | QA400 150 ZI | NULL | NULL
GAS METER | 692000061/2008 | NULL | QA16 25 GI | NULL | NULL
GAS METER | 3400009161/C/2008 | NULL | MZ 50 | NULL | NULL
WALL MOUNTED SPLIT SYSTEM |  | HAIER |  | R410A | 1.3
AIR FAN - EXHAUST | NOT ON LABEL | FANTECH | WCD456E | NULL | NULL
VARIABLE SPEED DRIVE | 486907A016 | DANFOSS | VLT HVAC BASIC DRIVE | NULL | NULL
VARIABLE SPEED DRIVE | 504707A096 | DANFOSS | VLT HVAC BASIC DRIVE | NULL | NULL
VARIABLE SPEED DRIVE | 478007A406 | DANFOSS | VLT HVAC BASIC DRIVE | NULL | NULL
VARIABLE SPEED DRIVE | 675207A367 | DANFOSS | VLT HVAC BASIC DRIVE | NULL | NULL
VARIABLE SPEED DRIVE | 478207A046 | DANFOSS | VLT HVAC BASIC DRIVE | NULL | NULL
SWITCHBOARD MECHANICAL | NULL | OTHER | NULL | NULL | NULL
SWITCHBOARD MECHANICAL | NULL | OTHER | NULL | NULL | NULL
SWITCHBOARD DISTRIBUTION | NULL | GORDON BROTHERS | NULL | NULL | NULL
SWITCHBOARD DISTRIBUTION | NULL | GORDON BROTHERS | NULL | NULL | NULL
AIR FAN - OUTSIDE | 590269 | FANTECH | CHD564 | NULL | NULL
SMOKE EXHAUST FAN | 590866:3 | FANTECH | RSS1006DA9F075 | NULL | NULL
AIR FAN - OUTSIDE | 590864:3 | FANTECH | AP8084GP6/17 | NULL | NULL
KITCHEN EXHAUST FAN | 569748 | FANTECH | CHD636 | NULL | NULL
KITCHEN EXHAUST FAN | 572864 | FANTECH | CHD564 | NULL | NULL
AIR FAN - OUTSIDE | 573761 | FANTECH | PCD564DD | NULL | NULL
SMOKE EXHAUST FAN | 590866:2 | FANTECH | RSS1006DA95075 | NULL | NULL
AIR FAN - SUPPLY | 602141 | FANTECH | PCD504DD | NULL | NULL
AIR FAN - OUTSIDE | 590864:2 | FANTECH | AP0804GP6/17 | NULL | NULL
EXHAUST FAN CANOPY | 624823:2 | FANTECH | CE406D | NULL | NULL
KITCHEN EXHAUST FAN | 584490 | FANTECH | CHD564 | NULL | NULL
KITCHEN EXHAUST FAN | 591190 | FANTECH | CHD564 | NULL | NULL
KITCHEN EXHAUST FAN | 590890 | FANTECH | CHD564 | NULL | NULL
AIR FAN - OUTSIDE | 590864:1 | FANTECH | AP0804GP6/17 | NULL | NULL
VARIABLE SPEED DRIVE | 682707A076 | DANFOSS | VLT HVAC BASIC DRIVE | NULL | NULL
VARIABLE SPEED DRIVE | 568207A167 | DANFOSS | VLT HVAC BASIC DRIVE | NULL | NULL
KITCHEN EXHAUST FAN | 588055 | FANTECH | CHD636 | NULL | NULL
KITCHEN EXHAUST FAN | 590055 | FANTECH | CHD636 | NULL | NULL
TOILET EXHAUST FAN | 593981 | FANTECH | RDE0634GP6/17 | NULL | NULL
SMOKE EXHAUST FAN | 593980:1 | FANTECH | SS100BA14F110 | NULL | NULL
VARIABLE SPEED DRIVE | 334407A256 | DANFOSS | 131N0194 | NULL | NULL
AUTO TRANSFER SWITCH | NULL | MERLIN GERIN | NULL | NULL | NULL
AUTO TRANSFER SWITCH | NULL | MERLIN GERIN | NULL | NULL | NULL
SMOKE EXHAUST FAN | 593980:2 | FANTECH | SS100BA14F110 | NULL | NULL
BOILING/CHILLED WATER UNIT | 2018030702084 | ZIP HYDROTAP | G4BC | NULL | NULL
AIR HANDLING UNIT | CHE-AHU-15091964 | COOLING & HEATING | 536 | CHILLED WATER | 1
AUTO TRANSFER SWITCH | NULL | MERLIN GERIN | NULL | NULL | NULL
AUTO TRANSFER SWITCH | NULL | MERLIN GERIN | NULL | NULL | NULL
VARIABLE SPEED DRIVE | G1147012 | ZENER | MSC-3R11 | NULL | NULL
WALL MOUNTED SPLIT SYSTEM |  | HAIER |  | R410A | 3
AIR HANDLING UNIT | CHE-AHU-15091960 | COOLING & HEATING | CH-556 | CHILLED WATER | 0
WALL MOUNTED SPLIT SYSTEM |  | HAIER |  | R410A | 3
WALL MOUNTED SPLIT SYSTEM |  | HAIER |  | R410A | 3
WALL MOUNTED SPLIT SYSTEM |  | HAIER |  | R410A | 3
WALL MOUNTED SPLIT SYSTEM |  | HAIER |  | R410A | 1.6
WALL MOUNTED SPLIT SYSTEM |  | HAIER |  | R410A | 3
WALL MOUNTED SPLIT SYSTEM |  | HAIER |  | R410A | 3
WALL MOUNTED SPLIT SYSTEM |  | HAIER |  | R410A | 3
WALL MOUNTED SPLIT SYSTEM |  | HAIER |  | R410A | 3
SWITCHBOARD DISTRIBUTION | NULL | LOHMEIER | NULL | NULL | NULL
WALL MOUNTED SPLIT SYSTEM | E147852 | FUJITSU | ASTG12KMCA | R32 | 1
MULTI HEAD NON DUCTED SPLIT | NULL | HAIER | NULL | R410A | 2
MULTI HEAD NON DUCTED SPLIT | NULL | HAIER | NULL | R410A | 0
SOLAR PANEL (ELECTRICAL) | NULL | NULL | NULL | NULL | NULL
INVERTER | 2130089316 | SUNNY BOY | SB 4000TL-21 | NULL | NULL
VRV DUCTED SPLIT | 7067798 | DAIKIN | FXDYQ100MAV1 | R410A | 0
DOSING POT (CLOSED LOOPS) | NULL | SAS | NULL | NULL | NULL
FAN COIL UNIT - DUCTED | NOT LISTED ON EXTERIOR | TEMPERZONE | IMD95 4/1 Y | CHILLED WATER | 0
FAN COIL UNIT - DUCTED | LABEL PAINTED OVER | TEMPERZONE | LABELS POSSIBLY UNDER INS INSULATION | CHILLED & HEATING WATER | 0
HEATING HOT WATER PUMP | 26C2018A03 | SOUTHERN CROSS | MFA42J-F | NULL | NULL
FAN COIL UNIT - DUCTED | 107816 | TEMPERZONE | IMD 135-Y-4/1 | NA | 0
FUME HOOD | NA | NULL | MELBOURNE CANOPIES | NULL | NULL
FUME HOOD | NA | NULL | MELBOURNE CANOPIES | NULL | NULL
FAN COIL UNIT - DUCTED | 0 | TEMPERZONE | 0 | CHILLED WATER | 0
POWER METER | NULL | MERLIN GERIN | PM710 | NULL | NULL
SWITCHBOARD DISTRIBUTION | NULL | MERLIN GERIN | NULL | NULL | NULL
SWITCHBOARD DISTRIBUTION | NULL | MERLIN GERIN | NULL | NULL | NULL
POWER METER | NA | MERLIN GERIN | PM710 | NULL | NULL
POWER METER | NA | MERLIN GERIN | PM710 | NULL | NULL
POWER METER | NA | MERLIN GERIN | PM710 | NULL | NULL
POWER METER | NA | MERLIN GERIN | PM710 | NULL | NULL
LIGHTING CONTROLS | 0 | DALI | DALI CONTROL | NULL | NULL
LIGHTING CONTROLS | 0 | DALI | DALI CONTROL | NULL | NULL
LIGHTING CONTROLS | 0 | DALI | DALI CONTROL | NULL | NULL
LIGHTING CONTROLS | 0 | DALI | DALI CONTROL | NULL | NULL
LIGHTING CONTROLS | 0 | DALI | DALI CONTROL | NULL | NULL
LIGHTING CONTROLS | 0 | DALI | DALI CONTROL | NULL | NULL
LIGHTING CONTROLS | 0 | DALI | DALI CONTROL | NULL | NULL
LIGHTING CONTROLS | 0 | DALI | DALI CONTROL | NULL | NULL
LIGHTING CONTROLS | 0 | DALI | DALI CONTROL | NULL | NULL
LIGHTING CONTROLS | 0 | DALI | DALI CONTROL | NULL | NULL
LIGHTING CONTROLS | 0 | DALI | DALI CONTROL | NULL | NULL
LIGHTING CONTROLS | 0 | DALI | DALI CONTROL | NULL | NULL
LIGHTING CONTROLS | 0 | DALI | DALI CONTROL | NULL | NULL
LIGHTING CONTROLS | 0 | DALI | DALI CONTROL | NULL | NULL
LIGHTING CONTROLS | NULL | DALI | DALI CONTROL | NULL | NULL
LIGHTING CONTROLS | 0 | DALI | DALI CONTROL | NULL | NULL
LIGHTING CONTROLS | 0 | DALI | DALI CONTROL | NULL | NULL
LIGHTING CONTROLS | 0 | DALI | DALI CONTROL | NULL | NULL
LIGHTING CONTROLS | 0 | DALI | DALI CONTROL | NULL | NULL
LIGHTING CONTROLS | NULL | DALI | DALI CONTROL | NULL | NULL
LIGHTING CONTROLS | NULL | DALI | DALI CONTROL | NULL | NULL
LIGHTING CONTROLS | 0 | DALI | DALI CONTROL | NULL | NULL
LIGHTING CONTROLS | 0 | DALI | DALI CONTROL | NULL | NULL
LIGHTING CONTROLS | 0 | DALI | DALI CONTROL | NULL | NULL
LIGHTING CONTROLS | 0 | DALI | DALI CONTROL | NULL | NULL
LIGHTING CONTROLS | 0 | DALI | DALI CONTROL | NULL | NULL
LIGHTING CONTROLS | 0 | DALI | DALI CONTROL | NULL | NULL
LIGHTING CONTROLS | 0 | DALI | DALI CONTROL | NULL | NULL
FAN COIL UNIT - DUCTED | CHE FCU 15101937 | COOLING & HEATING | DS19 | CHILLED WATER | 0
FAN COIL UNIT - DUCTED | CHE FCU 15101939 | COOLING & HEATING | DS19 | CHILLED WATER | 0
FAN COIL UNIT - DUCTED | CHE FCU 15101938 | COOLING & HEATING | DS19 | CHILLED WATER | 0
FIRE DAMPER |  | UNKNOWN |  | NULL | NULL
FAN COIL UNIT - DUCTED | NA | TEMPERZONE | IMD 95 4/1 | NA | 0
DOMESTIC HOT WATER PUMP | 95906439 | GRUNDFOS | UPS 25-80 N 180 | NULL | NULL
DOMESTIC HOT WATER PUMP | 95906439 | GRUNDFOS | UPS 25-80 N 180 | NULL | NULL
DOMESTIC HOT WATER PUMP | NULL | GRUNDFOS | A 96806842-P1-1146 | NULL | NULL
DOMESTIC HOT WATER PUMP | NULL | GRUNDFOS | A96806842-P1-1146 | NULL | NULL
DOMESTIC WATER & FLUSHER TANKS | NULL | RINNAI | NULL | NULL | NULL
DOMESTIC WATER & FLUSHER TANKS | 158-02-130 | RINNAI | 12SDD-315 | NULL | NULL
DOMESTIC WATER & FLUSHER TANKS | MP232270 | RINNAI | 12SDD-315 | NULL | NULL
DOMESTIC WATER & FLUSHER TANKS | MO232262 | RINNAI | 12SDD-315 | NULL | NULL
DOMESTIC WATER & FLUSHER TANKS | MP232265 | RINNAI | 12SDD-315 | NULL | NULL
WATER PUMP | WORN LABEL | GRUNDFOS | UPS 20-60 N 150 | NULL | NULL
WATER PUMP | NOT VISIBLE | GRUNDFOS | UPS 20-60 N 150 | NULL | NULL
DOSING POT (CLOSED LOOPS) | 1112CT1004235 | AQUARIUS | CT11330 | NULL | NULL
VARIABLE AIR VOLUME UNITS |  | COILPAC | HCVHW350 | NULL | NULL
LIGHTING CONTROLS | 0 | DALI | DALI CONTROL | NULL | NULL
LIGHTING CONTROLS | 0 | DALI | DALI CONTROL | NULL | NULL
GAS DETECTION - CONTROLS | 180250-003 | NULL | LX8A | NULL | NULL
FAN COIL UNIT - DUCTED | SN NOT LISTED ON LABEL. | TEMPERZONE | IMDL 60Y | CHILLED & HEATING WATER | 0
FAN COIL UNIT - NON DUCTED | 0 | SINKO | 0 | CHILLED WATER | 0
FAN COIL UNIT - DUCTED | 0 | TEMPERZONE | IMD95 Y-4-1 | CHILLED WATER | 0
FAN COIL UNIT - DUCTED | 0 | TEMPERZONE | IMD280-Y-4/1 | CHILLED WATER | 0
LIGHTING CONTROLS | 0 | DALI | DALI CONTROL | NULL | NULL
LIGHTING CONTROLS | 0 | DALI | DALI CONTROL | NULL | NULL
LIGHTING CONTROLS | 0 | DALI | DALI CONTROL | NULL | NULL
VARIABLE AIR VOLUME UNITS |  | COILPAC | HCVHW350 | NULL | NULL
VARIABLE AIR VOLUME UNITS |  | COILPAC | HCVHW300 | NULL | NULL
VARIABLE AIR VOLUME UNITS |  | COILPAC |  | NULL | NULL
VARIABLE AIR VOLUME UNITS |  | COILPAC | HCVHW250 | NULL | NULL
VARIABLE AIR VOLUME UNITS |  | COILPAC | HCVHW250 | NULL | NULL
VARIABLE AIR VOLUME UNITS |  | COILPAC | HCVHW300 | NULL | NULL
VARIABLE AIR VOLUME UNITS |  | COILPAC | HCVHW300 | NULL | NULL
VARIABLE AIR VOLUME UNITS |  | COILPAC | HCVHW300 | NULL | NULL
VARIABLE AIR VOLUME UNITS |  | COILPAC | HCVHW250 | NULL | NULL
VARIABLE AIR VOLUME UNITS |  | COILPAC | HCVHW300 | NULL | NULL
VARIABLE AIR VOLUME UNITS |  | COILPAC | HCVHW300 | NULL | NULL
VARIABLE AIR VOLUME UNITS |  | COILPAC | HCVHW300 | NULL | NULL
VARIABLE AIR VOLUME UNITS |  | COILPAC | HCVHW300 | NULL | NULL
VARIABLE AIR VOLUME UNITS |  | COILPAC | HCVHW300 | NULL | NULL
VARIABLE SPEED DRIVE | 3173910927 | ABB | ACH550-01-08A8-4+B055 | NULL | NULL
VARIABLE SPEED DRIVE | 3173910677 | ABB | ACH550-01-08A8-4+B055 | NULL | NULL
HEATING HOT WATER PUMP | A98285474P117490005 | GRUNDFOS | NB50-250/263 A-F2-B-BQQE | NULL | NULL
HEATING HOT WATER PUMP | A98285474P117490004 | GRUNDFOS | NB50-250/263 A-F2-B-BQQE | NULL | NULL
EXPANSION TANK (CLOSED LOOPS) | 1750509 90397 | DURAFLEX | DR300 | NULL | NULL
BOILER - GAS FIRED | 220010 | NULL | MERIDIAN 150 TM | NULL | NULL
BOILER - GAS FIRED | 219710 | NULL | MERIDIAN 150 TM | NULL | NULL
BOILER - GAS FIRED | 219910 | NULL | MERIDIAN 150 TM | NULL | NULL
BOILER - GAS FIRED | 219610 | NULL | MERIDIAN 150 TM | NULL | NULL
BOILER - GAS FIRED | 125005 | NULL | MERIDIAN 150 TM | NULL | NULL
BOILER - GAS FIRED | 219410 | NULL | MERIDIAN 150 TM | NULL | NULL
BOILER - GAS FIRED | 124905 | NULL | MERIDIAN 150 TM | NULL | NULL
BOILER - GAS FIRED | 219810 | NULL | MERIDIAN 150 TM | NULL | NULL
BOILER - GAS FIRED | 220310 | NULL | MERIDIAN 150 TM | NULL | NULL
BOILER - GAS FIRED | 220410 | NULL | MERIDIAN 150 TM | NULL | NULL
BOILER - GAS FIRED | 220210 | NULL | MERIDIAN 150 TM | NULL | NULL
VARIABLE SPEED DRIVE | 3173910680 | ABB | ACH550-01-08A8-4+B055 | NULL | NULL
VARIABLE SPEED DRIVE | 3173910660 | ABB | ACH550-01-08A8-4+B055 | NULL | NULL
HEATING HOT WATER PUMP | B97513866P11749 | GRUNDFOS | CR32-2 X-F-I-E-HQQE | NULL | NULL
HEATING HOT WATER PUMP | B97513866P11749 | GRUNDFOS | CR32-2 X-F-I-E-HQQE | NULL | NULL
LIGHTING CONTROLS | 0 | DALI | DALI CONTROL | NULL | NULL
LIGHTING CONTROLS | 0 | DALI | DALI CONTROL | NULL | NULL
LIGHTING CONTROLS | 0 | DALI | DALI CONTROL | NULL | NULL
LIGHTING CONTROLS | 0 | DALI | DALI CONTROL | NULL | NULL
LIGHTING CONTROLS | 0 | DALI | DALI CONTROL | NULL | NULL
LIGHTING CONTROLS | 0 | DALI | DALI CONTROL | NULL | NULL
LIGHTING CONTROLS | 0 | DALI | DALI CONTROL | NULL | NULL
FAN COIL UNIT - DUCTED | J 032371 | TEMPERZONE | IMDL 40 Y | NA | 0
FAN COIL UNIT - NON DUCTED | J 0 35000 | TEMPERZONE | IMDL 60 Y | NA | 0
AIR HANDLING UNIT | A13662-022 | NULL | SA-140V(S)-355P | CHILLED WATER | 0
AIR HANDLING UNIT | A13662-024 | NULL | SA-140V(S)-355P | CHILLED WATER | 0
AIR HANDLING UNIT | A13662-023 | NULL | SA-210V(S)-450P | CHILLED WATER | 0
AIR HANDLING UNIT | A13662-019 | NULL | SA-140V(S)-355P | CHILLED WATER | 0
AIR HANDLING UNIT | A13662-021 | NULL | SA-140V(S)-355P | CHILLED WATER | 0
AIR HANDLING UNIT | A13662-020 | NULL | SA-140V(S)-355P | CHILLED WATER | 0
WATERLESS URINAL | NONE | NULL | WATERLESS | NULL | NULL
WATERLESS URINAL | NONE | NULL | WATERLESS | NULL | NULL
WATERLESS URINAL | NONE | NULL | WATERLESS | NULL | NULL
WATERLESS URINAL | NONE | NULL | NA | NULL | NULL
WATERLESS URINAL | NONE | NULL | WATERLESS | NULL | NULL
WATERLESS URINAL | NONE | NULL | WATERLESS | NULL | NULL
WATERLESS URINAL | NONE | NULL | WATERLESS | NULL | NULL
WATERLESS URINAL | NONE | NULL | WATERLESS | NULL | NULL
WATERLESS URINAL | NONE | NULL | WATERLESS URINAL | NULL | NULL
WATERLESS URINAL | NONE | NULL | WATERLESS | NULL | NULL
LIGHTING CONTROLS | 0 | DALI | DALI CONTROL | NULL | NULL
LIGHTING CONTROLS | 0 | DALI | DALI CONTROL | NULL | NULL
LIGHTING CONTROLS | 0 | DALI | DALI CONTROL | NULL | NULL
LIGHTING CONTROLS | 0 | DALI | DALI CONTROL | NULL | NULL
LIGHTING CONTROLS | 0 | DALI | DALI CONTROL | NULL | NULL
LIGHTING CONTROLS | 0 | DALI | DALI CONTROL | NULL | NULL
SWITCHBOARD MECHANICAL | NULL | GRUNDFOS | NULL | NULL | NULL
WALL MOUNTED SPLIT SYSTEM | E003854 | FUJITSU | ASTG34LFCB | R410A | 4
WALL MOUNTED SPLIT SYSTEM | 2.4016e+21 | NULL | SWB82E | R410A | 4
AIR FAN - EXHAUST | NA | FANTECH | VM150L | NULL | NULL
AIR FAN - EXHAUST | NA | FANTECH | VM150L | NULL | NULL
AIR FAN - EXHAUST | NA | FANTECH | HCE150 | NULL | NULL
AIR FAN - EXHAUST | NA | FANTECH | HCE150 | NULL | NULL
AIR FAN - EXHAUST | NA | FANTECH | HCE150 | NULL | NULL
AIR FAN - EXHAUST | TBA | FANTECH | TBA | NULL | NULL
AIR FAN - EXHAUST | TBA | FANTECH | HCE 150 | NULL | NULL
AIR FAN - EXHAUST | TBA | NULL | TBA | NULL | NULL
FIRE DAMPER | NA | BULLOCK | NA | NULL | NULL
FIRE DAMPER |  | BULLOCK | NA | NULL | NULL
FIRE DAMPER | NA | BULLOCK | NA | NULL | NULL
FIRE DAMPER | NA | BULLOCK | NA | NULL | NULL
AIR FAN - EXHAUST |  | EXHAUST FAN |  | NULL | NULL
AIR FAN - EXHAUST | NA | FANTECH | 33ALSW | NULL | NULL
AIR FAN - EXHAUST | NA | FANTECH | 20ALSW | NULL | NULL
AIR HANDLING UNIT | 7109 | SHARPEN ENGINEERING | AHU 21 4 | NA | 0
CASSETTE SPLIT SYSTEM | 502A005P | TOSHIBA | RAV-SM800UT-E | R410A | 3
SWITCHBOARD DISTRIBUTION | NULL | NULL | NULL | NULL | NULL
PACKAGE AC - WATER SOURCED |  | TEMPERZONE |  | CHILLED WATER | 0
WALL MOUNTED SPLIT SYSTEM | ? | SAMSUNG | ? | R22 | 1
VARIABLE SPEED DRIVE | S00000733574 | VACON | VACON0100-3L-0003-5-HVAC | NULL | NULL
0 - NOT SET | 801133 | NULL | SEQCON1 | NULL | NULL
0 - NOT SET | 800171 | NULL | SEQCON2 | NULL | NULL
EXPANSION TANK (CLOSED LOOPS) | 1850607 90290 | DURAFLEX | DR300-3 | NULL | NULL
DOMESTIC HW UNIT (ELECTRIC) | 171117937045 | NULL | 25THMS124P | NULL | NULL
SWITCHBOARD LIGHT/POWER | NULL | NHP | CONCEPT PLUS 2 | NULL | NULL
WATER PUMP | N/A | VADA | V90-J | NULL | NULL
SWITCHBOARD DISTRIBUTION | 7526-2 | NULL | L&I ELECTRICAL | NULL | NULL
BMS FIELD PANEL | NA | JOHNSON CONTROL | METASYS | NULL | NULL
BREAK TANK | 801480 | AUTOHEAT | ARU2-303 | NULL | NULL
VARIABLE SPEED DRIVE | 0 | ABB | COVERED LABEL | NULL | NULL
VARIABLE SPEED DRIVE |  | ABB | LABEL NOT VISIBLE | NULL | NULL
VARIABLE SPEED DRIVE | 0 | ABB | COVERED LABEL | NULL | NULL
VARIABLE SPEED DRIVE | 0 | ABB | COVERED LABEL | NULL | NULL
AIR FAN - EXHAUST |  | FANTECH |  | NULL | NULL
VARIABLE SPEED DRIVE | 0 | ABB | COVERED LABEL | NULL | NULL
VARIABLE SPEED DRIVE | 0 | ABB | COVERED LABEL | NULL | NULL
VARIABLE SPEED DRIVE | 0 | ABB | COVERED LABEL | NULL | NULL
VARIABLE SPEED DRIVE | 0 | ABB | COVERED LABEL | NULL | NULL
DOMESTIC HW UNIT (ELECTRIC) | 4988137 | RHEEM | 11102505/P | NULL | NULL
SWITCHBOARD MAIN |  | NHP |  | NULL | NULL
SWITCHBOARD MAIN DISTRIBUTION |  | NHP |  | NULL | NULL
VARIABLE SPEED DRIVE | 0 | ABB | COVERED LABEL | NULL | NULL
VARIABLE SPEED DRIVE | 0 | ABB | COVERED LABEL | NULL | NULL
VARIABLE SPEED DRIVE | 0 | ABB | COVERED LABEL | NULL | NULL
VARIABLE SPEED DRIVE | 0 | ABB | LABEL COVERED | NULL | NULL
VARIABLE SPEED DRIVE | COVERED LABEL | ABB | COVERED LABEL | NULL | NULL
CHILLER - WATER COOLED |  | MCQUAY | TT400-H5-1-ST-C-0-CE | R134A | 272
CHILLER - CENTRIFUGAL | 4114Q23856 | CARRIER | 19XRV65674UELFH52S | R134A | 808
CHILLED WATER PUMP | TBA | MONARCH | TBA | NULL | NULL
AIR HANDLING UNIT | 7109 | SHARPEN ENGINEERING | AHU215 | NA | 0
CONDENSER WATER PUMP | TBA | BROOK CROMPTON | TBA | NULL | NULL
VARIABLE SPEED DRIVE | TBA | DANFOSS | VLT-6000 HVAC | NULL | NULL
COOLING TOWER | TBA | EVAPCO | TBA | NULL | NULL
AIR FAN - RETURN | 1871001508A00 | NULL | AEHBUC | NULL | NULL
VARIABLE SPEED DRIVE | 016342G057 | DANFOSS |  | NULL | NULL
COOLING TOWER | TBA | EVAPCO | TBA | NULL | NULL
VARIABLE SPEED DRIVE | 014842G057 | DANFOSS | 178B0393 | NULL | NULL
VARIABLE SPEED DRIVE | 016542G057 | DANFOSS | 17880577 | NULL | NULL
VARIABLE SPEED DRIVE | 016742G057 | DANFOSS | 17880577 | NULL | NULL
VARIABLE SPEED DRIVE | 91160952 | VACON | 11399545 | NULL | NULL
VARIABLE SPEED DRIVE | 91160960 | VACON | 113995412 | NULL | NULL
TOILET EXHAUST FAN | 365838 | FANTECH | CD504V | NULL | NULL
KITCHEN EXHAUST FAN | 246 | FANTECH | 53LSW | NULL | NULL
AIR FAN - EXHAUST | 364408 | FANTECH | APV1258FA12B110 | NULL | NULL
CHILLER - CENTRIFUGAL | W09110129 | MCQUAY | WSC100MBA71G | R134A | 890
ISOLATOR | 0 | HONEYWELL | HONEYWELL | NULL | NULL
ISOLATOR | NULL | NULL | NULL | NULL | NULL
ISOLATOR | NULL | NULL | NULL | NULL | NULL
ISOLATOR | NULL | NULL | NULL | NULL | NULL
CIRCULATING PUMP | P/N 52062221 | GRUNDFOS | UPS 32-180 | NULL | NULL
FIRE DAMPER | NULL | NULL | NULL | NULL | NULL
SWITCHBOARD DISTRIBUTION | NULL | MERLIN GERIN | NULL | NULL | NULL
SWITCHBOARD DISTRIBUTION | NULL | MERLIN GERIN | NULL | NULL | NULL
SWITCHBOARD DISTRIBUTION | NULL | MERLIN GERIN | NULL | NULL | NULL
POWER METER | NULL | MERLIN GERIN | NULL | NULL | NULL
POWER METER | NULL | MERLIN GERIN | NULL | NULL | NULL
POWER METER | NULL | MERLIN GERIN | NULL | NULL | NULL
POWER METER | NULL | MERLIN GERIN | NULL | NULL | NULL
POWER METER | NULL | MERLIN GERIN | NULL | NULL | NULL
SWITCHBOARD MAIN | NULL | MERLIN GERIN | NULL | NULL | NULL
SWITCHBOARD DISTRIBUTION | NULL | MERLIN GERIN | NULL | NULL | NULL
SWITCHBOARD DISTRIBUTION | NULL | MERLIN GERIN | NULL | NULL | NULL
POWER METER | NULL | MERLIN GERIN | NULL | NULL | NULL
POWER METER | NULL | MERLIN GERIN | NULL | NULL | NULL
POWER METER | NULL | MERLIN GERIN | NULL | NULL | NULL
COOLING TOWER | NA | EVAPCO | NA | NULL | NULL
COOLING TOWER | NA | EVAPCO | NA | NULL | NULL
POWER METER | NULL | MERLIN GERIN | NULL | NULL | NULL
LIGHTING CONTROLS | 0 | DALI | DCBM2-1608 | NULL | NULL
LIGHTING CONTROLS | 0 | DALI | BM2600 | NULL | NULL
LIGHTING CONTROLS | 0 | DALI | BM2600 | NULL | NULL
LIGHTING CONTROLS | 0 | DALI | BM2600 | NULL | NULL
AIR HANDLING UNIT | CHE-AHU-15091963 | COOLING & HEATING | CH-556 | CHILLED WATER | 1
VARIABLE SPEED DRIVE | 016842G057 | DANFOSS | 17880577 | NULL | NULL
SWITCHBOARD MECHANICAL | NULL | CUSTOM-BUILT | NULL | NULL | NULL
EYEWASH STATIONS | N/A | OTHER | SP 480 | NULL | NULL
VARIABLE SPEED DRIVE | 016842G057 | DANFOSS | 17880577 | NULL | NULL
VARIABLE SPEED DRIVE | 016842G057 | DANFOSS | 17880577 | NULL | NULL
VARIABLE SPEED DRIVE | 016842G057 | DANFOSS | 178B0577 | NULL | NULL
SWITCHBOARD MECHANICAL | NULL | UNKNOWN | NULL | NULL | NULL
VARIABLE SPEED DRIVE | 016842G057 | DANFOSS | 178B0577 | NULL | NULL
SWITCHBOARD MECHANICAL | NULL | UNKNOWN | NULL | NULL | NULL
VARIABLE SPEED DRIVE | 015932G057 | DANFOSS | 178B0561 | NULL | NULL
TOILET EXHAUST FAN | NULL | FANTECH | NULL | NULL | NULL
VARIABLE SPEED DRIVE | 489707A086 | DANFOSS | VLT HVAC BASIC DRIVE | NULL | NULL
VARIABLE SPEED DRIVE | 490407A086 | DANFOSS | VLT HVAC BASIC DRIVE | NULL | NULL
VARIABLE SPEED DRIVE | 013942G057 | DANFOSS | 178B0602 | NULL | NULL
KITCHEN EXHAUST FAN | NULL | FANTECH | NULL | NULL | NULL
KITCHEN EXHAUST FAN | NULL | FANTECH | NULL | NULL | NULL
VARIABLE SPEED DRIVE | 016432G057 | DANFOSS | 178B0561 | NULL | NULL
KITCHEN EXHAUST FAN | NULL | FANTECH | NULL | NULL | NULL
VARIABLE SPEED DRIVE | 015642G057 | DANFOSS | 178B0349 | NULL | NULL
VARIABLE SPEED DRIVE |  | DANFOSS |  | NULL | NULL
VARIABLE SPEED DRIVE | 016242G057 | DANFOSS | 178B0577 | NULL | NULL
PACKAGED AIR CONDITIONING UNIT | 14676-01-01 | AIR CHANGE | ACPP2300 | R410A | 95
VARIABLE SPEED DRIVE | 014242G057 | DANFOSS | FADED LABEL | NULL | NULL
VARIABLE SPEED DRIVE | 021724G070 | DANFOSS | FC-102P37KT4P55H1 | NULL | NULL
SWITCHBOARD MECHANICAL | NULL | R.G.LADD | N/A | NULL | NULL
SWITCHBOARD MECHANICAL | NULL | R.G.LADD | N/A | NULL | NULL
CONDENSER WATER PUMP | 7069546004 | DANFOSS | AEMB-UCC20 | NULL | NULL
CONDENSER WATER PUMP | 7069546001 | TECO | AEMB-UCC20 | NULL | NULL
CIRCULATING PUMP | P/N 96913005 | GRUNDFOS | UPS 25-60 | NULL | NULL
CONDENSER WATER PUMP | 60611ZZ6310ZZ | TECO | AEMB-UCC20 | NULL | NULL
CIRCULATING PUMP | P/N 96913085 | GRUNDFOS | UOS-25-60 | NULL | NULL
AIR HANDLING UNIT | TBA | WALKER | CW198-4 | CHILLED WATER | 6
AIR HANDLING UNIT | TBA | WALKER | CW339-5 | CHILLED WATER | 4
AIR HANDLING UNIT | TBA | WALKER | CW217-4 | CHILLED WATER | 6
SWITCHBOARD DISTRIBUTION | NULL | MERLIN GERIN | NULL | NULL | NULL
SWITCHBOARD DISTRIBUTION | NULL | MERLIN GERIN | NULL | NULL | NULL
SWITCHBOARD DISTRIBUTION | NULL | MERLIN GERIN | NULL | NULL | NULL
SWITCHBOARD DISTRIBUTION | NULL | MERLIN GERIN | NULL | NULL | NULL
0 - NOT SET | NULL | NULL | NULL | NULL | NULL
POWER METER | NULL | MERLIN GERIN | NULL | NULL | NULL
POWER METER | NULL | MERLIN GERIN | PM710 | NULL | NULL
POWER METER | NULL | MERLIN GERIN | PM710 | NULL | NULL
POWER METER | NULL | MERLIN GERIN | NULL | NULL | NULL
POWER METER | NULL | MERLIN GERIN | NULL | NULL | NULL
EEL - COMMANDER/AXIOM | NULL | NULL | ? | NULL | NULL
BMS | APOGEE SERVER POWEREDGE R320 | NULL | SATA 500GB 7.2K | NULL | NULL
BMS | INFO CENTER SERVER POWEREDGE R320 | NULL | SATA 500GB 7.2K | NULL | NULL
BMS | BELKIN MONITOR 1 | NULL | ANZ INFO | NULL | NULL
BMS | APOGEECLIENT1 | NULL | ANZ CLIENT | NULL | NULL
BOILING/CHILLED WATER UNIT | 2018 | ZIP HYDROTAP | 2723AU0HN1C | NULL | NULL
VARIABLE SPEED DRIVE | G1128080 | ZENER | MSC-3R30 | NULL | NULL
VARIABLE SPEED DRIVE | 011832G057 | DANFOSS | VLT6000 | NULL | NULL
VARIABLE SPEED DRIVE | 011532G057 | DANFOSS | 178B0522 | NULL | NULL
VARIABLE SPEED DRIVE | 011532G057 | DANFOSS | VLT605 178B0580 | NULL | NULL
CONDENSER WATER PUMP | 6066A755007 | TECO | AEMB-UCC20 | NULL | NULL
CONDENSER WATER PUMP |  | TECO | AEMB-UCC20 | NULL | NULL
CONDENSER WATER PUMP |  | TECO | AEMB-UCC20 | NULL | NULL
CHILLED WATER PUMP |  | TECO | AEMB-UCC20 | NULL | NULL
CHILLED WATER PUMP |  | TECO | D250SC | NULL | NULL
CHILLED WATER PUMP |  | TECO | D250SC | NULL | NULL
VARIABLE SPEED DRIVE | G1129011 | ZENER | MSC-3R30 | NULL | NULL
SWITCHBOARD DISTRIBUTION | NULL | NULL | SBA HARWELL | NULL | NULL
VARIABLE SPEED DRIVE | G1122131 | ZENER | MSC-3R30 | NULL | NULL
STAND ALONE CONTROLS - ELEC | ? | NULL | ? | NULL | NULL
SWITCHBOARD DISTRIBUTION | NULL | NULL | SBA HARWELL | NULL | NULL
VARIABLE SPEED DRIVE | G1123037 | ZENER | MSC-3R30 | NULL | NULL
CONDENSER WATER PUMP |  | TECO | D180MC | NULL | NULL
CIRCULATING PUMP | P/N 59726600 | GRUNDFOS | UPS 20-60 | NULL | NULL
HEAT EXCHANGER - WATER TO WAT | NULL | NULL | NULL | NULL | NULL
CHILLER - SCREW | U06L00622 | TRANE | RTHDUBU2XH0XAC2A2LALD2A2LCLAXXXXEXAAXDY16 | R134A | 222
MAKE UP TANK | NA | NULL | Other | NULL | NULL
AIR CIRCUIT BREAKER |  | MERLIN GERIN |  | NULL | NULL
AIR CIRCUIT BREAKER |  | MERLIN GERIN |  | NULL | NULL
DOMESTIC HW UNIT (ELECTRIC) | NA | RHEEM | 11102505/F | NULL | NULL
AIR CIRCUIT BREAKER |  | MERLIN GERIN |  | NULL | NULL
AIR CIRCUIT BREAKER |  | MERLIN GERIN |  | NULL | NULL
CHILLER - SCREW | U06L00623 | TRANE | RTHDUBU2XH0XAC2A2RALD2A2CLAXXXXEXAAXXY164 | R134A | 222
DOMESTIC HW UNIT (ELECTRIC) | V110105885 | RHEEM | 191050V7 | NULL | NULL
STAND ALONE CONTROLS - ELEC | NON | NULL | CUMMINS 2 AMP | NULL | NULL
STAND ALONE CONTROLS - ELEC |  | NULL | CUMMINS 2 AMP | NULL | NULL
STAND ALONE CONTROLS - ELEC |  | NULL | CUMMINS 2 AMP | NULL | NULL
SWITCHBOARD DISTRIBUTION | NULL | MERLIN GERIN | NULL | NULL | NULL
SWITCHBOARD DISTRIBUTION | NULL | MERLIN GERIN | NULL | NULL | NULL
POWER METER | NULL | MERLIN GERIN | NULL | NULL | NULL
POWER METER | NULL | MERLIN GERIN | NULL | NULL | NULL
POWER METER | NULL | MERLIN GERIN | NULL | NULL | NULL
POWER METER | NULL | MERLIN GERIN | NULL | NULL | NULL
LIGHTING CONTROLS | 0 | DALI | DALI CONTROL | NULL | NULL
LIGHTING CONTROLS | 0 | DALI | DALI CONTROL | NULL | NULL
LIGHTING CONTROLS | 0 | DALI | DALI CONTROL | NULL | NULL
VARIABLE SPEED DRIVE | 91170183 | VACON | 11428273 | NULL | NULL
ISOLATOR | NULL | NULL | NULL | NULL | NULL
AIR CIRCUIT BREAKER |  | MERLIN GERIN |  | NULL | NULL
ISOLATOR | 0 | HONEYWELL | 0 | NULL | NULL
ISOLATOR | NULL | NULL | NULL | NULL | NULL
AIR CIRCUIT BREAKER | NOT SHOWN | MERLIN GERIN | NW40 H1 | NULL | NULL
ISOLATOR | 0 | HONEYWELL | 0 | NULL | NULL
AIR CIRCUIT BREAKER |  | MERLIN GERIN |  | NULL | NULL
ISOLATOR | NULL | NULL | NULL | NULL | NULL
AIR CIRCUIT BREAKER |  | MERLIN GERIN |  | NULL | NULL
AIR CIRCUIT BREAKER |  | MERLIN GERIN |  | NULL | NULL
LIGHTING CONTROLS | 0 | DALI | DALI CONTROL | NULL | NULL
SWITCHBOARD DISTRIBUTION | NULL | MERLIN GERIN | NULL | NULL | NULL
SWITCHBOARD DISTRIBUTION | NULL | MERLIN GERIN | NULL | NULL | NULL
POWER METER | NULL | MERLIN GERIN | NULL | NULL | NULL
POWER METER | NULL | MERLIN GERIN | NULL | NULL | NULL
ISOLATOR | NULL | NULL | 0 | NULL | NULL
SWITCHBOARD DISTRIBUTION | NULL | MERLIN GERIN | NULL | NULL | NULL
POWER METER | NULL | MERLIN GERIN | PM710 | NULL | NULL
VARIABLE SPEED DRIVE | 91181319 | VACON | NXL00235C5H1SSS0000 | NULL | NULL
POWER METER | NULL | MERLIN GERIN | NULL | NULL | NULL
POWER METER | NULL | MERLIN GERIN | NULL | NULL | NULL
LIGHTING CONTROLS | 0 | DALI | DALI CONTROL | NULL | NULL
LIGHTING CONTROLS | 0 | DALI | DALI CONTROL | NULL | NULL
LIGHTING CONTROLS | 0 | DALI | DALI CONTROL | NULL | NULL
LIGHTING CONTROLS | 0 | SCHNEIDER | DALI CONTROL | NULL | NULL
SWITCHBOARD DISTRIBUTION | NULL | MERLIN GERIN | NULL | NULL | NULL
SWITCHBOARD DISTRIBUTION | NULL | MERLIN GERIN | NULL | NULL | NULL
POWER METER | NULL | MERLIN GERIN | NULL | NULL | NULL
POWER METER | NULL | MERLIN GERIN | NULL | NULL | NULL
POWER METER | NULL | MERLIN GERIN | NULL | NULL | NULL
POWER METER | NULL | MERLIN GERIN | NULL | NULL | NULL
LIGHTING CONTROLS | 0 | DALI | DALI CONTROL | NULL | NULL
LIGHTING CONTROLS | 0 | DALI | DALI CONTROL | NULL | NULL
LIGHTING CONTROLS | 0 | DALI | DALI CONTROL | NULL | NULL
LIGHTING CONTROLS | 0 | DALI | DALI CONTROL | NULL | NULL
SWITCHBOARD DISTRIBUTION | NULL | MERLIN GERIN | NULL | NULL | NULL
AIR CIRCUIT BREAKER | NULL | MERLIN GERIN | NW40 H1 | NULL | NULL
POWER METER | NULL | MERLIN GERIN | NULL | NULL | NULL
VARIABLE SPEED DRIVE | 91175774 | VACON | NXL00165C5H1SSS0000 | NULL | NULL
POWER METER | NULL | MERLIN GERIN | NULL | NULL | NULL
AIR CIRCUIT BREAKER |  | MERLIN GERIN |  | NULL | NULL
AIR CIRCUIT BREAKER |  | MERLIN GERIN |  | NULL | NULL
AIR CIRCUIT BREAKER | NULL | MERLIN GERIN | NW40 H1 | NULL | NULL
ASPIRATING SMOKE DETECTION |  | NULL |  | NULL | NULL
SWITCHBOARD DISTRIBUTION | NULL | MERLIN GERIN | NULL | NULL | NULL
POWER METER | NULL | MERLIN GERIN | PM710 | NULL | NULL
TOILET EXHAUST FAN | C8601 | RICHARDSON | 2MV | NULL | NULL
FIRE BLANKET |  | FLAMESTOP | FSI80 | NULL | NULL
POWER METER | NULL | MERLIN GERIN | PM710 | NULL | NULL
UPS |  | APC | SBP16KP | NULL | NULL
FIRE EXTINGUISHER-CO2 |  | FLAMESTOP | CO35ALH6 | NULL | NULL
FIRE EXTINGUISHER-POW (ABE/BE) |  | FLAMESTOP | FSZ450GO | NULL | NULL
FIRE EXTINGUISHER-CO2 |  | FLAMESTOP | CO5ALH6 | NULL | NULL
SWITCHBOARD MAIN | NULL | MV MANUFACT | NULL | NULL | NULL
CHILLER - SCREW | U06L00621 | TRANE | RTHDUD3UXH0XAG2A4RALG1A2RCLAXXXXEXAAXDY34 | R134A | 318
SWITCHBOARD MECHANICAL | NULL | NULL | NULL | NULL | NULL
SWITCHBOARD MECHANICAL | NULL | NULL | NULL | NULL | NULL
SWITCHBOARD DISTRIBUTION | NULL | MERLIN GERIN | NULL | NULL | NULL
POWER METER | NULL | MERLIN GERIN | NULL | NULL | NULL
TOILET EXHAUST FAN | NULL | NULL | N/A | NULL | NULL
POWER METER | NULL | MERLIN GERIN | NULL | NULL | NULL
SWITCHBOARD MECHANICAL | NULL | R.G.LADD | NULL | NULL | NULL
SWITCHBOARD DISTRIBUTION | NULL | MERLIN GERIN | NULL | NULL | NULL
FIRE HOSE REEL |  | QUELL | 86358 | NULL | NULL
SWITCHBOARD DISTRIBUTION | NULL | MERLIN GERIN | NULL | NULL | NULL
FIRE HOSE REEL | NULL | QUELL | 86356 | NULL | NULL
AIR HANDLING UNIT | 7109 | NULL | AHU213 | CHILLED WATER | 0
FIRE EXTINGUISHER-CO2 | NULL | FLAMESTOP | CO35ALH6 | NULL | NULL
POWER METER | NULL | MERLIN GERIN | NULL | NULL | NULL
AIR HANDLING UNIT | 1109 | NULL | RDH 450K | CHILLED WATER | 0
POWER METER | NULL | MERLIN GERIN | PM710 | NULL | NULL
SWITCHBOARD DISTRIBUTION | NULL | MERLIN GERIN | NULL | NULL | NULL
FIRE DAMPER |  | NULL |  | NULL | NULL
POWER METER | NULL | MERLIN GERIN | NULL | NULL | NULL
POWER METER | NULL | MERLIN GERIN | NULL | NULL | NULL
ANCHOR POINT | NA | NULL | 1 | NULL | NULL
ANCHOR POINT | NA | NULL | 1 | NULL | NULL
ANCHOR POINT | NA | NULL | 1 | NULL | NULL
SWITCHBOARD DISTRIBUTION | NULL | MERLIN GERIN | NULL | NULL | NULL
ANCHOR POINT | NA | NULL | 1 | NULL | NULL
DOMESTIC HW UNIT (ELECTRIC) | NULL | RHEEM | NULL | NULL | NULL
POWER METER | NULL | MERLIN GERIN | NULL | NULL | NULL
POWER METER | NULL | MERLIN GERIN | NULL | NULL | NULL
AIR FAN - EXHAUST | 0 | FANTECH | FANTECH | NULL | NULL
AIR FAN - OUTSIDE |  | S&P | TD-800/200 | NULL | NULL
SWITCHBOARD DISTRIBUTION | NULL | MERLIN GERIN | NULL | NULL | NULL
LIGHTING CONTROLS | NA | SCHNEIDER | Other | NULL | NULL
POWER METER | NULL | MERLIN GERIN | NULL | NULL | NULL
GENERATOR | 9080035 | WESTERN ELECT | 1D801-4 | NULL | NULL
POWER METER | NULL | MERLIN GERIN | NULL | NULL | NULL
AIR FAN - EXHAUST |  | S&P | TD-2000 | NULL | NULL
GENERATOR | 9080036 | WESTERN ELECT | 1D801-4 | NULL | NULL
SWITCHBOARD DISTRIBUTION | NULL | MERLIN GERIN | NULL | NULL | NULL
POWER METER | NULL | MERLIN GERIN | NULL | NULL | NULL
DOMESTIC HW UNIT (ELECTRIC) | 161222863349 | NULL | 50THM136 | NULL | NULL
AIR FAN - SUPPLY | 9020011 | WESTERN ELECT | 1A801-4 | NULL | NULL
SWITCHBOARD DISTRIBUTION | NULL | MERLIN GERIN | NULL | NULL | NULL
SWITCHBOARD DISTRIBUTION | NULL | MERLIN GERIN | NULL | NULL | NULL
POWER METER | NULL | MERLIN GERIN | NULL | NULL | NULL
POWER METER | NULL | MERLIN GERIN | NULL | NULL | NULL
FAN COIL UNIT - DUCTED | PAINTED OVER | TEMPERZONE | IMD 95Y | CHILLED & HEATING WATER | 0
CAR PARK EXHAUST FAN | UNKNOWN | DIRECTAIRE | UNKNOWN | NULL | NULL
CAR PARK EXHAUST FAN | 140742 | DIRECTAIRE | SA1044 | NULL | NULL
CONDENSER UNIT | E003024 | DAIKIN | RXYQ12PAY19 | R410A | 9.5
CONDENSER UNIT | E000907 | DAIKIN | 5MXS100LVMA | R410A | 3.5
CIRCULATING PUMP |  | NULL | 2442008 | NULL | NULL
LIGHTING CONTROLS | NULL | DALI | DALI CONTROL | NULL | NULL
LIGHTING CONTROLS | NULL | DALI | DALI CONTROL | NULL | NULL
LIGHTING CONTROLS | NULL | DALI | DALI CONTROL | NULL | NULL
SWITCHBOARD DISTRIBUTION | NULL | MERLIN GERIN | NULL | NULL | NULL
POWER METER | NULL | MERLIN GERIN | MERLIN GERIN | NULL | NULL
POWER METER | NULL | MERLIN GERIN | MERLIN GERIN | NULL | NULL
LIGHTING CONTROLS | 0 | DALI | DALI CONTROL | NULL | NULL
LIGHTING CONTROLS | 0 | DALI | DALI CONTROL | NULL | NULL
LIGHTING CONTROLS | 0 | DALI | DALI CONTROL | NULL | NULL
LIGHTING CONTROLS | 0 | DALI | DALI CONTROL | NULL | NULL
SWITCHBOARD DISTRIBUTION | NULL | MERLIN GERIN | NULL | NULL | NULL
SWITCHBOARD DISTRIBUTION | NULL | MERLIN GERIN | NULL | NULL | NULL
SWITCHBOARD DISTRIBUTION | NULL | MERLIN GERIN | NULL | NULL | NULL
SWITCHBOARD DISTRIBUTION | NULL | MERLIN GERIN | NULL | NULL | NULL
POWER METER | NULL | MERLIN GERIN | NULL | NULL | NULL
POWER METER | NULL | MERLIN GERIN | NULL | NULL | NULL
POWER METER | NULL | MERLIN GERIN | NULL | NULL | NULL
LIGHTING CONTROLS | 0 | DALI | DALI CONTROL | NULL | NULL
LIGHTING CONTROLS | 0 | DALI | DALI CONTROL | NULL | NULL
LIGHTING CONTROLS | 0 | DALI | DALI CONTROL | NULL | NULL
LIGHTING CONTROLS | 0 | DALI | DALI CONTROL | NULL | NULL
SWITCHBOARD DISTRIBUTION | NULL | MERLIN GERIN | NULL | NULL | NULL
POWER METER | NULL | MERLIN GERIN | NULL | NULL | NULL
POWER METER | NULL | MERLIN GERIN | NULL | NULL | NULL
LIGHTING CONTROLS | 0 | DALI | DALI CONTROL | NULL | NULL
AIR CIRCUIT BREAKER |  | MERLIN GERIN |  | NULL | NULL
AIR CIRCUIT BREAKER |  | MERLIN GERIN |  | NULL | NULL
AIR CIRCUIT BREAKER |  | MERLIN GERIN |  | NULL | NULL
DUCTED SPLIT SYSTEM | 54U02591 | MITSUBISHI | PUHZ-RP125VKA2 | R410A | 0
DUCTED SPLIT SYSTEM | 54U02732 | MITSUBISHI | PUHZ-RP125VKA2 | R410A | 0
DUCTED SPLIT SYSTEM | 55U03535 | MITSUBISHI | PUHZ-RP125VKA2 | R410A | 0
SWITCHBOARD DISTRIBUTION | NULL | MERLIN GERIN | NULL | NULL | NULL
SWITCHBOARD MECHANICAL | NULL | MERLIN GERIN | TBA | NULL | NULL
BOILING/CHILLED WATER UNIT | E06690402 | BILLI | Q PLUS 9 | NULL | NULL
POWER METER | NA | SCHNEIDER | PM710 | NULL | NULL
DUCTED SPLIT SYSTEM | 69008 | TEMPERZONE | OSA600RB-X | R22 | 12
AIR CIRCUIT BREAKER |  | MERLIN GERIN |  | NULL | NULL
SWITCHBOARD DISTRIBUTION | NULL | MERLIN GERIN | NULL | NULL | NULL
CAR PARK EXHAUST FAN | 319039 | FANTECH | AP0634AA5B011 | NULL | NULL
SWITCHBOARD MECHANICAL | NULL | MERLIN GERIN | TBA | NULL | NULL
AIR CIRCUIT BREAKER |  | MERLIN GERIN |  | NULL | NULL
AIR CIRCUIT BREAKER |  | MERLIN GERIN |  | NULL | NULL
AIR CIRCUIT BREAKER |  | MERLIN GERIN |  | NULL | NULL
SWITCHBOARD MAIN | NULL | NULL | NULL | NULL | NULL
SWITCHBOARD MAIN | NULL | NULL | NULL | NULL | NULL
POWER METER | NULL | SCHNEIDER | PM710 | NULL | NULL
CO - GEN SET | 0411 0014M | NULL | MACRO POWER | NULL | NULL
CO - GEN SET |  | NULL | MACRO POWER ENG | NULL | NULL
CO - GEN SET |  | NULL | UNIVERSAL TRANSFORMES | NULL | NULL
CO - GEN SET |  | NULL |  | NULL | NULL
CO - GEN SET |  | NULL | UNIVERSAL TRANSFORMER | NULL | NULL
SWITCHBOARD DISTRIBUTION | NULL | MERLIN GERIN | NULL | NULL | NULL
POWER METER | NULL | MERLIN GERIN | PM710 | NULL | NULL
LIGHTING CONTROLS | NULL | DALI | BM2600 | NULL | NULL
FUME HOOD | NA | NULL | MELBOURNE CANOPIES. | NULL | NULL
DUCTED SPLIT SYSTEM | 68414 | TEMPERZONE | OSA600RB-X | R22 | 12
EXTRACTION SYSTEM - SMOKE | 16422. 05 | NEDERMAN | 70560444 (FX 75) | NULL | NULL
AIR COOLED SPLIT SYSTEM | 252400479RE | MITSUBISHI | DXC18ZJ-S | R410A | 1.35
TOILET EXHAUST FAN | 312895 | FANTECH | CE354V | NULL | NULL
SWITCHBOARD DISTRIBUTION | NULL | MERLIN GERIN | NULL | NULL | NULL
DUCTED SPLIT SYSTEM | 68417 | TEMPERZONE | OSA600RB-X | R22 | 12
LIGHTING CONTROLS | 0 | DALI | DALI CONTROL | NULL | NULL
FIRE EXTINGUISHER-POW (ABE/BE) | NULL | NULL | NULL | NULL | NULL
POWER METER | NULL | MERLIN GERIN | PM710 | NULL | NULL
LIGHTING CONTROLS | NULL | DALI | BM2600 | NULL | NULL
LIGHTING CONTROLS | NULL | DALI | DALI CONTROL | NULL | NULL
LIGHTING CONTROLS | NULL | DALI | DALI CONTROL | NULL | NULL
LIGHTING CONTROLS | NULL | DALI | DALI CONTROL | NULL | NULL
AIR FAN - EXHAUST | NA | LAB SYSTEMS | VSB 25 | NULL | NULL
LIGHTING CONTROLS | NULL | DALI | DALI CONTROL | NULL | NULL
LIGHTING CONTROLS | NULL | DALI | DALI CONTROL | NULL | NULL
LIGHTING CONTROLS | NULL | DALI | DALI CONTROL | NULL | NULL
LIGHTING CONTROLS | NULL | DALI | DALI CONTROL | NULL | NULL
LIGHTING CONTROLS | NULL | DALI | DALI CONTROL | NULL | NULL
LIGHTING CONTROLS | NULL | DALI | DALI CONTROL | NULL | NULL
LIGHTING CONTROLS | NULL | DALI | DALI CONTROL | NULL | NULL
SWITCHBOARD DISTRIBUTION | NULL | MERLIN GERIN | NULL | NULL | NULL
POWER METER | NULL | SCHNEIDER | PM710 | NULL | NULL
STAND ALONE CONTROLS - ELEC | NONE | NULL | SYSTEMS INSIGHT | NULL | NULL
STAND ALONE CONTROLS - ELEC | NONE | NULL | SYSTEM INSIGHT | NULL | NULL
SWITCHBOARD MAIN DISTRIBUTION | NULL | SCHNEIDER | NULL | NULL | NULL
SWITCHBOARD MAIN DISTRIBUTION |  | SCHNEIDER |  | NULL | NULL
SWITCHBOARD MAIN DISTRIBUTION |  | SCHNEIDER |  | NULL | NULL
THERMOSTATIC MIXING VALVES |  | AQUA BLEND | AQUABLEND 1500 | NULL | NULL
CONDENSER WATER PUMP | C48060044 01511 1/1 | GRUNDFOS | LP80-160/149 A-F-A BBUE | NULL | NULL
AIR FAN - SUPPLY | 70280080 | LUKE | 90S | NULL | NULL
AIR FAN - SUPPLY | 70280060 | LUKE | 90S | NULL | NULL
SWITCHBOARD MECHANICAL | NULL | UNKNOWN | NULL | NULL | NULL
THERMOSTATIC MIXING VALVES | NULL | AQUA BLEND | AQUABLEND 1500 | NULL | NULL
LIGHTING CONTROLS | 0 | DALI | BM2600 | NULL | NULL
AIR CIRCUIT BREAKER |  | MERLIN GERIN |  | NULL | NULL
AIR CIRCUIT BREAKER | NULL | MERLIN GERIN | NW20 HA | NULL | NULL
AIR CIRCUIT BREAKER |  | MERLIN GERIN |  | NULL | NULL
AIR CIRCUIT BREAKER |  | MERLIN GERIN |  | NULL | NULL
LIGHTING CONTROLS | 0 | DALI | BM2600 | NULL | NULL
LIGHTING CONTROLS | 0 | DALI | BM2600 | NULL | NULL
THERMOSTATIC MIXING VALVES |  | AQUA BLEND | AQUABLEND 1500 | NULL | NULL
THERMOSTATIC MIXING VALVES |  | AQUA BLEND | AQUABLEND | NULL | NULL
THERMOSTATIC MIXING VALVES | NULL | AQUA BLEND | AQUABLEND | NULL | NULL
THERMOSTATIC MIXING VALVES |  | AQUA BLEND | AQUABLEND | NULL | NULL
LIGHTING CONTROLS | 0 | DALI | BM2600 | NULL | NULL
LIGHTING CONTROLS | 0 | DALI | BM2600 | NULL | NULL
FIRE EXTINGUISHER-CO2 | NULL | FLAMESTOP | CO35ALH6 | NULL | NULL
FIRE BLANKET |  | FLAMESTOP | FSI80 | NULL | NULL
FIRE EXTINGUISHER-CO2 | NULL | FLAMESTOP | CO35ALH6 | NULL | NULL
FIRE HOSE REEL | NULL | BFI | 86356 | NULL | NULL
FIRE EXTINGUISHER-CO2 | NULL | FLAMESTOP | CO35ALH6 | NULL | NULL
AIR FAN - EXHAUST | 336511 1 | FANTECH | AP0504AP10B003/18O | NULL | NULL
THERMOSTATIC MIXING VALVES |  | AQUA BLEND | AQUABLEND | NULL | NULL
THERMOSTATIC MIXING VALVES | NULL | AQUA BLEND | AQUABLEND 1500 | NULL | NULL
PACKAGED AIR CONDITIONING UNIT | 94870 | TEMPERZONE | OPA1370RKTM01 | R410A | 32
LIGHTING CONTROLS | 0 | DALI | BM2600 | NULL | NULL
LIGHTING CONTROLS | 0 | DALI | BM2600 | NULL | NULL
SUMP/DRAINAGE PUMP |  | NULL |  | NULL | NULL
FIRE EXTINGUISHER-CO2 | NULL | FLAMESTOP | CO35ALH6 | NULL | NULL
FIRE HOSE REEL | NULL | BFI | 86356 | NULL | NULL
FIRE EXTINGUISHER-CO2 | NULL | FLAMESTOP | CO35ALH6 | NULL | NULL
FIRE HOSE REEL | NULL | QUELL | 86356 | NULL | NULL
FIRE EXTINGUISHER-CO2 | NULL | FLAMESTOP | CO35ALH6 | NULL | NULL
FIRE EXTINGUISHER-CO2 | NULL | FLAMESTOP | CO35ALH6 | NULL | NULL
AIR FAN - EXHAUST | NA | FANTECH | 1 | NULL | NULL
AIR FAN - EXHAUST | NA | FANTECH | Other | NULL | NULL
PACKAGED AIR CONDITIONING UNIT | 764969 | TEMPERZONE | OPA550RKTBH | R410A | 12
FIRE EXTINGUISHER-CO2 | NULL | FLAMESTOP | CO35ALH6 | NULL | NULL
AIR HANDLING UNIT | 43192 | PHOENIX | N/A | R407C | 0
PACKAGED AIR CONDITIONING UNIT | 782148 | TEMPERZONE | OPA370RKTBH | R410A | 12
LIGHTING CONTROLS | NULL | DALI | BM2600 | NULL | NULL
LIGHTING CONTROLS | NULL | DALI | BM2600 | NULL | NULL
LIGHTING CONTROLS | NULL | DALI | BM2600 | NULL | NULL
LIGHTING CONTROLS | NULL | DALI | BM2600 | NULL | NULL
LIGHTING CONTROLS | NULL | DALI | BM2600 | NULL | NULL
LIGHTING CONTROLS | NULL | DALI | BM2600 | NULL | NULL
PACKAGED AIR CONDITIONING UNIT | 94814 | TEMPERZONE | OPA960RKTBH | R410A | 22
PACKAGED AIR CONDITIONING UNIT | 95920 | TEMPERZONE | OPA700RKTB | R410A | 24
DUCTED SPLIT SYSTEM | 777677 | TEMPERZONE | OSA465RKTBV | R410A | 20
FIRE DOOR-SINGLE | NULL | NULL | NULL | NULL | NULL
FIRE DOOR-SINGLE | NULL | NULL | NULL | NULL | NULL
FIRE DOOR-SINGLE |  | NULL |  | NULL | NULL
FIRE DOOR-SINGLE | NULL | NULL | NULL | NULL | NULL
AIR FAN - OUTSIDE |  | S&P | TD-500/150-160 | NULL | NULL
SWITCHBOARD DISTRIBUTION |  | NULL |  | NULL | NULL
DUCTED SPLIT SYSTEM | 794062 | TEMPERZONE | OSA465RKTBV | R410A | 20
SWITCHBOARD MAIN |  | CHADWICK ELECTRICAL |  | NULL | NULL
SWITCHBOARD DISTRIBUTION |  | NULL |  | NULL | NULL
LIGHTING CONTROLS | 0 | DALI | BM2600 | NULL | NULL
AIR FAN - OUTSIDE | NA | S&P | TD-500/150-160 | NULL | NULL
FIRE BLANKET | NULL | FLAMESTOP | FSI80 | NULL | NULL
TEMPERING VALVE | NULL | NULL | NULL | NULL | NULL
SWITCHBOARD DISTRIBUTION |  | CUSTOM-BUILT | CDT180 | NULL | NULL
STAND ALONE CONTROLS - ELEC |  | SIEMENS | RWX | NULL | NULL
SUMP/DRAINAGE PUMP | LVL2 | GRUNDFOS | SUMP PUMP | NULL | NULL
SWITCHBOARD DISTRIBUTION | NULL | NULL | NULL | NULL | NULL
SWITCHBOARD DISTRIBUTION |  | NULL |  | NULL | NULL
SWITCHBOARD MECHANICAL | NULL | NULL | NULL | NULL | NULL
SWITCHBOARD MECHANICAL | NULL | R.G.LADD | NULL | NULL | NULL
PACKAGED AIR CONDITIONING UNIT | WORN LABEL | TEMPERZONE | CC2000C | R407C | 10
WATER PUMP | NULL | CEG | XNPM34005503 | NULL | NULL
AIR HANDLING UNIT | NON SHOWN | NULL | AHU213 | CHILLED WATER | 0
FAN COIL UNIT - NON DUCTED | NA | SINKO | 800 | CHILLED WATER | 0
VARIABLE SPEED DRIVE |  | DANFOSS | VLT-6000 HVAC | NULL | NULL
FAN COIL UNIT - NON DUCTED | NA | SINKO | 800 | CHILLED WATER | 0
VARIABLE SPEED DRIVE | 208326G203 | DANFOSS | PN 131U2236 | NULL | NULL
FAN COIL UNIT - NON DUCTED | NA | SINKO | 800 | CHILLED WATER | 0
FAN COIL UNIT - NON DUCTED | NA | SINKO | 600 | CHILLED WATER | 0
FAN COIL UNIT - NON DUCTED | NA | SINKO | 600 | CHILLED WATER | 0
FAN COIL UNIT - NON DUCTED | NA | SINKO | 600 | CHILLED WATER | 0
FAN COIL UNIT - NON DUCTED | NA | SINKO | 600 | CHILLED WATER | 0
WATER PUMP | 414506Y014 | TECO | AEHBUC-DDC | NULL | NULL
BOILER - GAS FIRED | 410103701 | NULL | ECOMAX NC 350 | NULL | NULL
BOILER - GAS FIRED | TBA | NULL | ECOMAX NC 350 | NULL | NULL
SWITCHBOARD MECHANICAL | NULL | R.G.LADD | NULL | NULL | NULL
FAN COIL UNIT - NON DUCTED | NA | SINKO | 600 | CHILLED WATER | 0
FAN COIL UNIT - NON DUCTED | NA | SINKO | 600 | CHILLED WATER | 0
FAN COIL UNIT - NON DUCTED | NA | SINKO | 600 | CHILLED WATER | 0
FAN COIL UNIT - NON DUCTED | NA | SINKO | 600 | CHILLED WATER | 0
FAN COIL UNIT - NON DUCTED | NA | SINKO | 600 | CHILLED WATER | 0
AIR FAN - RETURN | NULL | SHARP-PENDREY | AEHB-UCC20 | NULL | NULL
FAN COIL UNIT - NON DUCTED | NA | SINKO | 600 | CHILLED WATER | 0
FAN COIL UNIT - NON DUCTED | NA | SINKO | 600 | CHILLED WATER | 0
FAN COIL UNIT - NON DUCTED | NA | SINKO | 600 | CHILLED WATER | 0
CASSETTE SPLIT SYSTEM | E003028 | DAIKIN | FXFQ125PVE | R410A | 0
CASSETTE SPLIT SYSTEM | E001730 | DAIKIN | FXFQ100PVE | R410A | 0
BRANCH SELECTOR BOX | NULL | DAIKIN | NULL | NULL | NULL
BRANCH SELECTOR BOX | NULL | DAIKIN | NULL | NULL | NULL
VRV DUCTED SPLIT | E019320 | DAIKIN | FXMQ50PVE | R410A | 0
BRANCH SELECTOR BOX | NULL | DAIKIN | NULL | NULL | NULL
UNDER CEILING SPLIT SYSTEM | A001775 | DAIKIN | FXCQ32MVE9 | R410A | 0
BRANCH SELECTOR BOX | NULL | DAIKIN | NULL | NULL | NULL
PACKAGED AIR CONDITIONING UNIT | 97527 | TEMPERZONE | OPA700RKTB | R410A | 26
CASSETTE SPLIT SYSTEM | E008197 | DAIKIN | FXZQ32MVE | R410A | 0
BRANCH SELECTOR BOX | NULL | DAIKIN | NULL | NULL | NULL
UNDER CEILING SPLIT SYSTEM | A005791 | DAIKIN | FXKQ40MAVE | R410A | 0
BRANCH SELECTOR BOX | NULL | DAIKIN | NULL | NULL | NULL
VARIABLE SPEED DRIVE | 015842G057 | DANFOSS | VLT6008HT | NULL | NULL
VARIABLE SPEED DRIVE | 018542G057 | DANFOSS | VLT-6000 HVAC | NULL | NULL
AIR COOLED SPLIT SYSTEM | L10007KAGS012 | LG | R18AQN-UC10 | R410A | 1.35
VARIABLE SPEED DRIVE | NULL | ZENNER | MSC-3R11 | NULL | NULL
CASSETTE SPLIT SYSTEM | E006941 | DAIKIN | FXZQ20MVE | R410A | 0
BRANCH SELECTOR BOX | NULL | DAIKIN | NULL | NULL | NULL
PACKAGED AIR CONDITIONING UNIT | 114580 | TEMPERZONE | OPA465RKTBG01-P | R404A | 18
PACKAGED AIR CONDITIONING UNIT | 114578 | TEMPERZONE | OPA465RKTBGO1-P | R404A | 18
AIR FAN - EXHAUST | NULL | FANTECH | APS1004GA6F055 | NULL | NULL
VARIABLE SPEED DRIVE | 4945956001 | EMERSON | BA1405-E12/E54 | NULL | NULL
DOMESTIC HW UNIT (GAS) | 6142178 | RHEEM | 621265NO | NULL | NULL
VARIABLE SPEED DRIVE | 993507A417 | DANFOSS | 131N0180 | NULL | NULL
TEMPERING VALVE |  | TOMSON | 521312 | NULL | NULL
DOSING POT (CLOSED LOOPS) | NULL | NULL | NULL | NULL | NULL
TEMPERING VALVE |  | TOMSON | 521312 | NULL | NULL
PACKAGED AIR CONDITIONING UNIT | 98741 | TEMPERZONE | OPA700KTB | R410A | 26
SWITCHBOARD MAIN | NULL | NULL | NULL | NULL | NULL
WALL MOUNTED SPLIT SYSTEM |  | TEMPERZONE | OSA-150R | R407C | 10
VARIABLE SPEED DRIVE | 196707A236 | DANFOSS | 131N0196 | NULL | NULL
AIR HANDLING UNIT | HFCH84A06 560 | AIR DESIGN | 081166 AHU 4 | CHILLED WATER | 0
AIR COOLED SPLIT SYSTEM | 71U03738 | MITSUBISHI | PUHZ-RP140YKA2 | R410A | 5.5
AIR FAN - SUPPLY | PN.272497A | PACIFIC HVAC | CS335-4E | NULL | NULL
AIR FAN - EXHAUST | PN.272413A | PACIFIC HVAC | RCD355-4E | NULL | NULL
KITCHEN EXHAUST FAN | PN.224541A | PACIFIC HVAC | LE14TE21AMSF | NULL | NULL
VARIABLE SPEED DRIVE | T55A423A0019IE | FUJI ELECTRIC | FRN18.5AR1L-4A | NULL | NULL
WALL MOUNTED SPLIT SYSTEM | TBA | MITSUBISHI | TBA | R410A | 9
COOLING TOWER | 15017 | AQUA COOL TOWER | AQXD900 | NULL | NULL
COOLING TOWER | T5017 | AQUA COOL TOWER | AQXD910 | NULL | NULL
COOLING TOWER | T5017 | AQUA COOL TOWER | AQXD900 | NULL | NULL
COOLING TOWER | T5107 | AQUA COOL TOWER | AQXD900 | NULL | NULL
COOLING TOWER | T5017 | AQUA COOL TOWER | AQXD900 | NULL | NULL
COOLING TOWER | T5017 | AQUA COOL TOWER | AQXD900 | NULL | NULL
EXPANSION TANK (CLOSED LOOPS) | NULL | NULL | NULL | NULL | NULL
VRF DUCTED SPLIT | E000138 | DAIKIN | REYQ18TY1 | R410A | 11.8
CHILLER - AIR COOLED | M2015023077 | CARRIER | 30RBSY080B0029-PE- | R410A | 7.3
CHILLER - AIR COOLED | M2015023076 | CARRIER | 30RBSY080B0029-PE- | R410A | 7.3
CHILLED WATER PUMP | NULL | GRUNDFOS | NULL | NULL | NULL
FAN COIL UNIT - DUCTED | CECM-004791A1-001 | GJ WALKER | ASH 27 CW030-S | CHILLED WATER | 0
FAN COIL UNIT - DUCTED | CECM-004791B1-001 | GJ WALKER | ASH 32 CW059-2 | CHILLED WATER | 0
CASSETTE SPLIT SYSTEM | E000535 | DAIKIN | RZQS60AV1 | R410A | 2
CASSETTE SPLIT SYSTEM | E000194 | DAIKIN | FCQ60KAVEA | R410A | 0
FAN COIL UNIT - DUCTED | CECM-004791C1-001 | GJ WALKER | ASH 32 CW126-S | CHILLED WATER | 0
FAN COIL UNIT - DUCTED | NULL | GJ WALKER | NULL | CHILLED WATER | 0
FAN COIL UNIT - DUCTED | NULL | GJ WALKER | ASH 23 CW083-S | CHILLED WATER | 0
CHILLED WATER PUMP | 1 | GRUNDFOS | A98389716P11546 | NULL | NULL
FAN COIL UNIT - DUCTED | NULL | GJ WALKER | NULL | CHILLED WATER | 0
FAN COIL UNIT - DUCTED | CECM-004791E1-001 | GJ WALKER | ASH 27 CW097-S | CHILLED WATER | 0
VRV DUCTED SPLIT | E029406 | DAIKIN | FXMQ100PVE | R410A | 0
BRANCH SELECTOR BOX | NULL | DAIKIN | NULL | NULL | NULL
AIR FAN - EXHAUST | H106A007 | TECO | AEHBUC | NULL | NULL
AIR FAN - EXHAUST | 311165 | FANTECH | APS1004GA6F055 | NULL | NULL
KITCHEN EXHAUST FAN | NULL | FANTECH | N0130296 | NULL | NULL
VARIABLE SPEED DRIVE |  | DANFOSS |  | NULL | NULL
EXPANSION TANK (CLOSED LOOPS) | NULL | NULL | NULL | NULL | NULL
WALL MOUNTED SPLIT SYSTEM | 007KAAE00352 | LG | R18AQN-NC10 | R410A | 0
AIR FAN - OUTSIDE | 635826:1 | FANTECH | PUDEC63 | NULL | NULL
SMOKE EXHAUST FAN | 126352 | FANTECH | SS1406S4F110/24O | NULL | NULL
AIR FAN - OUTSIDE |  | NULL |  | NULL | NULL
SMOKE EXHAUST FAN | 1263252 | FANTECH | SS1406S4F110/24O | NULL | NULL
SMOKE EXHAUST FAN | 218808A | FANS DIRECT | VD10WY15A-8FHF | NULL | NULL
SMOKE EXHAUST FAN | 218808B | FANS DIRECT | VD10WY15A-8FHF | NULL | NULL
SMOKE EXHAUST FAN | 218105A | FANS DIRECT | VD10WY10A-6HHF | NULL | NULL
SMOKE EXHAUST FAN | 218105B | FANS DIRECT | VD10WY10A-6HHF | NULL | NULL
SMOKE EXHAUST FAN | PN.224615A | PACIFIC HVAC | VD10DD35A-6JHF | NULL | NULL
SMOKE EXHAUST FAN | FADED | FANTECH | RSS10... | NULL | NULL
SMOKE EXHAUST FAN | 11857 | FANTECH | RSS1004A7F | NULL | NULL
SMOKE EXHAUST FAN | FADED | FANTECH | FADED | NULL | NULL
SMOKE EXHAUST FAN | 118572 | FANTECH | RS1004A7F110/31 | NULL | NULL
WALL MOUNTED SPLIT SYSTEM | E001829 | DAIKIN | RKD50BVMA | R22 | 1.25
VARIABLE SPEED DRIVE | 013525G467 | DANFOSS | 131U2237 | NULL | NULL
WALL MOUNTED SPLIT SYSTEM | E002395 | DAIKIN | FTKD50BVMA8 | R22 | 0
AIR COMPRESSOR |  | TEMPERZONE |  | NULL | NULL
WALL MOUNTED SPLIT SYSTEM | E001469 | DAIKIN | RKD60BVMA | R22 | 1.8
WALL MOUNTED SPLIT SYSTEM | E002176 | DAIKIN | FTKD60BVMA8 | R22 | 0
SMOKE EXHAUST FAN | 491099 | FANTECH | N0173923 | NULL | NULL
FAN COIL UNIT - NON DUCTED | NA | SINKO | 600 | CHILLED WATER | 0
WALL MOUNTED SPLIT SYSTEM | N/A | DAIKIN | N/A | R22 | 1
WALL MOUNTED SPLIT SYSTEM | E000987 | DAIKIN | FTKD35DVMA | R22 | 0
FAN COIL UNIT - DUCTED | NA | ATLAS | SPACEMASTER U22 CHW | CHILLED WATER | 0
FAN COIL UNIT - DUCTED | NA | ATLAS | SPACEMASTER U22 CHW | CHILLED WATER | 0
FAN COIL UNIT - DUCTED | - | ATLAS | SPACEMASTER U22 CHW | CHILLED WATER | 0
WALL MOUNTED SPLIT SYSTEM | E001928 | DAIKIN | RKD50BVMA | R22 | 1.25
WALL MOUNTED SPLIT SYSTEM | E001955 | DAIKIN | FTKD50BVMA8 | R22 | 0
FAN COIL UNIT - DUCTED | 3797-1091-9548 | ATLAS | SPACEMASTER U22 CHW | CHILLED WATER | 0
BOILING WATER UNIT |  | RHEEM | 710003XX-31 | NULL | NULL
WALL MOUNTED SPLIT SYSTEM | E001910 | DAIKIN | RKD71BVMA | R22 | 1.8
CHILLED WATER UNIT | 12020992 | NULL | C12:E | NULL | NULL
WALL MOUNTED SPLIT SYSTEM | E002295 | DAIKIN | FTKD71BVMA8 | R22 | 0
KITCHEN EXHAUST FAN | NULL | FANTECH | CHD634 | NULL | NULL
WALL MOUNTED SPLIT SYSTEM | E001653 | DAIKIN | RXM50PVMA | R32 | 1.5
VARIABLE SPEED DRIVE | NULL | SCHNEIDER | ATV650U | NULL | NULL
WALL MOUNTED SPLIT SYSTEM | E002138 | DAIKIN | FTXM50PVMA | R32 | 0
EXTRACTION SYSTEM - DUST | 0 | S&P | S&P TD-800 | NULL | NULL
WALL MOUNTED SPLIT SYSTEM | E012844 | DAIKIN | RXD60BVMA | R22 | 1.8
WALL MOUNTED SPLIT SYSTEM | E010670 | DAIKIN | FTXD60BVMA8 | R22 | 0
SWITCHBOARD MECHANICAL | NULL | R.G.LADD | N/A | NULL | NULL
TRADE WASTE - PIT | NA | VIKING | 72 LITRES | NULL | NULL
WALL MOUNTED SPLIT SYSTEM | N/A | DAIKIN | RXD71BVMA | R22 | 1.8
WALL MOUNTED SPLIT SYSTEM | E010084 | DAIKIN | FTXD71BVMA8 | R22 | 0
WALL MOUNTED SPLIT SYSTEM | E009288 | DAIKIN | RXD35DVMA | R22 | 1.2
WALL MOUNTED SPLIT SYSTEM | E008349 | DAIKIN | FTXD35DVMA | R22 | 0
SWITCHBOARD MECHANICAL | NULL | R.G.LADD | NULL | NULL | NULL
WALL MOUNTED SPLIT SYSTEM | E000494 | DAIKIN | RXM35PVMA | R32 | 0.9
WALL MOUNTED SPLIT SYSTEM | E001674 | DAIKIN | FTXM35PVMA | R32 | 0
WALL MOUNTED SPLIT SYSTEM | E002950 | DAIKIN | RXM25PVMA | R32 | 0.9
SWITCHBOARD MECHANICAL | NULL | R.G.LADD | NULL | NULL | NULL
DUCTED SPLIT SYSTEM |  | DAIKIN | RY125KY1 | R22 | 3
VARIABLE SPEED DRIVE | 223507AA107 | DANFOSS | 131N0196 | NULL | NULL
FAN COIL UNIT - DUCTED | CHE FCU 15101943 | COOLING & HEATING | DS19 | CHILLED WATER | 0
PACKAGED AIR CONDITIONING UNIT | 923112 | TEMPERZONE | OPA242RKTBHP | R404A | 6.6
SWITCHBOARD MECHANICAL | NULL | NULL | NULL | NULL | NULL
AIR FAN - OUTSIDE | 270591A | PACIFIC HVAC | AX56DB26P-4DAF | NULL | NULL
VARIABLE SPEED DRIVE | NULL | ABB | NULL | NULL | NULL
VARIABLE SPEED DRIVE | 3163300460 | ABB | ACH550 | NULL | NULL
KITCHEN EXHAUST FAN | 270569A | PACIFIC HVAC | KMV710-6DD | NULL | NULL
SWITCHBOARD DISTRIBUTION | NULL | MERLIN GERIN | NULL | NULL | NULL
FAN COIL UNIT - DUCTED | NA | WALKER | CMLH1400-S | CHILLED WATER | 0
BOILING/CHILLED WATER UNIT | 6121320282 | ZIP HYDROTAP | HT BC 150/175 | NULL | NULL
BOILING WATER UNIT | NULL | ZIP HYDROTAP | ZIP MINIBOIL | NULL | NULL
EXHAUST FAN CANOPY | NO NAME PLATE | CUSTOM-BUILT | MAGNET | NULL | NULL
AIR FAN - EXHAUST | 6J45 | PHOENIX FANS | CENTRIFUGAL | NULL | NULL
AIR FAN - EXHAUST | 55826 | PHOENIX FANS | CENTRIFUGAL | NULL | NULL
AIR COOLED SPLIT SYSTEM | 4002337 T | MITSUBISHI | MUZ-A18YV | R410A | 1.8
AIR FAN - OUTSIDE | NULL | S&P | NULL | NULL | NULL
AIR COOLED SPLIT SYSTEM | T021114 | FUJITSU | AOTR30LCT | R410A | 0
HEAT EXCHANGER - AIR TO AIR | 16060030 | MITSUBISHI | LGH-150RVX-E | NULL | NULL
SWITCHBOARD MECHANICAL |  | NULL |  | NULL | NULL
VARIABLE SPEED DRIVE | 646207A17 | DANFOSS | 131N0192 | NULL | NULL
VARIABLE SPEED DRIVE | 49456000002 | EMERSON | BA1401-E12/E54 | NULL | NULL
VARIABLE SPEED DRIVE | 4945500002 | EMERSON | BA1401-E12/E54 | NULL | NULL
HEATING HOT WATER PUMP | 952386 | KSB | MOVETIC VF45-2 | NULL | NULL
VARIABLE SPEED DRIVE | 4949508004 | EMERSON | BA1406-E12/E54 | NULL | NULL
SWITCHBOARD MECHANICAL |  | R.G.LADD |  | NULL | NULL
VARIABLE SPEED DRIVE | 4945956003 | EMERSON | BA1405-E12/E54 | NULL | NULL
VARIABLE SPEED DRIVE | 4945956004 | EMERSON | BA1405-E12/E54 | NULL | NULL
FIRE HOSE REEL |  | BARBER COLMAN | 56456456 | NULL | NULL
VARIABLE SPEED DRIVE | 6W1548010020 | SCHNEIDER | ATV212WD45N4 | NULL | NULL
VARIABLE SPEED DRIVE | 6W1622000142 | SCHNEIDER | ATV212WD18N4 | NULL | NULL
WALL MOUNTED SPLIT SYSTEM | E001228 | DAIKIN | FTXM25PVMA | R32 | 0
SWITCHBOARD MAIN | NULL | NULL | NULL | NULL | NULL
AIR HANDLING UNIT | A95E0590 | TRANE | 1109 | CHILLED WATER | 0
SMOKE EXHAUST FAN | 35144 | AIR DESIGN | AP0714A10A30FS | NULL | NULL
VARIABLE SPEED DRIVE | 8B1621542008 | SCHNEIDER | ATV212WU75N4 | NULL | NULL
VARIABLE SPEED DRIVE | 6W1606000178 | SCHNEIDER | ATV212WD11N4 | NULL | NULL
VARIABLE SPEED DRIVE | 6W1621000209 | SCHNEIDER | ATV212WD11N4 | NULL | NULL
WATER PUMP | 17033 309250 | DAVEY | 62101-3 | NULL | NULL
VARIABLE SPEED DRIVE | 044925G108 | DANFOSS | 131B4249 | NULL | NULL
VARIABLE SPEED DRIVE | 044617G484 | DANFOSS | 131B4249 | NULL | NULL
AIR HANDLING UNIT | A95E0591 | TRANE | 1006 | CHILLED WATER | 0
SWITCHBOARD MAIN | NULL | NULL | NULL | NULL | NULL
SMOKE EXHAUST FAN | NA | AIR DESIGN | AP0714A10A30FS | NULL | NULL
AIR FAN - SUPPLY | 489408 | FANTECH | MMD808/4 | NULL | NULL
VARIABLE SPEED DRIVE | 3R00516 | ZENER | MSC-3R5 | NULL | NULL
WALL MOUNTED SPLIT SYSTEM | E020941 | DAIKIN | RXS80FVMA | R410A | 2.3
WALL MOUNTED SPLIT SYSTEM | E021032 | DAIKIN | RXS80FVMA | R410A | 2.3
DUCTED SPLIT SYSTEM | E008193 | DAIKIN | RZQ160KV4A | R410A | 3.7
DUCTED SPLIT SYSTEM | E008191 | DAIKIN | RZQ160KV4A | R410A | 3.7
AIR FAN - OUTSIDE | - | FANTECH | - | NULL | NULL
DUCTED SPLIT SYSTEM | 8060770 | DAIKIN | FDYQ200MV1 | R410A | 0
VARIABLE SPEED DRIVE | G1146051 | ZENER | MSC-3R23 | NULL | NULL
VARIABLE SPEED DRIVE | G1144064 | ZENER | MSC-3R23 | NULL | NULL
WALL MOUNTED SPLIT SYSTEM | 1493902651 | HITACHI | RAS-70YHA3 | R410A | 1.85
WALL MOUNTED SPLIT SYSTEM | 14B3916891 | HITACHI | RAS-70YHA3 | R410A | 1.85
WALL MOUNTED SPLIT SYSTEM | 1493902650 | HITACHI | RAS-70YHA3 | R410A | 1.85
WALL MOUNTED SPLIT SYSTEM | 13C3669422 | HITACHI | RAC-60YHA3 | R410A | 1.6
WALL MOUNTED SPLIT SYSTEM | 1493902826 | HITACHI | RAS-70YHA3 | R410A | 1.85
WALL MOUNTED SPLIT SYSTEM | 14A3110732 | HITACHI | RAS-50YHA3 | R410A | 1.45
AIR FAN - OUTSIDE | 353023 | FANTECH | AP0404AP10B003 | NULL | NULL
FAN COIL UNIT - DUCTED | LT0800015U3004 | WALKER | CMLH1400-5 | CHILLED WATER | 0
PACKAGE AC - WATER SOURCED | 628076 | TEMPERZONE | HWP120 | R407C | 1.2
PACKAGE AC - WATER SOURCED | 628808 | TEMPERZONE | HWP78 | R407C | 1.02
AIR FAN - RETURN | - | FANTECH | NAMEPLATE PAINTED OVE | NULL | NULL
PACKAGE AC - WATER SOURCED | 895844 | TEMPERZONE | HWP79RKS | R410A | 5
PACKAGE AC - WATER SOURCED | 628067 | TEMPERZONE | HWP78R | R407C | 1
AIR FAN - RETURN | - | FANTECH | - | NULL | NULL
FRIDGE | 516 | GEM | 2DUB.G.S | R22 | 0.2
AIR FAN - OUTSIDE | - | FANTECH | - | NULL | NULL
FAN COIL UNIT - DUCTED | NA | WALKER | CMLH1400-5 | CHILLED WATER | 0
WALL MOUNTED SPLIT SYSTEM |  | MITSUBISHI | SRK92ZMA-S | R410A | 0
WALL MOUNTED SPLIT SYSTEM |  | MITSUBISHI | SRK92ZMA-S | R410A | 3.5
WALL MOUNTED SPLIT SYSTEM |  | MITSUBISHI | SRK92ZMA-S | R410A | 3.5
WALL MOUNTED SPLIT SYSTEM |  | MITSUBISHI | SRC71ZMA-S | R410A | 2
PACKAGE AC - WATER SOURCED | 656897 | TEMPERZONE | HWP77CKSD | R410A | 1.24
WALL MOUNTED SPLIT SYSTEM |  | MITSUBISHI | SRK92ZMA-S | R410A | 0
WALL MOUNTED SPLIT SYSTEM |  | MITSUBISHI | SRC71ZMA-S | R410A | 0
WALL MOUNTED SPLIT SYSTEM |  | MITSUBISHI | SRC71ZMA-S | R410A | 0
HEATING HOT WATER PUMP | P11739 | PUMP ENGINEERS | CRI1-4 | NULL | NULL
PACKAGE AC - WATER SOURCED | 653669 | TEMPERZONE | HWP139 | R410A | 1.86
KITCHEN EXHAUST FAN | 502109 | FANTECH | TCD564 | NULL | NULL
HEATING HOT WATER PUMP | P11738 | PUMP ENGINEERS | CRI1-4 | NULL | NULL
TOILET EXHAUST FAN | NULL | FANTECH | TCE252 | NULL | NULL
TOILET EXHAUST FAN | NULL | FANTECH | TCE252 | NULL | NULL
KITCHEN EXHAUST FAN | NULL | FANTECH | NULL | NULL | NULL
BOILER - ELECTRIC ELEMENT | 6123993 | RHEEM | 61331509 | NULL | NULL
LIGHTING CONTROLS | NULL | DALI | BM2600 | NULL | NULL
LIGHTING CONTROLS | NULL | DALI | BM2600 | NULL | NULL
SWITCHBOARD DISTRIBUTION | NULL | MERLIN GERIN | NULL | NULL | NULL
POWER METER | NULL | MERLIN GERIN | PM710 | NULL | NULL
KITCHEN EXHAUST FAN | 573485 | CFM FANS | CDH-716 | NULL | NULL
KITCHEN EXHAUST FAN | NULL | CYCLO FANS | V25-184-SP4 | NULL | NULL
DUCTED SPLIT SYSTEM | 511841 | NULL | SRE091C-0400 | R410A | 1.2
DUCTED SPLIT SYSTEM | 514931 | NULL | SCA400C-0200 | R410A | 20
AIR FAN - SUPPLY | 378457 | FANTECH | PCD564DD | NULL | NULL
FAN COIL UNIT - DUCTED | NA | WALKER | CMLH1400-5 | CHILLED WATER | 0
SMOKE EXHAUST FAN | NULL | NULL | NULL | NULL | NULL
FAN COIL UNIT - DUCTED | NA | WALKER | CMLH1400-5 | CHILLED WATER | 0
AIR FAN - SUPPLY | NA | FANTECH | PCD564DD | NULL | NULL
AIR FAN - EXHAUST | 55795 | PHOENIX FANS | SIC | NULL | NULL
FAN COIL UNIT - NON DUCTED | - | SINKO | 400 | CHILLED WATER | 0
FAN COIL UNIT - DUCTED | AO2516 | AIRITE | AIVS15 | CHILLED WATER | 0
AIR FAN - OUTSIDE | GJ45 | PHOENIX FANS | PHOENIX 400-4D | NULL | NULL
SWITCHBOARD MECHANICAL |  | NULL |  | NULL | NULL
POWER METER | NA | INTEGRA | 1630 | NULL | NULL
PACKAGE AC - WATER SOURCED |  | ABB |  | R123 | 5
AIR COMPRESSOR | 3 | NULL | DK1500-2 | NULL | NULL
WATER PUMP | 17-10-03325 | NULL | PENTAIR-413 | NULL | NULL
AIR FAN - EXHAUST | 453307 | FANTECH | RDE0312AA5/10 | NULL | NULL
PACKAGED AIR CONDITIONING UNIT | 114552 | TEMPERZONE | OPA960RKTVG01P | R410A | 30
VARIABLE SPEED DRIVE | G1145069 | ZENER | MSC-3R23 | NULL | NULL
PACKAGED AIR CONDITIONING UNIT | 114554 | TEMPERZONE | OPA960RKTBG01P | R410A | 30
VARIABLE SPEED DRIVE | G1145068 | ZENER | MSC-3R23 | NULL | NULL
VARIABLE SPEED DRIVE | G1147007 | ZENER | MSC-3R5 | NULL | NULL
VARIABLE SPEED DRIVE | G1146014 | ZENER | MSC-3R11 | NULL | NULL
VARIABLE SPEED DRIVE | G1146006 | ZENER | MSC-3R5 | NULL | NULL
VARIABLE SPEED DRIVE | 881733562001 | SCHNEIDER | ATV650U75N4 | NULL | NULL
UPRIGHT DOUBLE DOOR FRIDGE |  | NULL |  | R134A | 0.32
AIR HANDLING UNIT | NULL | NULL | NULL | NA | 0
AIR HANDLING UNIT |  | NULL |  | CHILLED WATER | 0
SMOKE EXHAUST FAN | NULL | NULL | NULL | NULL | NULL
AIR HANDLING UNIT | NULL | NULL | NULL | CHILLED WATER | 0
AIR FAN - EXHAUST |  | WOODS |  | NULL | NULL
SMOKE EXHAUST FAN | NULL | WOODS | NULL | NULL | NULL
VARIABLE SPEED DRIVE | G112803861 | ZENER | MSC-3R40 | NULL | NULL
COOL ROOM | CAT259651 | ACTROL | EPCH4524Z | R404A | 13
VARIABLE SPEED DRIVE | G1128094 | ZENER | MSC-3R40 | NULL | NULL
WALL MOUNTED SPLIT SYSTEM |  | MDV | WMV-50/QC6GW | R410A | 0
WALL MOUNTED SPLIT SYSTEM |  | MDV | C-WMV-50/QC6GW | R410A | 1.5
VARIABLE SPEED DRIVE | S1231002 | ZENER | MSC-3R30 | NULL | NULL
VARIABLE SPEED DRIVE | G1146024 | ZENER | MSC-3R15 | NULL | NULL
TOILET EXHAUST FAN | NULL | WOODS | NULL | NULL | NULL
TOILET EXHAUST FAN | NULL | FANTECH | NULL | NULL | NULL
AIR FAN - EXHAUST | NULL | WOODS | NULL | NULL | NULL
AIR FAN - EXHAUST | NULL | WOODS | NULL | NULL | NULL
CHILLER - AIR COOLED | 12W816754 | CARRIER | 30XA0302-006-PEB | R134A | 75
VARIABLE SPEED DRIVE |  | ABB | IJD 370 4/1 | NULL | NULL
VARIABLE SPEED DRIVE | NULL | ABB | IJD 1400 4/1 | NULL | NULL
VARIABLE SPEED DRIVE | TBD | ABB | IJD 620 6/1 | NULL | NULL
VARIABLE SPEED DRIVE | N/A | ABB | N/A | NULL | NULL
VARIABLE SPEED DRIVE | NULL | ABB | NULL | NULL | NULL
VARIABLE SPEED DRIVE | 3132501859 | PACIFIC HVAC | ACH 550 | NULL | NULL
VARIABLE SPEED DRIVE | 3143006143 | ABB | ACH5500-059A-4+B055 | NULL | NULL
CHILLER - AIR COOLED |  | CARRIER |  | R134A | 75
AIR FAN - OUTSIDE |  | FANTECH |  | NULL | NULL
AIR HANDLING UNIT | A90M7020 | TRANE | CCHB31V7 | CHILLED WATER | 0
SWITCHBOARD MECHANICAL | NULL | NULL | NULL | NULL | NULL
VARIABLE SPEED DRIVE | 3065001258 | ABB | ACH55001038AB055 | NULL | NULL
AIR HANDLING UNIT | A90M7018 | TARNE | CCHB31V7 | CHILLED WATER | 0
SWITCHBOARD MECHANICAL | NULL | NULL | NULL | NULL | NULL
VARIABLE SPEED DRIVE | 3065001268 | ABB | ACH55001038A4B055 | NULL | NULL
VARIABLE SPEED DRIVE | V00000779163 | VACON | 141218 | NULL | NULL
DISHWASHER |  | TEMPERZONE |  | NULL | NULL
RADIATOR | NULL | NULL | NULL | NULL | NULL
RADIATOR |  | NULL |  | NULL | NULL
RADIATOR | NULL | NULL | NULL | NULL | NULL
RADIATOR | NULL | NULL | NULL | NULL | NULL
SWITCHBOARD MAIN | NULL | NULL | NULL | NULL | NULL
SMOKE EXHAUST FAN | NA | FANTECH | RDS0714AP10B022 | NULL | NULL
SMOKE EXHAUST FAN | NA | FANTECH | RDS0714AP10B022 | NULL | NULL
SMOKE EXHAUST FAN | 109360 | AIR DESIGN | RDS0714AP108022 | NULL | NULL
SMOKE EXHAUST FAN | 8 | FANTECH | APS0804GA6F030 | NULL | NULL
SMOKE EXHAUST FAN | NA | FANTECH | APS0804GA6F030 | NULL | NULL
AIR FAN - EXHAUST |  | NULL | T4-250 | NULL | NULL
SMOKE EXHAUST FAN | NA | FANTECH | NA | NULL | NULL
RADIATOR | NULL | NULL | NULL | NULL | NULL
TOILET EXHAUST FAN | 6104241 | FANTECH | CD314V | NULL | NULL
RADIATOR | NULL | NULL | NULL | NULL | NULL
SWITCHBOARD MAIN | NULL | NULL | NULL | NULL | NULL
SWITCHBOARD MECHANICAL |  | NULL |  | NULL | NULL
RADIATOR | NULL | NULL | NULL | NULL | NULL
RADIATOR | NULL | NULL | NULL | NULL | NULL
RADIATOR | NULL | NULL | NULL | NULL | NULL
RADIATOR | NULL | NULL | NULL | NULL | NULL
RADIATOR | NULL | NULL | NULL | NULL | NULL
RADIATOR | NULL | NULL | NULL | NULL | NULL
RADIATOR | NULL | NULL | NULL | NULL | NULL
RADIATOR | NULL | NULL | NULL | NULL | NULL
VARIABLE SPEED DRIVE | 881735596001 | SCHNEIDER | ATV650U40N4 | NULL | NULL
AIR HANDLING UNIT | NULL | COOLAIR | ASH8000FM | CHILLED WATER | 0
VARIABLE SPEED DRIVE | 743007A516 | DANFOSS | 131N0188 | NULL | NULL
VARIABLE SPEED DRIVE | 646107A217 | DANFOSS | 131NO192 | NULL | NULL
AIR COOLED SPLIT SYSTEM | 738103059 | MITSUBISHI | SRC25ZG-S | R410A | 0.9
AIR COOLED SPLIT SYSTEM | 720301629 RE | MITSUBISHI | SRK25ZGA-S | R410A | 0
AIR COOLED SPLIT SYSTEM | 531793-1007-01 | LIEBERT | LSF10-U-K | R407C | 5
AIR COOLED SPLIT SYSTEM | 531885-1007-01 | LIEBERT | 105RA-100 | R407C | 0
FIRE DAMPER |  | NULL |  | NULL | NULL
FIRE DAMPER |  | NULL |  | NULL | NULL
FIRE DAMPER |  | NULL |  | NULL | NULL
SWITCHBOARD DISTRIBUTION |  | NHP |  | NULL | NULL
STAIRWELL PRESSURISATION FAN | NULL | WOODS | NULL | NULL | NULL
STAIRWELL PRESSURISATION FAN | NULL | WOODS | NULL | NULL | NULL
VARIABLE SPEED DRIVE | HK68985R009-3HA | FUJI ELECTRIC | FRNO30P7-4EX | NULL | NULL
VARIABLE SPEED DRIVE | HK68985R009-5HA | FUJI ELECTRIC | FRN030P7-4EX | NULL | NULL
VARIABLE SPEED DRIVE | NULL | DANFOSS | NULL | NULL | NULL
VARIABLE SPEED DRIVE | NULL | FUJI ELECTRIC | NULL | NULL | NULL
VARIABLE SPEED DRIVE | NULL | DANFOSS | NULL | NULL | NULL
SWITCHBOARD MECHANICAL | NULL | NULL | NULL | NULL | NULL
EEL - SINGLE POINT | VARIOUS | FAMCO | VARIOUS | NULL | NULL
AIR COMPRESSOR | NULL | NULL | NULL | NULL | NULL
AIR COMPRESSOR | NULL | NULL | NULL | NULL | NULL
SWITCHBOARD DISTRIBUTION |  | NHP |  | NULL | NULL
EEL - SINGLE POINT | VARIOUS | FAMCO | VARIOUS | NULL | NULL
CONDENSER WATER PUMP | NULL | AJAX | NULL | NULL | NULL
CONDENSER WATER PUMP | NULL | AJAX | NULL | NULL | NULL
HEAT EXCHANGER - WATER TO WAT | NULL | NULL | NULL | NULL | NULL
AIR HANDLING UNIT | 000345-MS-01 | NULL | OAH50-UH | CHILLED WATER | 0
AIR HANDLING UNIT | 000345-MS-1.2 | NULL | OAH45-UH | CHILLED WATER | 0
AIR FAN - EXHAUST | NULL | WOODS | NULL | NULL | NULL
AIR HANDLING UNIT | AHU-MS-1.3 | NULL | OAH45-HV | CHILLED WATER | 0
CONDENSER WATER PUMP | 10042600BJ | MONARCH | 259M 4K | NULL | NULL
AIR HANDLING UNIT | 000345-MS-04 | NULL | OAH60-UH | CHILLED WATER | 0
CONDENSER WATER PUMP | 10535118008 | CMG | HGMT225S4 | NULL | NULL
CONDENSER WATER PUMP | 12401401003 | CMG | XGA 250M4 | NULL | NULL
CONDENSER WATER PUMP | 512 | CMG | SGA 250M 4 | NULL | NULL
CONDENSER WATER PUMP | 515 | CMG | SGA 250M 4 | NULL | NULL
CHILLED WATER PUMP | 959 | CMG | SGA24011 4 | NULL | NULL
CHILLED WATER PUMP | 9512 | CMG | SGA200L4 6 | NULL | NULL
SWITCHBOARD DISTRIBUTION |  | NHP |  | NULL | NULL
EEL - SINGLE POINT | VARIOUS | FAMCO | VARIOUS | NULL | NULL
SWITCHBOARD MECHANICAL |  | ELDON |  | NULL | NULL
SWITCHBOARD MECHANICAL |  | ELDON |  | NULL | NULL
SWITCHBOARD DISTRIBUTION |  | NHP |  | NULL | NULL
EEL - SINGLE POINT | VARIOUS | FAMCO | VARIOUS | NULL | NULL
AIR HANDLING UNIT | 000345-MS-2.2 | NULL | OAH45-UH | CHILLED WATER | 0
AIR HANDLING UNIT | 000345-MS-2.3 | NULL | OAH50-UH | CHILLED WATER | 0
AIR HANDLING UNIT | 000345-MS-3.1 | NULL | OAH50-UH | CHILLED WATER | 0
CHILLED WATER PUMP | 958 | CMG | SGA200L4 6 | NULL | NULL
CHILLED WATER PUMP | 87051412018 | CMG | HGMT160L4 | NULL | NULL
AIR HANDLING UNIT | 000345-MS-3.2 | NULL | OAH45-UH | CHILLED WATER | 0
CHILLED WATER PUMP | 11969609007 | CMG | HGMT180L4 | NULL | NULL
AIR HANDLING UNIT | 000345-MS-3.3 | NULL | OAH45-UH | CHILLED WATER | 0
AIR HANDLING UNIT | 000345-MS-4.1 | NULL | OAH5P-UH | CHILLED WATER | 0
AIR HANDLING UNIT | 000345-MS-4.2 | NULL | OAH45-UH | CHILLED WATER | 0
CHILLER - CENTRIFUGAL | 5114Q23956 | CARRIER | 19XRV7174E43MCB52S | R134A | 1207
AIR HANDLING UNIT | 000345-MS-4.3 | NULL | OAH45-UH | CHILLED WATER | 0
CHILLER - SCREW | 3713Q22884 | CARRIER | 23XRV5556ERVBA90 S | R134A | 648
SWITCHBOARD MECHANICAL |  | ELDON |  | NULL | NULL
SWITCHBOARD MECHANICAL |  | ELDON |  | NULL | NULL
CHILLER - CENTRIFUGAL | A95F00230/1 | TRANE | CVHG1067 | R123 | 667
CHILLER - CENTRIFUGAL | A95FOO231 | TRANE | CVHG1067 | R123 | 667
CHILLER - CENTRIFUGAL | A95F00232 | TRANE | CVHG1067 | R123 | 667
SWITCHBOARD MECHANICAL |  | NULL |  | NULL | NULL
SWITCHBOARD MAIN | NULL | NULL | NULL | NULL | NULL
AIR HANDLING UNIT | 000345-MS-13 | NULL | OAH50-UH | CHILLED WATER | 0
SWITCHBOARD MAIN | NULL | NULL | NULL | NULL | NULL
AIR HANDLING UNIT | 000345-MS-14 | NULL | OAH45-UH | CHILLED WATER | 0
SWITCHBOARD MAIN | NULL | NULL | NULL | NULL | NULL
SWITCHBOARD MAIN | NULL | NULL | NULL | NULL | NULL
AIR HANDLING UNIT | 000345-MS-15 | NULL | OAH45-UH | CHILLED WATER | 0
SWITCHBOARD MAIN | NULL | NULL | NULL | NULL | NULL
AIR HANDLING UNIT | 000345-MS-16 | NULL | OAH50-HV | CHILLED WATER | 0
VARIABLE SPEED DRIVE | M15290022B | VACON | VACON0100 | NULL | NULL
VARIABLE SPEED DRIVE | M154900149 | VACON | VACON0100 | NULL | NULL
CHILLED WATER PUMP | NA | CMG | SGA180M 4 | NULL | NULL
AIR HANDLING UNIT | 000345-MS-17 | NULL | OAH50-HV | CHILLED WATER | 0
AIR HANDLING UNIT | 000345-MS-18 | NULL | OAH45-UH | CHILLED WATER | 0
CHILLED WATER PUMP | NA | CMG | SGA180M 4 | NULL | NULL
VARIABLE SPEED DRIVE | 3142705401 | ABB | AX14TE15A-4QSF | NULL | NULL
VARIABLE SPEED DRIVE | N/A | ABB | IJD 370 6/1 | NULL | NULL
VARIABLE SPEED DRIVE | 3144304786 | ABB | ACH550-01-05A4-4+B055 | NULL | NULL
VARIABLE SPEED DRIVE |  | ABB |  | NULL | NULL
CASSETTE SPLIT SYSTEM | 7ZA02799 | MITSUBISHI | PLA-RP140BA | R410A | 0
CASSETTE SPLIT SYSTEM | 7YA02671 | MITSUBISHI | PLA-RP140BA | R410A | 0
CASSETTE SPLIT SYSTEM | 7ZA02801 | MITSUBISHI | PLA-RP140BA | R410A | 0
CASSETTE SPLIT SYSTEM | 7YA01361 | MITSUBISHI | PLA-RP60BA | R410A | 0
SWITCHBOARD DISTRIBUTION | NA | NULL | NA | NULL | NULL
CASSETTE SPLIT SYSTEM | 7ZP 00504 | MITSUBISHI | SUZ-KA60VAD | R410A | 1.8
CASSETTE SPLIT SYSTEM | 7ZU11428 | MITSUBISHI | PUHZ-RP140VKA2 | R410A | 5.5
CASSETTE SPLIT SYSTEM | 7ZU11656 | MITSUBISHI | PUHZ-RP140VKA2 | R410A | 5.5
CASSETTE SPLIT SYSTEM | 7ZU11655 | MITSUBISHI | PUHZ-RP140VKA2 | R410A | 5.5
CASSETTE SPLIT SYSTEM | 301KAED00012 | LG | UTN24WH (ATNH24GLNE1) | R410A | 2.2
CASSETTE SPLIT SYSTEM | 2ZA02794 | MITSUBISHI | PLA-RP100BA | R410A | 0
CASSETTE SPLIT SYSTEM | NULL | MITSUBISHI | PLA-RP100BA | R410A | 0
DUCTED SPLIT SYSTEM | - | DAIKIN | RZYQ8PY1 | R410A | 0
DUCTED SPLIT SYSTEM | - | DAIKIN | RZYQ8PY1 | R410A | 0
DUCTED SPLIT SYSTEM | - | DAIKIN | RZQ8PY1 | R410A | 0
AIR FAN - EXHAUST | - | FANTECH | - | NULL | NULL
VRV NON DUCTED SPLIT | E000380 | DAIKIN | RXYQ8TY1A | R410A | 13
PACKAGE AC - WATER SOURCED |  | DAIKIN |  | R134A | 2
AIR FAN - EXHAUST | NOT SHOWN | WOODS | NH451431 | NULL | NULL
PACKAGE AC - WATER SOURCED |  | NULL |  | R22 | 5
VRV NON DUCTED SPLIT | E000197 | DAIKIN | REYQ14TY1 | R410A | 17.7
FAN COIL UNIT - DUCTED | E005007 | DAIKIN | FXMQ250MAVE | R410A | 0.2
CASSETTE SPLIT SYSTEM | E005754 | DAIKIN | FXZQ25MVE | R410A | 0.2
CASSETTE SPLIT SYSTEM | E001569 | DAIKIN | FXFQ100PVE | R410A | 0.2
WALL MOUNTED SPLIT SYSTEM | 9005441 | MITSUBISHI | MSZ-GE25VA | R410A | 3
VARIABLE SPEED DRIVE | 881743530022 | SCHNEIDER | ATV650U55N4 | NULL | NULL
VARIABLE SPEED DRIVE | 881735584029 | SCHNEIDER | ATV650D11N4 | NULL | NULL
WALL MOUNTED SPLIT SYSTEM | 9020577 | MITSUBISHI | MVZ-2E25VA | R410A | 0.55
VRV NON DUCTED SPLIT | E000177 | DAIKIN | REYQ10TY1 | R410A | 9.8
CASSETTE SPLIT SYSTEM | E005824 | DAIKIN | FXZQ25MVE | R410A | 0.2
CASSETTE SPLIT SYSTEM | E005758 | DAIKIN | FXZQ25MVE | R410A | 0.2
CASSETTE SPLIT SYSTEM | E001565 | DAIKIN | FXFQ100PVE | R410A | 0.2
FAN COIL UNIT - DUCTED | NULL | DAIKIN | FXDYQ80MAV1 | R410A | 0.2
VARIABLE SPEED DRIVE | 881733622025 | SCHNEIDER | ATV650U75N4 | NULL | NULL
DUCTED SPLIT SYSTEM | E001714 | DAIKIN | RZQS100AV1 | R410A | 4
DUCTED SPLIT SYSTEM | E011476 | DAIKIN | RZQ140LV1 | R410A | 4
CASSETTE SPLIT SYSTEM | E000975 | DAIKIN | FCQ140KAVEA | R410A | 0.2
FAN COIL UNIT - DUCTED | NULL | DAIKIN | FXMQ250MAVE | R410A | 0.2
CASSETTE SPLIT SYSTEM | E005751 | DAIKIN | FXZQ25MVE | R410A | 0.2
CASSETTE SPLIT SYSTEM | E008105 | DAIKIN | FXZQ50MVE | R410A | 0.2
AIR FAN - EXHAUST | 16172033 | FANTECH | PC6506DD | NULL | NULL
FAN COIL UNIT - DUCTED | E015266 | DAIKIN | FXMQ140PVE | R410A | 0.2
WALL MOUNTED SPLIT SYSTEM | E009260 | DAIKIN | FXAQ20PVE | R410A | 0.2
CASSETTE SPLIT SYSTEM | E005081 | DAIKIN | FXZQ20MVE | R410A | 0.2
VRV NON DUCTED SPLIT | A002142 | DAIKIN | FXCQ25MVE9 | R410A | 0.2
VRV NON DUCTED SPLIT | E000147 | DAIKIN | REYQ10TY1 | R410A | 19.6
WALL MOUNTED SPLIT SYSTEM | E001217 | DAIKIN | FAQ100CVEA | R410A | 0.2
VRV NON DUCTED SPLIT | E000127 | DAIKIN | REYQ18TY1 | R410A | 24.7
DX COMPRESSOR | A93C2146 | TRANE | HCMA1500D | R427A | 460
DX COMPRESSOR | N/A | TRANE | HCMA1500D | R427A | 460
STAND ALONE CONTROLS - ELEC | NULL | CAREL | NULL | NULL | NULL
STAND ALONE CONTROLS - ELEC | NULL | CAREL | NULL | NULL | NULL
STAND ALONE CONTROLS - ELEC | NULL | CAREL | NULL | NULL | NULL
CASSETTE SPLIT SYSTEM | E001269 | DAIKIN | FXFQ80PVE | R410A | 0.2
CASSETTE SPLIT SYSTEM | E001566 | DAIKIN | FXFQ100PVE | R410A | 0.2
CASSETTE SPLIT SYSTEM | E008109 | DAIKIN | FXZQ50MVE | R410A | 0.2
CASSETTE SPLIT SYSTEM | E001270 | DAIKIN | FXFQ80PVE | R410A | 0.2
VRV DUCTED SPLIT | 5073558 | DAIKIN | FXSYQ80MVE | R410A | 0.2
CASSETTE SPLIT SYSTEM | E008266 | DAIKIN | FXZQ50MVE | R410A | 0.3
CHILLED WATER PUMP | NULL | WILO | MHI1602N-1/E3-2-2G | NULL | NULL
CHILLED WATER PUMP | NULL | WILO | MHI1602N-1/E3-2-2G | NULL | NULL
CHILLED WATER PUMP | NULL | WILO | MHIE1602N-1/E/3-2-2G | NULL | NULL
CHILLED WATER PUMP | NULL | WILO | MHIE1602N-1/E/3-2-2G | NULL | NULL
CHILLED WATER PUMP | NULL | WILO | MHIE1602N-1/E/3-2-2G | NULL | NULL
CHILLED WATER PUMP | NULL | WILO | MHIE1602N-1/E/3-2-2G | NULL | NULL
CHILLED WATER PUMP | NULL | WILO | MHIE1602N-1/E/3-2-2G | NULL | NULL
CHILLED WATER PUMP | NULL | WILO | MHIE1602N-1/E/3-2-2G | NULL | NULL
CASSETTE SPLIT SYSTEM | E005831 | DAIKIN | FXZQ25MVE | R410A | 0.2
VARIABLE SPEED DRIVE |  | DANFOSS | VLT6000 SERIES | NULL | NULL
STAIRWELL PRESSURISATION FAN | NULL | FANTECH | NULL | NULL | NULL
WALL MOUNTED SPLIT SYSTEM | E003266 | DAIKIN | FTKS71FVMA | R410A | 0
VARIABLE SPEED DRIVE |  | SIEMENS |  | NULL | NULL
VARIABLE SPEED DRIVE | NA | SIEMENS | G120P 11/35B | NULL | NULL
WALL MOUNTED SPLIT SYSTEM | E001783 | DAIKIN | FTKS71FVMA | R410A | 2.3
VARIABLE SPEED DRIVE | 506742G197 | DANFOSS | VLT6006HT4C54STR3D | NULL | NULL
WALL MOUNTED SPLIT SYSTEM | E001950 | DAIKIN | RKS71FVMA | R410A | 15.5
VARIABLE SPEED DRIVE | 093217G315 | DANFOSS | 131B3319 | NULL | NULL
FAN COIL UNIT - DUCTED | NULL | DAIKIN | FXMQ140PVEA | R410A | 0.2
SWITCHBOARD MECHANICAL | - | NULL | - | NULL | NULL
SWITCHBOARD MECHANICAL | - | NULL | - | NULL | NULL
SWITCHBOARD MECHANICAL | - | NULL | - | NULL | NULL
WALL MOUNTED SPLIT SYSTEM | 837405894 | MITSUBISHI | SRC50ZHX-S | R410A | 1.4
BMS | - | TAC | - | NULL | NULL
VRV NON DUCTED SPLIT | A002143 | DAIKIN | FXCQ25MVE9 | R410A | 0.2
VRV NON DUCTED SPLIT | A002141 | DAIKIN | FXCQ25MVE | R410A | 0.2
WALL MOUNTED SPLIT SYSTEM | 837405906 | MITSUBISHI | SRC50ZHX-S | R410A | 1.4
CASSETTE SPLIT SYSTEM | E005083 | DAIKIN | FXZQ20MVE | R410A | 0.2
VRV DUCTED SPLIT | NULL | DAIKIN | FXZQ20MVE | R410A | 0.2
VARIABLE SPEED DRIVE | 230807A155 | DANFOSS | 131N0194 | NULL | NULL
VARIABLE SPEED DRIVE | 226907A145 | DANFOSS | 131N0194 | NULL | NULL
WALL MOUNTED SPLIT SYSTEM | E009253 | DAIKIN | FXAQ20PVE | R410A | 0.2
VARIABLE SPEED DRIVE | 029502G225 | DANFOSS | 131N0200 | NULL | NULL
VARIABLE SPEED DRIVE | 029602G225 | DANFOSS | 131N0200 | NULL | NULL
CASSETTE SPLIT SYSTEM | E005385 | DAIKIN | FXAQ20PVE | R410A | 0.2
CONDENSER WATER PUMP | NULL | KSB | D180LC | NULL | NULL
CONDENSER WATER PUMP | NULL | KSB | D180LC | NULL | NULL
CONDENSER WATER PUMP | NULL | KSB | D160L | NULL | NULL
CONDENSER WATER PUMP |  | KSB | D160L | NULL | NULL
WALL MOUNTED SPLIT SYSTEM | E009268 | DAIKIN | FXAQ20PVE | R410A | 0.2
VRV NON DUCTED SPLIT | E000177 | DAIKIN | REYQ8TY1 | R410A | 15.4
VRV NON DUCTED SPLIT | E000184 | DAIKIN | REYQ16TY1 | R410A | 20.3
VRV NON DUCTED SPLIT | E000253 | DAIKIN | REYQ6TY1A | R410A | 10.8
VRV NON DUCTED SPLIT | NULL | DAIKIN | REYQ6TY1A | R410A | 9
AIR FAN - OUTSIDE | NA | AIRFLOW | NA | NULL | NULL
VRV NON DUCTED SPLIT | E0001150 | DAIKIN | REYQ14TY1 | R410A | 21.6
AIR FAN - OUTSIDE | NA | FANTECH | NA | NULL | NULL
VRV NON DUCTED SPLIT | E000134 | DAIKIN | REYQ6TY1A | R410A | 9.6
BOILER - GAS FIRED | 9768 | MODULEX | MODULEX 440E | NATURAL GAS | NULL
VRV NON DUCTED SPLIT | E000146 | DAIKIN | REYQ6TY1A | R410A | 10
HEAT EXCHANGER - WATER TO WAT | NULL | NULL | - | NULL | NULL
VRV NON DUCTED SPLIT | E000433 | DAIKIN | RXYQ8TY1A | R410A | 8
HEAT EXCHANGER - WATER TO WAT | NULL | NULL | - | NULL | NULL
COOLING TOWER | M5506 | NULL | MSS045A | NULL | NULL
COOLING TOWER | A5507 | NULL | AFT8-69 | NULL | NULL
CIRCULATING PUMP | NULL | ONGA | NULL | NULL | NULL
WALL MOUNTED SPLIT SYSTEM | E080970 | DAIKIN | FTXS35LVMA | R410A | 2
WALL MOUNTED SPLIT SYSTEM | E028505 | DAIKIN | FTXS95LVMA | R410A | 4
WALL MOUNTED SPLIT SYSTEM | E028441 | DAIKIN | FTXS95LVMA | R410A | 4
DUCTED SPLIT SYSTEM | 239610 | NULL | SCA70EN01V1 | NA | 0
DUCTED SPLIT SYSTEM | 111876 | NULL | SCA54EG01V1 | NA | 0
DOSING POT (CLOSED LOOPS) | VC-1596 | NULL | XSCF3-A7Y | NULL | NULL
WALL MOUNTED SPLIT SYSTEM | E024573 | DAIKIN | FTXS95LVMA | R410A | 4
WALL MOUNTED SPLIT SYSTEM | E005948 | DAIKIN | RXS71KAVMA | R410A | 2.3
CASSETTE SPLIT SYSTEM | 6539306687 | PANASONIC | U-125PE1R5A | R410A | 3.4
STAIRWELL PRESSURISATION FAN | NULL | DUCTLINE | DQS1000-4-24 | NULL | NULL
STAIRWELL PRESSURISATION FAN | NULL | DUCTLINE | DQS1000-4-24 | NULL | NULL
STAIRWELL PRESSURISATION FAN | NULL | FANTECH | DQS1000-4-24 | NULL | NULL
STAIRWELL PRESSURISATION FAN | NULL | FANTECH | DQS1000-4-24 | NULL | NULL
STAIRWELL PRESSURISATION FAN | NULL | FANTECH | DQS1000-4-24 | NULL | NULL
STAIRWELL PRESSURISATION FAN | NULL | FANTECH | DQS1000-4-24 | NULL | NULL
KITCHEN EXHAUST FAN | NULL | FANTECH | AP0714GA6H/16 | NULL | NULL
TOILET EXHAUST FAN |  | FANTECH | CD454VGL | NULL | NULL
TOILET EXHAUST FAN | UNKNOWN | FANTECH | UNKNOWN | NULL | NULL
TOILET EXHAUST FAN | NULL | FANTECH | NULL | NULL | NULL
BOILING/CHILLED WATER UNIT | 2018042002042 | ZIP HYDROTAP | 5261AU0H0CN1c | NULL | NULL
VARIABLE SPEED DRIVE | 440207A485 | DANFOSS | 131N0178 | NULL | NULL
AIR FAN - EXHAUST | NH451431 | WOODS | NH451431 | NULL | NULL
AIR FAN - EXHAUST | NULL | NULL | NULL | NULL | NULL
PACKAGED AIR CONDITIONING UNIT | BL5502 | AIRTEMP | RT3140 | R22 | 8
AIR HANDLING UNIT |  | NULL |  | CHILLED WATER | 0
FAN COIL UNIT - DUCTED | NULL | TEMPERZONE | NULL | CHILLED WATER | 0
TOILET EXHAUST FAN | NULL | FANTECH | NULL | NULL | NULL
FIRE DAMPER-INTUMESCENT | NA | NULL | NA | NULL | NULL
FIRE DAMPER-INTUMESCENT | NA | NULL | NA | NULL | NULL
FIRE DAMPER-INTUMESCENT | NA | UNKNOWN | NA | NULL | NULL
VARIABLE AIR VOLUME UNITS | 0 | BARBER COLMAN | 0 | NULL | NULL
VARIABLE SPEED DRIVE | G1127004 | ZENER | MSC-3R7 | NULL | NULL
VARIABLE SPEED DRIVE | 4.0067e+17 | SCHNEIDER | ATV650U30N4 | NULL | NULL
VRV DUCTED SPLIT | E014428 | DAIKIN | FXMQ140PVE | R410A | 0
BRANCH SELECTOR BOX | A000199 | DAIKIN | BSQ160AV1 | NULL | NULL
BRANCH SELECTOR BOX | A000196 | DAIKIN | BSQ160AV1 | NULL | NULL
VRV DUCTED SPLIT | E014429 | DAIKIN | FXMQ140PVE | R410A | 0
VRV DUCTED SPLIT | E031612 | DAIKIN | FXMQ125PVE | R410A | 0
BRANCH SELECTOR BOX | A000198 | DAIKIN | BSQ160AV1 | NULL | NULL
AIR HANDLING UNIT | 000345-MS-7.1 | NULL | OAH50-UH | CHILLED WATER | 0
AIR HANDLING UNIT | 000345-MS-7.2 | NULL | OAH45-UH | CHILLED WATER | 0
AIR HANDLING UNIT | 000345-MS-7.3 | NULL | OAH45-UH | CHILLED WATER | 0
VRV DUCTED SPLIT | E013908 | DAIKIN | FXMQ140PVE | R410A | 0
BRANCH SELECTOR BOX | A000195 | DAIKIN | BSQ160AV1 | NULL | NULL
VRV DUCTED SPLIT | E000258 | DAIKIN | REYQ12TY1 | R410A | 9.9
VRV DUCTED SPLIT | E000128 | DAIKIN | REYQ14TY1 | R410A | 11.8
SWITCHBOARD DISTRIBUTION |  | NHP |  | NULL | NULL
EEL - SINGLE POINT | NA | FAMCO | VARIOUS | NULL | NULL
SWITCHBOARD DISTRIBUTION |  | ABB |  | NULL | NULL
SWITCHBOARD DISTRIBUTION |  | ABB |  | NULL | NULL
SWITCHBOARD DISTRIBUTION |  | ABB |  | NULL | NULL
VRV DUCTED SPLIT | E013909 | DAIKIN | FXMQ140PVE | R410A | 0
BRANCH SELECTOR BOX | A000191 | DAIKIN | BSQ160AV1 | NULL | NULL
VRV DUCTED SPLIT | E003528 | DAIKIN | FXMQ200MVE9 | R410A | 0
BRANCH SELECTOR BOX | A000289 | DAIKIN | BSQ250A1 | NULL | NULL
VRV DUCTED SPLIT | E002964 | DAIKIN | FXMQ200MVE9 | R410A | 0
BRANCH SELECTOR BOX | A000195 | DAIKIN | BSQ250AV1 | NULL | NULL
DUCTED SPLIT SYSTEM | E005423 | DAIKIN | RZQS50AV1 | R410A | 2
VRV DUCTED SPLIT | E013910 | DAIKIN | FXMQ140PVE | R410A | 0
DUCTED SPLIT SYSTEM | E005420 | DAIKIN | RZQS50AV1 | R410A | 2
VRV DUCTED SPLIT | E028972 | DAIKIN | FXMQ100PVE | R410A | 0
BRANCH SELECTOR BOX | A000857 | DAIKIN | BSQ100AV1 | NULL | NULL
BRANCH SELECTOR BOX | A000208 | DAIKIN | BSQ160AV1 | NULL | NULL
VRV DUCTED SPLIT | E0131912 | DAIKIN | FXMQ140PVE | R410A | 0
AIR FAN - EXHAUST | 240979B | PACIFIC HVAC | RCD355-4E | NULL | NULL
VRV DUCTED SPLIT | E002988 | DAIKIN | FXMQ200MVE9 | R410A | 0
BRANCH SELECTOR BOX |  | DAIKIN | BSQ250AV1 | NULL | NULL
VRV DUCTED SPLIT | E028923 | DAIKIN | FXMQ100PVE | R410A | 0
BRANCH SELECTOR BOX | A000299 | DAIKIN | BSQ160AV1 | NULL | NULL
BRANCH SELECTOR BOX | A000868 | DAIKIN | BSQ100AV1 | NULL | NULL
CASSETTE SPLIT SYSTEM | JO92410 | DAIKIN | RXS35L3V1B | R410A | 1.2
WALL MOUNTED SPLIT SYSTEM | E080663 | DAIKIN | RXS35LVMA | R410A | 1.2
VRV DUCTED SPLIT | E002997 | DAIKIN | FXMQ200MVE9 | R410A | 0
VRV DUCTED SPLIT | E002953 | DAIKIN | FXMQ200MVE9 | R410A | 0
BRANCH SELECTOR BOX | A000196 | DAIKIN | BSQ250AV1 | NULL | NULL
BRANCH SELECTOR BOX | A000290 | DAIKIN | BSQ250AV1 | NULL | NULL
CAR PARK EXHAUST FAN | AX56DB26A-4ESF | PACIFIC HVAC | AX56DB26A-4ESF | NULL | NULL
VRV DUCTED SPLIT | E00272 | DAIKIN | REYQ16TY1 | R410A | 11.8
VRV DUCTED SPLIT | E000268 | DAIKIN | REYQ16TY1 | R410A | 11.8
AIR FAN - EXHAUST | 240980A | PACIFIC HVAC | RCD400-4E | NULL | NULL
VRV DUCTED SPLIT | E000273 | DAIKIN | REYQ12TY1 | R410A | 9.9
SMOKE EXHAUST FAN | VD10JG50A-6JFF | PACIFIC HVAC | VD10JG50A-6JFF | NULL | NULL
SMOKE EXHAUST FAN | F3753 | PACIFIC HVAC | VD10JG50A-6JFF | NULL | NULL
SMOKE EXHAUST FAN | F375E | PACIFIC HVAC | VD10JG50A-6JFF | NULL | NULL
SMOKE EXHAUST FAN | VD10JG50A-6JFF | PACIFIC HVAC | VD10JG50A-6JFF | NULL | NULL
SMOKE EXHAUST FAN | VD10JG50A-6JFF | PACIFIC HVAC | VD10JG50A-6JFF | NULL | NULL
SMOKE EXHAUST FAN | 240991F | PACIFIC HVAC | VD10JG50A-6JFF | NULL | NULL
VARIABLE SPEED DRIVE | 356508Q261 | DANFOSS | 131F0427 | NULL | NULL
VARIABLE SPEED DRIVE | NULL | ABB | NA | NULL | NULL
VARIABLE SPEED DRIVE | NULL | ABB | ACH550-01-015A-4-B055 | NULL | NULL
VARIABLE SPEED DRIVE | NULL | ABB | ACH550-01-015A-4-B055 | NULL | NULL
VARIABLE SPEED DRIVE | NULL | ABB | ACH550-01-015A-4-B055 | NULL | NULL
VARIABLE SPEED DRIVE | NULL | ABB | ACH550-01-015A-4-B055 | NULL | NULL
VARIABLE SPEED DRIVE | NULL | ABB | NA | NULL | NULL
SWITCHBOARD MECHANICAL |  | ELDON | MAS1008030R5 | NULL | NULL
FIRE DAMPER |  | TEMPERZONE |  | NULL | NULL
VRV DUCTED SPLIT | E028973 | DAIKIN | FXMQ100PVE | R410A | 0
BRANCH SELECTOR BOX | A000158 | DAIKIN | BSQ160AV1 | NULL | NULL
VRV DUCTED SPLIT | E013911 | DAIKIN | FXMQ140PVE | R410A | 0
BRANCH SELECTOR BOX | A000147 | DAIKIN | BSQ160AV1 | NULL | NULL
VRV DUCTED SPLIT | E003450 | DAIKIN | FXMQ200MVE9 | R410A | 0
BRANCH SELECTOR BOX | A000287 | DAIKIN | BSQ250AV1 | NULL | NULL
FAN COIL UNIT - DUCTED | 54287 | MULLER | MLH14BHBL60X97 | CHILLED WATER | 0
BRANCH SELECTOR BOX | A000803 | DAIKIN | BSQ100AV1 | NULL | NULL
VRV DUCTED SPLIT | E031602 | DAIKIN | FXMQ125PVE | R410A | 0
FAN COIL UNIT - DUCTED | 54287 | MULLER | MLH14BHBL60X97 | CHILLED WATER | 0
TOILET EXHAUST FAN | NULL | PACIFIC HVAC | RCD355-4E | NULL | NULL
VRV DUCTED SPLIT | E000140 | DAIKIN | REYQ18TY1 | R410A | 11.8
VRV DUCTED SPLIT | E031611 | DAIKIN | FXMQ125PVE | R410A | 0
VRV DUCTED SPLIT | E003532 | DAIKIN | FXMQ200MVE9 | R410A | 0
BRANCH SELECTOR BOX | A000129 | DAIKIN | BSQ050AV1 | NULL | NULL
BRANCH SELECTOR BOX | NULL | DAIKIN | NA | NULL | NULL
VRV DUCTED SPLIT | E014430 | DAIKIN | FXMQ140PVE | R410A | 0
WALL MOUNTED SPLIT SYSTEM | N/A | SAMSUNG | AR12KSFTAWON | R410A | 0
BRANCH SELECTOR BOX | A000200 | DAIKIN | BSQ160AV1 | NULL | NULL
WALL MOUNTED SPLIT SYSTEM | 0EY8PAEGB00109B | SAMSUNG | AR12KSFTAWQX | R410A | 0.95
CASSETTE SPLIT SYSTEM | NULL | SAMSUNG | NS1254PXEA | R410A | 0
VRV DUCTED SPLIT | E000269 | DAIKIN | REYQ16TY1 | R410A | 11.8
FAN COIL UNIT - DUCTED | 54287 | MULLER | MLH14BHBL60X97 | CHILLED WATER | 0
CASSETTE SPLIT SYSTEM | ENSUP3CH700004W | SAMSUNG | RC125PHXEA | R410A | 3.4
AIR FAN - EXHAUST | 240979A | PACIFIC HVAC | RCD355-4E | NULL | NULL
CASSETTE SPLIT SYSTEM | 3901310 | DAIKIN | FHYC140KVE8 | R410A | 3
AIR CURTAIN | NA | NULL | 1.5-09-D-BY | NULL | NULL
AIR HANDLING UNIT | NOT VISIBLE | WALKER | CW360-6 | CHILLED WATER | 9
DUCTED SPLIT SYSTEM | 154609 | TEMPERZONE | OSA101R | R22 | 4
DUCTED SPLIT SYSTEM | L30906 | ALCAIR | HCS11SL | R22 | 3.5
CASSETTE SPLIT SYSTEM | E004040 | DAIKIN | RZQ160PV4A | R410A | 4
AIR HANDLING UNIT | NOT VISIBLE | CARRIER | 36GAH1722 | CHILLED WATER | 0
AIR FAN - SUPPLY | NULL | FANTECH | NA | NULL | NULL
AIR FAN - SUPPLY | 634041 | FANTECH | MRV2 | NULL | NULL
WALL MOUNTED SPLIT SYSTEM | E000555 | DAIKIN | RKS46LVMA | R410A | 1.7
SWITCHBOARD MECHANICAL | N/A | NULL | N/A | NULL | NULL
VRV DUCTED SPLIT | E000240 | DAIKIN | RXYQ18TY1A | R410A | 11.7
VRV DUCTED SPLIT | E000206 | DAIKIN | RXYQ12TY1A | R410A | 6.3
VRV DUCTED SPLIT | E000220 | DAIKIN | RXYQ12TY1A | R410A | 6.3
VRV DUCTED SPLIT | E000329 | DAIKIN | RXYQ8TY1A | R410A | 5.9
WALL MOUNTED SPLIT SYSTEM | E000625 | DAIKIN | RKS46LVMA | R410A | 1.7
VRV DUCTED SPLIT | E000241 | DAIKIN | RXYQ18TY1A | R410A | 11.7
AIR HANDLING UNIT | NOT SHOWN | CARRIER | 39GAH1422 | CHILLED WATER | 0
SMOKE SPILL FAN | NULL | FANTECH | RSSL1004GA6/19 | NULL | NULL
SMOKE SPILL FAN | 529013 | FANTECH | RSSL1004GA6/19 | NULL | NULL
SMOKE SPILL FAN | 529013 | FANTECH | RSSL1004GA6/19 | NULL | NULL
SMOKE SPILL FAN | 529013 | FANTECH | RSSL1004GA6/19 | NULL | NULL
SMOKE SPILL FAN | 529013 | FANTECH | RSSL1004GA6/19 | NULL | NULL
SMOKE SPILL FAN | 529013 | FANTECH | RSSL1004GA6/19 | NULL | NULL
SMOKE SPILL FAN | 529013 | FANTECH | RSSL1004GA6/19 | NULL | NULL
WALL MOUNTED SPLIT SYSTEM | 8613998 | SHARP | AEA244J | R22 | 1.5
WALL MOUNTED SPLIT SYSTEM | 8614004 | SHARP | AEA244J | R22 | 1.5
SMOKE SPILL FAN | 529013 | FANTECH | RSSL1004GA6/19 | NULL | NULL
SMOKE SPILL FAN | 529013 | FANTECH | RSSL1004GA6/19 | NULL | NULL
WALL MOUNTED SPLIT SYSTEM | E002112 | DAIKIN | RXS71FBVMA | R410A | 2.3
SMOKE SPILL FAN | 529013 | FANTECH | RSSL1004GA6/19 | NULL | NULL
WALL MOUNTED SPLIT SYSTEM | 570303575BE | MITSUBISHI | DXC24ZMA-S | R410A | 1.8
SMOKE SPILL FAN | 529013 | FANTECH | RSSL1004GA6/19 | NULL | NULL
SMOKE SPILL FAN | 529013 | FANTECH | RSSL1004GA6/19 | NULL | NULL
AIR FAN - SUPPLY | NULL | FANTECH | NA | NULL | NULL
SWITCHBOARD MECHANICAL | NULL | ELSTEEL | NA | NULL | NULL
AIR COOLED SPLIT SYSTEM | E003178 | DAIKIN | RXS71LVMA | R410A | 2.3
AIR COMPRESSOR | WUX242189 | ATLAS | GA30FF | NULL | NULL
FAN COIL UNIT - DUCTED | Not visible | TEMPERZONE | IMD4204/1 | CHILLED WATER | 0
VRV DUCTED SPLIT | E002419 | DAIKIN | FXMQ200MVE9 | R410A | 0
AIR HANDLING UNIT | 332H000120 | TRANE | CCHB31V7 | CHILLED WATER | 0
SWITCHBOARD MECHANICAL | NULL | NULL | NULL | NULL | NULL
VRV DUCTED SPLIT | E002213 | DAIKIN | FXMQ250MVE9 | R410A | 0
VARIABLE SPEED DRIVE | 3064800515 | ABB | ACH55001038A4B055 | NULL | NULL
VRV DUCTED SPLIT | E002264 | DAIKIN | FXMQ250MVE9 | R410A | 0
VRV DUCTED SPLIT | E002363 | DAIKIN | FXMQ250MVE9 | R410A | 0
VRV DUCTED SPLIT | E002364 | DAIKIN | FXMQ250MVE9 | R410A | 0
VRV DUCTED SPLIT | E002224 | DAIKIN | FXMQ250MVE9 | R410A | 0
VRV DUCTED SPLIT | E013084 | DAIKIN | FXMQ140PVE | R410A | 0
VRV DUCTED SPLIT | E002418 | DAIKIN | FXMQ200MVE9 | R410A | 0
VRV DUCTED SPLIT | E002920 | DAIKIN | FXMQ250MVE9 | R410A | 0
VRV DUCTED SPLIT | E002453 | DAIKIN | FXMQ200MVE9 | R410A | 0
VRV DUCTED SPLIT | E030141 | DAIKIN | FXMQ125PVE | R410A | 0
VRV DUCTED SPLIT | E001947 | DAIKIN | FXMQ200MVE9 | R410A | 0
VARIABLE SPEED DRIVE | 3084102518 | ABB | ACH550-01-072A-4+BO55 | NULL | NULL
VARIABLE SPEED DRIVE | NOT VISIBLE | ABB | ACH-550-01-072A-4+B055 | NULL | NULL
DUCTED SPLIT SYSTEM | NO ACCESS | TEMPERZONE | O ACCESS | R410A | 0
VARIABLE SPEED DRIVE | 3084102513 | ABB | ACH550-01-072A-4+BO55 | NULL | NULL
VARIABLE SPEED DRIVE | NOT VISIBLE | ABB | ACH-550-01-072A-4+BO55 | NULL | NULL
DUCTED SPLIT SYSTEM | TBA | TEMPERZONE | TBA | R410A | 0
DUCTED SPLIT SYSTEM | 104497 | TEMPERZONE | OSA950RKTBV | R410A | 24
DUCTED SPLIT SYSTEM | 104498 | TEMPERZONE | OSA950RKTBV | R410A | 24
CASSETTE SPLIT SYSTEM | E000221 | DAIKIN | FXFQ32PVE8 | R410A | 0
CASSETTE SPLIT SYSTEM | E002109 | DAIKIN | RXYMQ5PV4A | R410A | 4
WALL MOUNTED SPLIT SYSTEM | E000477 | DAIKIN | FTKS46LVMA | R410A | 0
WALL MOUNTED SPLIT SYSTEM | E000354 | DAIKIN | FTKS46LVMA | R410A | 0
VARIABLE SPEED DRIVE | 3084502698 | ABB | ACH550-01-072A-4+BO55 | NULL | NULL
CASSETTE SPLIT SYSTEM | E000223 | DAIKIN | FXFQ32PVE8 | R410A | 0
VARIABLE SPEED DRIVE | 3084502694 | ABB | ACH550-01-125A-4+BO55 | NULL | NULL
FAN COIL UNIT - DUCTED | LT08 00015E1 001 | WALKER | CMLH1400-S | CHILLED WATER | 0
CASSETTE SPLIT SYSTEM | E002103 | DAIKIN | RXYMQ5PV4A | R410A | 4
VARIABLE SPEED DRIVE | 3090700358 | ABB | ACH550-01-125A-4+BO55 | NULL | NULL
VARIABLE SPEED DRIVE | 3090700350 | ABB | ACH550-01-125A-4+BO55 | NULL | NULL
FAN COIL UNIT - DUCTED | LT08 00015E1 002 | WALKER | CMLH1400-S | CHILLED WATER | 0
AIR HANDLING UNIT | NA | TRANE | TRANE CLCP040 | CHILLED WATER | 0
STAIRWELL PRESSURISATION FAN |  | FANTECH | LABEL NOT VISIBLE | NULL | NULL
FAN COIL UNIT - DUCTED | NULL | MULLER | NULL | CHILLED WATER | 0
VRV DUCTED SPLIT | 4034087 | DAIKIN | FXDYQ80MAV1 | R410A | 0
VRV DUCTED SPLIT | 4013344 | DAIKIN | FXDYQ200MV1 | R410A | 0
VRV DUCTED SPLIT | 4013341 | DAIKIN | FXDYQ200MV1 | R410A | 0
FAN COIL UNIT - DUCTED | 8 | MULLER | MLH.14 | CHILLED WATER | 0
FAN COIL UNIT - DUCTED |  | NULL |  | CHILLED WATER | 0
FAN COIL UNIT - DUCTED |  | NULL | NO LABEL | CHILLED WATER | 0
AIR FAN - EXHAUST | NULL | NULL | NULL | NULL | NULL
VRV DUCTED SPLIT | E011100 | DAIKIN | FXMQ140PVE | R410A | 0
VRV DUCTED SPLIT | 3124020 | DAIKIN | FXDYQ80MAV1 | R410A | 0
VRV DUCTED SPLIT | N/A | DAIKIN | N/A | R410A | 0
VRV DUCTED SPLIT | UNREADABLE | DAIKIN | FXDYQ100MAV1 | R410A | 0
FAN COIL UNIT - DUCTED | 831441 | TEMPERZONE | IMD 280 4/1 | CHILLED WATER | 0
VRV DUCTED SPLIT | E001285 | DAIKIN | RXYQ14PAY19 | R410A | 11.3
VRV DUCTED SPLIT | E004898 | DAIKIN | RXYQ14PAY19 | R410A | 11.7
FAN COIL UNIT - DUCTED | 100368 | TEMPERZONE | IMD 500 4/1 | CHILLED WATER | 0
AIR FAN - SUPPLY | N/A | FANTECH | N/A | NULL | NULL
WALL MOUNTED SPLIT SYSTEM | E028833 | DAIKIN | RKS35LVMA | R410A | 1.2
AIR FAN - EXHAUST | 523866 | FANTECH | N/A | NULL | NULL
AIR HANDLING UNIT | NA | MULLER | NA | CHILLED WATER | 0
AIR HANDLING UNIT | K-1547-A | MULLER | B5327V | CHILLED WATER | 0
VARIABLE SPEED DRIVE | 3173201851 | ABB | ABB ACH550-01-045A-4+BO55 | NULL | NULL
AIR FAN - SUPPLY | NA | DRAUGHTFORCE | SP31406 | NULL | NULL
VARIABLE SPEED DRIVE | 3173201853 | ABB | ABB ACH550-01-045A-4+BO55 | NULL | NULL
AIR FAN - SUPPLY | NA | DRAUGHTFORCE | SP31406 | NULL | NULL
AIR HANDLING UNIT | UNKNOWN | NULL | UNKNOWN | CHILLED WATER | 0
AIR HANDLING UNIT | NULL | CARRIER | NULL | CHILLED WATER | 0
AIR FAN - EXHAUST | 523422 | FANTECH | CE192D | NULL | NULL
SMOKE SPILL FAN | 523845 | FANTECH | RSSL1004GA6/29 | NULL | NULL
SMOKE SPILL FAN | 523975 | FANTECH | RSSL1004GA6/29 | NULL | NULL
SMOKE SPILL FAN | 523845 | FANTECH | RSSL1004GA6/29 | NULL | NULL
SMOKE SPILL FAN | 523975 | FANTECH | RSSL1004GA6/29 | NULL | NULL
SMOKE SPILL FAN | 523974 | FANTECH | RSSL1004GA6/29 | NULL | NULL
SMOKE SPILL FAN | 523845 | FANTECH | RSSL1004GA6/29 | NULL | NULL
SMOKE SPILL FAN | 523845 | FANTECH | RSSL1004GA6/29 | NULL | NULL
SMOKE SPILL FAN | 523974 | FANTECH | RSSL1004GA6/29 | NULL | NULL
SMOKE SPILL FAN | 523974 | FANTECH | RSSL1004GA6/29 | NULL | NULL
SMOKE SPILL FAN | 523975 | FANTECH | RSSL1004GA6/29 | NULL | NULL
SMOKE SPILL FAN | 523975 | FANTECH | RSSL1004GA6/29 | NULL | NULL
SMOKE SPILL FAN | 523974 | FANTECH | RSSL1004GA6/29 | NULL | NULL
AIR HANDLING UNIT | 1M0703 02700 | TRANE | TRANE CLCP040 | CHILLED WATER | 0
AIR HANDLING UNIT | IM0703 02701 | TRANE | TRANE CLCP030 | CHILLED WATER | 0
AIR HANDLING UNIT | NA | TRANE | TRANE CLCP035 | CHILLED WATER | 0
SWITCHBOARD MAIN | NULL | NULL | NULL | NULL | NULL
LIGHTING CONTROLS | NULL | NULL | NULL | NULL | NULL
FAN COIL UNIT - DUCTED | CHE FCU 15101916 | COOLING & HEATING | DS06 | CHILLED WATER | 0
FAN COIL UNIT - DUCTED | NA | COOLING & HEATING | DS06 | CHILLED WATER | 0
FAN COIL UNIT - DUCTED | NA | COOLING & HEATING | DS06 | CHILLED WATER | 0
FAN COIL UNIT - DUCTED | 79510 | FAN COIL INDUSTRIES | FCH075 | CHILLED WATER | 0
VARIABLE AIR VOLUME UNITS | NULL | CELMEC | NULL | NULL | NULL
VARIABLE AIR VOLUME UNITS | NULL | CELMEC | NULL | NULL | NULL
VARIABLE AIR VOLUME UNITS | NULL | CELMEC | NULL | NULL | NULL
VARIABLE SPEED DRIVE | 3084801604 | ABB | ACH 550 | NULL | NULL
VARIABLE SPEED DRIVE | 3082501524 | ABB | ACH550-01-02A4-4 | NULL | NULL
FAN COIL UNIT - DUCTED | NULL | FAN COIL INDUSTRIES | FCH075 | CHILLED WATER | 0
FAN COIL UNIT - DUCTED | NULL | FAN COIL INDUSTRIES | FCH075 | CHILLED WATER | 0
FAN COIL UNIT - DUCTED | NULL | FAN COIL INDUSTRIES | FCH075 | CHILLED WATER | 0
FAN COIL UNIT - DUCTED | NULL | FAN COIL INDUSTRIES | FCH075 | CHILLED WATER | 0
SMOKE DAMPERS | NULL | NULL | NULL | NULL | NULL
VARIABLE SPEED DRIVE | COVERED LABEL | ABB | ACH550-01 COVERED LAB | NULL | NULL
SMOKE DAMPERS |  | NULL |  | NULL | NULL
POWER METER | NULL | SCHNEIDER | NULL | NULL | NULL
FAN COIL UNIT - DUCTED | NULL | FAN COIL INDUSTRIES | FCH075 | CHILLED WATER | 0
FAN COIL UNIT - DUCTED | NULL | FAN COIL INDUSTRIES | FCH075 | CHILLED WATER | 0
SMOKE DAMPERS | NULL | NULL | NULL | NULL | NULL
VRV DUCTED SPLIT | E000205 | DAIKIN | RXYQ12TY1A | R410A | 6.3
VRV DUCTED SPLIT | E000195 | DAIKIN | RXYQ12TY1A | R410A | 6
WALL MOUNTED SPLIT SYSTEM | E005348 | DAIKIN | RXS20LVMA | R410A | 0.8
AIR FAN - SUPPLY | NULL | FANTECH | NULL | NULL | NULL
KITCHEN EXHAUST FAN | 00F26835 | FANTECH | RIL-125 | NULL | NULL
SMOKE DAMPERS | NULL | NULL | NULL | NULL | NULL
SMOKE DAMPERS | NULL | NULL | NULL | NULL | NULL
SMOKE DAMPERS | NULL | NULL | NULL | NULL | NULL
TOILET EXHAUST FAN |  | FANTECH | MV354E | NULL | NULL
AIR FAN - SUPPLY |  | FANTECH | 129048 | NULL | NULL
AIR FAN - EXHAUST |  | FANTECH | RIL 150 SW | NULL | NULL
AIR FAN - SUPPLY | 523865 | FANTECH | CE314S | NULL | NULL
AIR FAN - EXHAUST |  | FANTECH | RIL 150SW | NULL | NULL
AIR FAN - EXHAUST |  | FANTECH | RIL 150 SW | NULL | NULL
AIR FAN - EXHAUST |  | FANTECH | RIL 150 SW | NULL | NULL
AIR FAN - EXHAUST |  | FANTECH | RIL 150 SW | NULL | NULL
SMOKE DAMPERS | NULL | NULL | RIL 150 SW | NULL | NULL
SMOKE DAMPERS | NULL | NULL | RIL 150 SW | NULL | NULL
SMOKE DAMPERS | NULL | NULL | RIL 150 SW | NULL | NULL
SMOKE DAMPERS | NULL | NULL | RIL 150 SW | NULL | NULL
AIR FAN - EXHAUST |  | FANTECH | VCW254 | NULL | NULL
AIR FAN - EXHAUST |  | FANTECH | RIL 150SW | NULL | NULL
AIR FAN - EXHAUST |  | FANTECH | RIL 150SW | NULL | NULL
AIR FAN - EXHAUST | NULL | FANTECH | RIL 150SW | NULL | NULL
KITCHEN EXHAUST FAN |  | S&P | NS | NULL | NULL
WALL MOUNTED SPLIT SYSTEM | NULL | DAIKIN | FTXS20LVMA | R410A | 0
WATER PUMP | NA | ASPEN | NA | NULL | NULL
TOILET EXHAUST FAN |  | S&P | TD250/100 24WATT | NULL | NULL
AIR FAN - EXHAUST |  | FANTECH | RIL 150SW | NULL | NULL
AIR FAN - EXHAUST |  | FANTECH | RIL 150SW | NULL | NULL
AIR FAN - EXHAUST |  | FANTECH | RIL 150SW | NULL | NULL
SMOKE DAMPERS | NULL | NULL | NULL | NULL | NULL
TOILET EXHAUST FAN | NULL | S&P | TD250/100 | NULL | NULL
SMOKE DAMPERS | NULL | NULL | NULL | NULL | NULL
AIR FAN - EXHAUST | NULL | FANTECH | VCW254 | NULL | NULL
KITCHEN EXHAUST FAN | NULL | S&P | N | NULL | NULL
TOILET EXHAUST FAN | NULL | S&P | NULL | NULL | NULL
FAN COIL UNIT - DUCTED | NULL | FAN COIL INDUSTRIES | FCH075 | CHILLED WATER | 0
FAN COIL UNIT - DUCTED | NULL | FAN COIL INDUSTRIES | FCH075 | CHILLED WATER | 0
FAN COIL UNIT - DUCTED | NULL | FAN COIL INDUSTRIES | FCH075 | CHILLED WATER | 0
FAN COIL UNIT - DUCTED | NULL | FAN COIL INDUSTRIES | FCU200 | CHILLED WATER | 0
WATERFED REHEAT COIL | 50531K03275542 | FANTECH | TSS-50WC1 | NULL | NULL
FAN COIL UNIT - DUCTED | NULL | FAN COIL INDUSTRIES | FCH075 | CHILLED WATER | 0
FAN COIL UNIT - DUCTED | NULL | FAN COIL INDUSTRIES | FCH075 | CHILLED WATER | 0
FAN COIL UNIT - DUCTED | NULL | FAN COIL INDUSTRIES | FC1050 | CHILLED WATER | 0
STAIRWELL PRESSURISATION FAN | CANT SEE LABEL | NULL | CANT LOCATE LABEL | NULL | NULL
AIR FAN - SUPPLY |  | NULL |  | NULL | NULL
AIR FAN - RETURN | 413189 | FANTECH | AP0714AP10N030 | NULL | NULL
TOILET EXHAUST FAN |  | NULL |  | NULL | NULL
AIR RECEIVER | MAR34451 | ATLAS | VAR765 | NULL | NULL
VARIABLE SPEED DRIVE |  | ABB | ACH550-01-031A | NULL | NULL
VRV DUCTED SPLIT |  | DAIKIN |  | R410A | 0
VRV DUCTED SPLIT |  | DAIKIN |  | R410A | 0
VRV DUCTED SPLIT |  | DAIKIN |  | R410A | 0
VRV DUCTED SPLIT |  | DAIKIN |  | R410A | 0
WALL MOUNTED SPLIT SYSTEM |  | DAIKIN |  | R410A | 0
SWITCHBOARD MECHANICAL |  | NULL |  | NULL | NULL
FAN COIL UNIT - DUCTED |  | FAN COIL INDUSTRIES | FC1050 | CHILLED WATER | 0
WALL MOUNTED SPLIT SYSTEM | E030371 | DAIKIN | FTKS35LVMA | R410A | 0
SWITCHBOARD MECHANICAL | N/A | ABB | N/A | NULL | NULL
VRV DUCTED SPLIT | E003214 | DAIKIN | RXYQ12PAY19 | R410A | 9.5
WALL MOUNTED SPLIT SYSTEM | E028824 | DAIKIN | RKS35LVMA | R410A | 1.2
FAN COIL UNIT - DUCTED | NULL | FAN COIL INDUSTRIES | FCV650 | CHILLED WATER | 0
DUCTED SPLIT SYSTEM | OCQVPALFA00097W | SAMSUNG | AC140HBHFKH-SA | R410A | 0
DUCTED SPLIT SYSTEM | OCQVPALFA00098L | SAMSUNG | AC140HBHFKH-SA | R410A | 0
DUCTED SPLIT SYSTEM | OCQVPALF90013T | SAMSUNG | AC140HBHFKH-SA | R410A | 0
DUCTED SPLIT SYSTEM | OCQVPALF00078F | SAMSUNG | AC140HBHFKH-SA | R410A | 0
DUCTED SPLIT SYSTEM | B3ANP3CG500062F | SAMSUNG | AC140HCAFKH | R410A | 2.9
DUCTED SPLIT SYSTEM | B3ANP3CG700044N | SAMSUNG | AC140HCAFKH | R410A | 2.9
DUCTED SPLIT SYSTEM | B3ANPCG500059K | SAMSUNG | AC140HCAFKH | R410A | 2.9
DUCTED SPLIT SYSTEM | B3ANP3CFA00080T | SAMSUNG | AC140HCAFKH | R410A | 2.9
TOILET EXHAUST FAN | 800240800001 | NULL | TURBO 250 USW1 | NULL | NULL
EVAPORATIVE COOLER | 199116 | COOLAIR | CPQ700-R | NULL | NULL
AIR COOLED SPLIT SYSTEM | 62P00362 | MITSUBISHI | SUZ-KA71VAD | R410A | 2
AIR COOLED SPLIT SYSTEM | 5100075T | MITSUBISHI | MUZ-GE60VAD | R410A | 2
EVAPORATIVE COOLER | 314088 | COOLAIR | CPQ850-R | NULL | NULL
TOILET EXHAUST FAN | N/A | NULL | N/A | NULL | NULL
AIR COOLED SPLIT SYSTEM | 53U04544 | MITSUBISHI | PUHZ-RP125VKA2 | R410A | 6
AIR COOLED SPLIT SYSTEM | 52W00837 | MITSUBISHI | PUHZ-RP250YKM-A | R410A | 10
TOILET EXHAUST FAN | 590164 | FANTECH | CE254V | NULL | NULL
KITCHEN EXHAUST FAN | 579058 | FANTECH | MRV2-P | NULL | NULL
WALL MOUNTED SPLIT SYSTEM | 214305124RE | MITSUBISHI | DXK24Z4-S | R410A | 1.8
WALL MOUNTED SPLIT SYSTEM | 220900988 | MITSUBISHI | DXK12ZJ-S | R410A | 1.15
WALL MOUNTED SPLIT SYSTEM | 214302542RE | MITSUBISHI | DXK24Z4-S | R410A | 1.8
WALL MOUNTED SPLIT SYSTEM | 6000675T | MITSUBISHI | MSZ-GE50VAD | NA | 0
DUCTED SPLIT SYSTEM | 52WO1348 | MITSUBISHI | PEA-RP250WHA | NA | 0
VARIABLE SPEED DRIVE | 3151901657 | ABB | ACH550-01-015A | NULL | NULL
DUCTED SPLIT SYSTEM | 61M00147 | MITSUBISHI | PEAD-RP7JAAD | NA | 0
WALL MOUNTED SPLIT SYSTEM | 5010068T | MITSUBISHI | MSZ-GE60VAD | NA | 0
VARIABLE SPEED DRIVE | 3151901661 | ABB | ACH550-01-015A | NULL | NULL
VARIABLE SPEED DRIVE | 3151901659 | ABB | ACH550-01-015A | NULL | NULL
VARIABLE SPEED DRIVE | 3151901742 | ABB | ACH550-01-015A | NULL | NULL
VARIABLE SPEED DRIVE | NULL | ABB | ACH550-01-015A | NULL | NULL
BRANCH SELECTOR BOX | 17W00597 | MITSUBISHI | CMB-P108V-G1 | NULL | NULL
SWITCHBOARD MECHANICAL |  | ELSTEEL | IPD-E65SHELL8A | NULL | NULL
TOILET EXHAUST FAN | 800240800001 | NULL | TURBO 250 USW1 | NULL | NULL
TOILET EXHAUST FAN | NULL | NULL | TURBO 250 USW1 | NULL | NULL
VARIABLE SPEED DRIVE | 3151901663 | ABB | ACH550-01-015A | NULL | NULL
DUCTED SPLIT SYSTEM | NULL | SAMSUNG | AC180JNHFKH | R410A | 0
DUCTED SPLIT SYSTEM | ODF1PAOG900023B | SAMSUNG | AC180JNHFKH | R410A | 0
DUCTED SPLIT SYSTEM | ODF1PAOG900027L | SAMSUNG | AC180JNHFKH | R410A | 0
DUCTED SPLIT SYSTEM | 0DF2PAOG800018K | SAMSUNG | AC180JXAFNH | R410A | 4.6
DUCTED SPLIT SYSTEM | 0DF2PAOFC00013R | SAMSUNG | AC180JXAFNH | R410A | 4.6
TOILET EXHAUST FAN | NULL | NULL | TURBO 250 US1 | NULL | NULL
BRANCH SELECTOR BOX | 11W00415 | MITSUBISHI | CMB-P105V-G1 | NULL | NULL
DUCTED SPLIT SYSTEM | 0DF2PAOG900034N | SAMSUNG | AC180JXAFNH | R410A | 4.6
SWITCHBOARD MECHANICAL | N/A | ELSTEEL | IPD-E65SHELL8A | NULL | NULL
AIR HANDLING UNIT | UNABLE TO OBTAIN | TARNE | UNABLE TO OBTAIN | CHILLED WATER | 0
VARIABLE SPEED DRIVE | NULL | ABB | ACH550-01-015A | NULL | NULL
SWITCHBOARD MECHANICAL |  | NULL |  | NULL | NULL
VARIABLE SPEED DRIVE | NULL | ABB | ACH550-01-015A | NULL | NULL
VARIABLE SPEED DRIVE | NULL | ABB | ACH550-01-015A | NULL | NULL
VARIABLE SPEED DRIVE |  | ABB | ACH550-01-015A | NULL | NULL
VARIABLE SPEED DRIVE | NULL | ABB | ACH550-01-015A | NULL | NULL
VARIABLE SPEED DRIVE | NULL | ABB | ACH550-01-015A | NULL | NULL
VARIABLE SPEED DRIVE | 3065001256 | ABB | ACH55001038A-4+B055 | NULL | NULL
TOILET EXHAUST FAN | 800240800001 | NULL | TURBO 250 USW1 | NULL | NULL
AIR HANDLING UNIT | A90M7017 | TARNE | CCHB31V7 | CHILLED WATER | 0
SWITCHBOARD MECHANICAL | NULL | NULL | NULL | NULL | NULL
TOILET EXHAUST FAN | 800240800001 | NULL | TURBO 250 USW1 | NULL | NULL
VARIABLE SPEED DRIVE | 3065001255 | ABB | ACH5500138A-4+B055 | NULL | NULL
SMOKE SPILL FAN | 245342C | PACIFIC HVAC | VD80JD40A-4JFF | NULL | NULL
SMOKE SPILL FAN | 246525C | PACIFIC HVAC | VD80JD40A-4JFF | NULL | NULL
SMOKE SPILL FAN | 246525D | PACIFIC HVAC | VD80JD40A-4JFF | NULL | NULL
SMOKE EXHAUST FAN | 246525F | PACIFIC HVAC | VD80JD40A-4JFF | NULL | NULL
SMOKE EXHAUST FAN | 245342A | PACIFIC HVAC | VD80JD40A-4JFF | NULL | NULL
SMOKE EXHAUST FAN | 246525H | PACIFIC HVAC | VD80JD40A-4JFF | NULL | NULL
SMOKE SPILL FAN | 246525G | PACIFIC HVAC | VD80JD40A-4JFF | NULL | NULL
SMOKE EXHAUST FAN | 245342B | PACIFIC HVAC | VD80JD40A-4JFF | NULL | NULL
SMOKE EXHAUST FAN | 245342D | PACIFIC HVAC | VD80JD40A-4JFF | NULL | NULL
SMOKE SPILL FAN | 246525B | PACIFIC HVAC | VD80JD40A-4JFF | NULL | NULL
SMOKE EXHAUST FAN | 246525E | PACIFIC HVAC | VD80JD40A-4JFF | NULL | NULL
SMOKE SPILL FAN | 246525A | PACIFIC HVAC | VD80JD40A-4JFF | NULL | NULL
BRANCH SELECTOR BOX | 1XW00726 | MITSUBISHI | CMB-P106V-G1 | NULL | NULL
AIR COOLED SPLIT SYSTEM | NA | APAC | WORN LABEL | R22 | 5
EXTRACTION SYSTEM - SMOKE | 27 | AIR DESIGN | RSS1004GA6F110 | NULL | NULL
SMOKE SPILL FAN | 001 7 | FANTECH | APS1256CA9H075 | NULL | NULL
SMOKE SPILL FAN | 001 6 | FANTECH | APS1256CA9H075 | NULL | NULL
SMOKE SPILL FAN | 001 5 | FANTECH | APS1256CA9H075 | NULL | NULL
SMOKE SPILL FAN | 001 2 | FANTECH | APS1256CA9H075 | NULL | NULL
SMOKE SPILL FAN | 001 1 | FANTECH | APS1256CA9H075 | NULL | NULL
BRANCH SELECTOR BOX | 1ZW00800 | MITSUBISHI | CMB-P106V-G1 | NULL | NULL
SMOKE SPILL FAN | 001 4 | FANTECH | APS1256CA9H075 | NULL | NULL
SMOKE SPILL FAN | 001 3 | FANTECH | APS1256CA9H075 | NULL | NULL
PACKAGE AC - WATER SOURCED |  | ABB |  | R22 | 3
ACTUATOR FIRE/SMOKE |  | A&S |  | NULL | NULL
PACKAGE AC - WATER SOURCED |  | TEMPERZONE |  | R410A | 6
AIR HANDLING UNIT | A90M7021 | TRANE | CCHB31V7 | CHILLED WATER | 0
SWITCHBOARD MECHANICAL | NULL | NULL | NULL | NULL | NULL
VARIABLE SPEED DRIVE | 3065001259 | ABB | ACH55001038A-=+B055 | NULL | NULL
WALL MOUNTED SPLIT SYSTEM | E034481 | FUJITSU | AOTR09LCC | R410A | 1
PACKAGED AIR CONDITIONING UNIT | 626 | FRIGOPOL | S25CLH | R22 | 14
WALL MOUNTED SPLIT SYSTEM | E034345 | FUJITSU | ASTA09LCC | R410A | 0
WALL MOUNTED SPLIT SYSTEM | E001222 | DAIKIN | FTXS35EVMA | R410A | 0
WALL MOUNTED SPLIT SYSTEM | N/A | DAIKIN | N/A | R410A | 0
PACKAGED AIR CONDITIONING UNIT | 627 | FRIGOPOL | S25CBH | R22 | 9
ROOM AIR CONDITIONING UNIT | 4003848 | KELVINATOR | KWH39HRB | R410A | 1.07
PACKAGED AIR CONDITIONING UNIT | 625 | FRIGOPOL | S25CBH | R22 | 15
DUCTED SPLIT SYSTEM | N/A | TOSHIBA | N/A | R410A | 0
DUCTED SPLIT SYSTEM | N/A | TOSHIBA | N/A | R410A | 0
DUCTED SPLIT SYSTEM | 8ZW00976 | MITSUBISHI | PEA-RP170WGA | R410A | 0
DUCTED SPLIT SYSTEM | 8ZW00980 | MITSUBISHI | PEA-RP170WGA | R410A | 0
AIR HANDLING UNIT |  | NULL | 7058110-MSFH1FP | CHILLED WATER | 0
AIR HANDLING UNIT |  | NULL | 7058110-MSFH2FP | CHILLED WATER | 0
CONDENSER UNIT | NULL | ATLAS | NULL | R22 | 12
CONDENSER UNIT | NULL | ATLAS | NULL | R22 | 12
CONDENSER UNIT | NULL | ATLAS | NULL | R22 | 12
CONDENSER UNIT | NULL | ATLAS | NULL | R22 | 12
CONDENSER UNIT | 2.1013e+19 | LIEBERT | LSF38 | R22 | 12
CONDENSER UNIT | NULL | ATLAS | NULL | R22 | 12
CONDENSER UNIT |  | ATLAS |  | R22 | 12
CONDENSER UNIT | 2.1013e+19 | LIEBERT | LSF38 | R22 | 12
CONDENSER UNIT | 2.1013e+19 | LIEBERT | LSF38 | R22 | 12
COOLING TOWER | 830090 | BALTIMORE | A375TS | NULL | NULL
COOLING TOWER | 830190 | BALTIMORE | A375TS | NULL | NULL
COOLING TOWER | F2717A | AQUA COOL TOWER | MFC100B | NULL | NULL
COOLING TOWER | F2717B | AQUA COOL TOWER | MFC100B | NULL | NULL
DUCTED SPLIT SYSTEM | NULL | AIRWELL | DS48RCF | R22 | 0
WALL MOUNTED SPLIT SYSTEM | N/A | AIRWELL | GCX9RCA | R410A | 0.9
WALL MOUNTED SPLIT SYSTEM | N/A | AIRWELL | GCLDCI18RC | R410A | 1.5
WALL MOUNTED SPLIT SYSTEM | NULL | AIRWELL | X9RCAF | R410A | 0
WALL MOUNTED SPLIT SYSTEM | N/A | AIRWELL | GCLDCI18RC | R410A | 1.5
CASSETTE SPLIT SYSTEM | NULL | AIRWELL | KLDC118RCA | R410A | 0
DUCTED SPLIT SYSTEM | N/A | AIRWELL | GC48RCF | R410A | 4.9
WALL MOUNTED SPLIT SYSTEM | 156003204RE | MITSUBISHI | SRC80ZK-S | R410A | 1.8
WALL MOUNTED SPLIT SYSTEM | 477801824BE | MITSUBISHI | DXC28ZMA-S | R410A | 2.2
PACKAGED AIR CONDITIONING UNIT | 301991 | APAC | PO46AHR9BE | R407C | 4.65
WALL MOUNTED SPLIT SYSTEM | 439001838BE | MITSUBISHI | DXK28ZMA-S | R410A | 0
WALL MOUNTED SPLIT SYSTEM | 129303299RE | MITSUBISHI | SRK80ZK-S | R410A | 0
WATER PUMP | MBD290072502 | ASPEN | MINI BLANC | NULL | NULL
CASSETTE SPLIT SYSTEM | NULL | AIRWELL | KLDCI18RCA | R410A | 0
WALL MOUNTED SPLIT SYSTEM | NA | ASPEN | LABEL HIDDEN | NA | 0
PACKAGED AIR CONDITIONING UNIT | 301990 | APAC | PO46AHR9BE | R407C | 4.65
WALL MOUNTED SPLIT SYSTEM | E001798 | DAIKIN | FTKS71FVMA | R410A | 2.3
WALL MOUNTED SPLIT SYSTEM | E001827 | DAIKIN | FTKS71FVMA | R410A | 2.3
VRF DUCTED SPLIT | 1ZW00799 | MITSUBISHI | CMB-P106V-G1 | R410A | 0
WALL MOUNTED SPLIT SYSTEM | 837406804 | MITSUBISHI | SRC50ZHZ-S | R410A | 1.4
WALL MOUNTED SPLIT SYSTEM |  | PANASONIC |  | R410A | 3.4
WALL MOUNTED SPLIT SYSTEM |  | PANASONIC |  | R410A | 3.4
CASSETTE SPLIT SYSTEM | 1368 | MITSUBISHI | SUZ-KA50VA3 | R410A | 1.8
WALL MOUNTED SPLIT SYSTEM |  | PANASONIC |  | R410A | 3.4
WALL MOUNTED SPLIT SYSTEM |  | PANASONIC |  | R410A | 3.4
WALL MOUNTED SPLIT SYSTEM |  | PANASONIC |  | R410A | 3.4
WALL MOUNTED SPLIT SYSTEM |  | PANASONIC |  | R410A | 3.4
WALL MOUNTED SPLIT SYSTEM | 837406777 | MITSUBISHI | SRC50ZHZ-S | R410A | 1.4
CASSETTE SPLIT SYSTEM | 442 | MITSUBISHI | SUZ-KA60VA3 | R410A | 1.8
AIR FAN - SUPPLY | 13 | AIR DESIGN | RDS0716AP10B003 | NULL | NULL
DUCTED SPLIT SYSTEM | 1692 | MITSUBISHI | PEA-RP140EA2 | NA | 0
VRF DUCTED SPLIT | 1XW00727 | MITSUBISHI | CMB-P106V-G1 | R410A | 0
AIR FAN - SUPPLY | OAF 1 | AIR DESIGN | AD354S | NULL | NULL
DUCTED SPLIT SYSTEM | 568 | MITSUBISHI | PEA-RP125EA | R410A | 0
CHILLED WATER UNIT | NOT VISABLE | ZIP HYDROTAP | G4 | NULL | NULL
WALL MOUNTED SPLIT SYSTEM | 2003235 | MITSUBISHI | MUZ-GE42VA | R410A | 1.15
WALL MOUNTED SPLIT SYSTEM | 20003196 | MITSUBISHI | MUZ-GE42VA | R410A | 1.15
WALL MOUNTED SPLIT SYSTEM | 2004802 | MITSUBISHI | MUZ-GE42VA | R410A | 0
WALL MOUNTED SPLIT SYSTEM | 2004791 | MITSUBISHI | MUZ-GE42VA | R410A | 0
WALL MOUNTED SPLIT SYSTEM | 2006896 | MITSUBISHI | MSZ-GE60VA | R410A | 0
SWITCHBOARD MECHANICAL | NULL | NULL | NULL | NULL | NULL
FAN COIL UNIT - DUCTED | NULL | FAN COIL INDUSTRIES | FCV650 | CHILLED WATER | 0
SWITCHBOARD MECHANICAL | NULL | NULL | NULL | NULL | NULL
AIR COOLED SPLIT SYSTEM | NULL | SANYO | SAP-C125A5 | R22 | 1
PACKAGED AIR CONDITIONING UNIT | 159934 | APAC | S026HR7AA | R22 | 3
FAN COIL UNIT - DUCTED | NULL | FAN COIL INDUSTRIES | FCV650 | CHILLED WATER | 0
SWITCHBOARD MECHANICAL | NULL | NULL | NULL | NULL | NULL
CRAC AIR COOLED | NULL | ATLAS | PEC 227FA | NA | 5
CRAC AIR COOLED | NULL | ATLAS | PEC 227FA | NA | 5
KITCHEN EXHAUST FAN | NULL | TECO | NULL | NULL | NULL
CONDENSER UNIT | NULL | BRADWAY | NULL | NA | 0
FAN COIL UNIT - DUCTED | 99911 | FAN COIL INDUSTRIES | FCV200C(S) | CHILLED WATER | 0
FAN COIL UNIT - DUCTED | 99912 | FAN COIL INDUSTRIES | FCV100 | CHILLED WATER | 0
TOILET EXHAUST FAN | NULL | S&P | NULL | NULL | NULL
CHILLED WATER PUMP | NULL | TECO | D132M | NULL | NULL
CHILLED WATER PUMP | NULL | TECO | D132M | NULL | NULL
CONDENSER WATER PUMP | NULL | NULL | NULL | NULL | NULL
CONDENSER WATER PUMP | NULL | NULL | NULL | NULL | NULL
AIR COOLED SPLIT SYSTEM | NULL | ACPAC | NULL | R22 | 8
SWITCHBOARD MECHANICAL | NULL | R.G.LADD | NULL | NULL | NULL
TOILET EXHAUST FAN | NULL | TECO | NULL | NULL | NULL
AIR COOLED SPLIT SYSTEM | NULL | ACPAC | NULL | R22 | 10
FAN COIL UNIT - DUCTED | NULL | FAN COIL INDUSTRIES | FCV151 | CHILLED WATER | 0
AIR COOLED SPLIT SYSTEM | NULL | HITACHI | RBI-30FSN2SQ | R410A | 9
AIR COOLED SPLIT SYSTEM | NULL | HITACHI | RBI-30FSN2SQ | R410A | 9
TOILET EXHAUST FAN | NULL | NULL | NA | NULL | NULL
AIR FAN - EXHAUST | NULL | NULL | NA | NULL | NULL
AIR FAN - EXHAUST | NO LABELL | NULL | COLT NO MODEL# SHOWN | NULL | NULL
DUCTED SPLIT SYSTEM | NULL | MITSUBISHI | PUHZ-RF140VHA2 | NA | 0
DUCTED SPLIT SYSTEM | NULL | MITSUBISHI | PUHZ-RP125VHA2 | R410A | 5.5
TOILET EXHAUST FAN | NULL | NULL | NA | NULL | NULL
DUCTED SPLIT SYSTEM | 6539902557 | PANASONIC | U-125PE1R8A | R410A | 3.4
TOILET EXHAUST FAN | NULL | AIR DESIGN | MV302S | NULL | NULL
TOILET EXHAUST FAN | NULL | FANTECH | NA | NULL | NULL
TOILET EXHAUST FAN | NO LABELL | FANTECH | NO LABELL | NULL | NULL
DUCTED SPLIT SYSTEM | 809B0020 | TOSHIBA | RAV-SP1404AT-E | R410A | 3.1
DUCTED SPLIT SYSTEM | 809B0002 | TOSHIBA | RAV-SP1404AT-E | R410A | 3.1
TOILET EXHAUST FAN | NULL | FANTECH | NA | NULL | NULL
SWITCHBOARD MECHANICAL | NULL | NULL | NULL | NULL | NULL
WALL MOUNTED SPLIT SYSTEM | E000542 | DAIKIN | RKS50KAVMA | R410A | 1.5
WALL MOUNTED SPLIT SYSTEM | E001817 | DAIKIN | FTKS71FVMA | R410A | 2.3
KITCHEN EXHAUST FAN | 460154 | FANTECH | FAD093-9DM | NULL | NULL
MAKE UP TANK | UNKNOWN | UNKNOWN | UNKNOWN | NULL | NULL
AIR FAN - EXHAUST | 104579 | DIRECTAIRE | 5873 | NULL | NULL
KITCHEN EXHAUST FAN | UNKNOWN | NU AIR | UNKNOWN | NULL | NULL
TOILET EXHAUST FAN | UNKNOWN | UNKNOWN | UNKNOWN | NULL | NULL
TOILET EXHAUST FAN | 91061 | DIRECTAIRE | 5879 UBF | NULL | NULL
PACKAGED AIR CONDITIONING UNIT | CF5614 | AIRTEMP | XB00020 RT3140 | R22 | 8
FIRE DAMPER | NULL | NULL | NULL | NULL | NULL
FIRE DAMPER | NULL | BULLOCK | NULL | NULL | NULL
TOILET EXHAUST FAN | 528572 | FANTECH | PCE404DD | NULL | NULL
MAKE UP TANK | UNKNOWN | UNKNOWN | UNKNOWN | NULL | NULL
MAKE UP TANK | UNKNOWN | UNKNOWN | UNKNOWN | NULL | NULL
WALL MOUNTED SPLIT SYSTEM | E013911 | DAIKIN | RXS71LVMA | R410A | 2.3
WALL MOUNTED SPLIT SYSTEM | E005907 | DAIKIN | FTXS71KAVMA | R410A | 2.3
FIRE DAMPER | NULL | UNKNOWN | NULL | NULL | NULL
FIRE DAMPER | NA | NULL | NA | NULL | NULL
WALL MOUNTED SPLIT SYSTEM | 837405845RE | MITSUBISHI | SRC50ZHX-S | R410A | 1.4
DUCTED SPLIT SYSTEM | 655917 | TEMPERZONE | OSA110RKT | R410A | 2.74
DUCTED SPLIT SYSTEM | 650256 | TEMPERZONE | OSA110RKT | R410A | 2.74
BRANCH SELECTOR BOX | 17W00548 | MITSUBISHI | CMB-P106V-G1 | NULL | NULL
FIRE DAMPER |  | BLENDAIR |  | NULL | NULL
FIRE DAMPER |  | BLENDAIR |  | NULL | NULL
FAN COIL UNIT - DUCTED | COVERED BY ISOLATOR | TEMPERZONE | IMD280-4/1 | CHILLED & HEATING WATER | 0
CASSETTE SPLIT SYSTEM | 6006772T | MITSUBISHI | MUZ GE80VAD | R410A | 1.9
BOILING/CHILLED WATER UNIT | 1161 | BILLI | 904010LCH | NULL | NULL
BOILING/CHILLED WATER UNIT | 2018020102120 | ZIP HYDROTAP | G4 | NULL | NULL
VARIABLE SPEED DRIVE | 41809F0335 | ABB | ACS355 03E 04A1 4 | NULL | NULL
FIRE DAMPER | NULL | BULLOCK | NULL | NULL | NULL
WALL MOUNTED SPLIT SYSTEM | E070096 | DAIKIN | RXS50LVMA | R410A | 1.8
VARIABLE SPEED DRIVE | XAH811 000871 | SIEMENS | PM230 | NULL | NULL
VARIABLE SPEED DRIVE | XAH811 000870 | SIEMENS | PM230 | NULL | NULL
HEATING HOT WATER PUMP | 1610 1780350 | NULL | 132S4 | NULL | NULL
DUCTED SPLIT SYSTEM | 73P00561 | MITSUBISHI | SUZ-KA71VAD | R410A | 1.8
DUCTED SPLIT SYSTEM | 72P00196 | MITSUBISHI | SUZ-KA71VAD | R410A | 1.8
DUCTED SPLIT SYSTEM | S3P00849 | MITSUBISHI | SUZ-KA71VAD | R410A | 1.8
DUCTED SPLIT SYSTEM | 69P02811 | MITSUBISHI | SUZKA71VAD | R410A | 1.8
DUCTED SPLIT SYSTEM | 69P02810 | MITSUBISHI | SUZ-KA71VAD | R410A | 1.8
CASSETTE SPLIT SYSTEM | 69P02810 | MITSUBISHI | SUZ-KA71VAD | R410A | 1.8
DUCTED SPLIT SYSTEM | 69P02813 | MITSUBISHI | SUZ-KA71VAD | R410A | 1.8
DUCTED SPLIT SYSTEM | NOT VISIBLE | TEMPERZONE | ISD 116KYX | CHILLED WATER | 10
DUCTED SPLIT SYSTEM | 57P00513 | MITSUBISHI | SUZ-KA60VAD | R410A | 1.8
PACKAGED AIR CONDITIONING UNIT | 86221 | TEMPERZONE | OPA850RKTBH | R410A | 19.5
FIRE DAMPER | NULL | NULL | NULL | NULL | NULL
FIRE DAMPER | NULL | HOLLYOAKE INDUSTRIES | NULL | NULL | NULL
FIRE DAMPER | NULL | HOLLYOAKE INDUSTRIES | NULL | NULL | NULL
PACKAGED AIR CONDITIONING UNIT | 86216 | TEMPERZONE | OPA595RKTBH | R410A | 15
PACKAGED AIR CONDITIONING UNIT | 86224 | TEMPERZONE | OPA850RKTBH | R410A | 19
PACKAGED AIR CONDITIONING UNIT | 85886 | TEMPERZONE | OPA440RKTBH | R410A | 11
PACKAGED AIR CONDITIONING UNIT | 83213 | TEMPERZONE | OPA595RKTBH | R410A | 15
PACKAGED AIR CONDITIONING UNIT | 714936 | TEMPERZONE | OPA280RKTH | R410A | 7
PACKAGED AIR CONDITIONING UNIT | 710068 | TEMPERZONE | OPA225RKTH | R410A | 6
WALL MOUNTED SPLIT SYSTEM | NON SHOWN | CARRIER | 42LUVH026K | R410A | 0.93
WALL MOUNTED SPLIT SYSTEM | 8388 | HITACHI | RAC-25YHA5 | R404A | 0.5
SWITCHBOARD MECHANICAL | NA | NULL | NON SHOWN | NULL | NULL
TOILET EXHAUST FAN | FADED LABEL | NULL | FADED LABEL | NULL | NULL
BMS |  | NULL | SEDAC ENERGY MANAGMEN | NULL | NULL
WALL MOUNTED SPLIT SYSTEM | E013833 | DAIKIN | RXS71LVMA | R410A | 2.3
WALL MOUNTED SPLIT SYSTEM | E013913 | DAIKIN | RXS71LVMA | R410A | 2.3
WALL MOUNTED SPLIT SYSTEM | E010823 | DAIKIN | RXS50LVMA | R410A | 1.8
CONDENSER UNIT | 41121033 | BUFFALO | MISSING LABEL | NA | 0
CONDENSER UNIT | UNREADABLE | KIRBY | UNREADABLE | R404A | 0
CONDENSER UNIT | UNREADABLE | KIRBY | UNREADABLE | R404A | 0
CONDENSER UNIT | UNREADABLE | KIRBY | UNREADABLE | R404A | 0
BOILING/CHILLED WATER UNIT | 2017052403111 | ZIP HYDROTAP | G4 | NULL | NULL
AIR COOLED SPLIT SYSTEM | E032588 | DAIKIN | FTXS83LVMA | NA | 1
WALL MOUNTED SPLIT SYSTEM | E032523 | DAIKIN | FTXS83LVMA | R410A | 2.8
WALL MOUNTED SPLIT SYSTEM | E032181 | DAIKIN | FTXS85LVMA | R410A | 2.8
WALL MOUNTED SPLIT SYSTEM | E032182 | DAIKIN | FTXS85LVMA | R410A | 2.2
DOMESTIC HW UNIT (GAS) | 5944738 | RHEEM | 621265NO | NULL | NULL
DOMESTIC HW UNIT (GAS) | 5943390 | RHEEM | 621265NO | NULL | NULL
WALL MOUNTED SPLIT SYSTEM | 835202549 | MITSUBISHI | SRC63ZE-S1 | R410A | 1.9
WALL MOUNTED SPLIT SYSTEM | 835202547 | MITSUBISHI | SRC63ZE-S1 | R410A | 1.9
WALL MOUNTED SPLIT SYSTEM | E093792 | DAIKIN | RXS25LVMA | R410A | 1.2
CHILLER - AIR COOLED | 501491/2 | MCQUAY | ALS E 260.3 SE XXN | R134A | 156
CHILLER - AIR COOLED | 501491/3 | MCQUAY | ALS E 260.3 SE XXN | R134A | 156
VARIABLE SPEED DRIVE | 351541G116 | DANFOSS | VLT6005HT4C | NULL | NULL
WALL MOUNTED SPLIT SYSTEM | NA | NULL | SWB70 | R410A | 2.35
WALL MOUNTED SPLIT SYSTEM | E077299 | DAIKIN | RXS71LVMA | R410A | 2.3
CASSETTE SPLIT SYSTEM | 7SP041070A | AIRWELL | K30RCF-EM | R22 | 0
DOSING POT (CLOSED LOOPS) |  | NULL | DPA0615 | NULL | NULL
TOILET EXHAUST FAN | NA | FANTECH | NO LABEL | NULL | NULL
DUCTED SPLIT SYSTEM | NA | TEMPERZONE | OSA 184RKTH | R410A | 4
WALL MOUNTED SPLIT SYSTEM | E006871 | DAIKIN | RXS71KAVMA | R410A | 2.3
WALL MOUNTED SPLIT SYSTEM | E005906 | DAIKIN | RXS71KAVMA | R410A | 2.3
WALL MOUNTED SPLIT SYSTEM | E013828 | DAIKIN | FTXS71LVMA | R410A | 2.3
AIR DAMPER | 200606A | SIEMENS | 060203A | NULL | NULL
WALL MOUNTED SPLIT SYSTEM | E013837 | DAIKIN | RXS71LVMA | R410A | 2.3
LIGHTING CONTROLS | 0 | DALI | DALI CONTROL | NULL | NULL
LIGHTING CONTROLS | 0 | DALI | DALI CONTROL | NULL | NULL
LIGHTING CONTROLS | 0 | DALI | DALI CONTROL | NULL | NULL
CAR PARK EXHAUST FAN | NA | NULL | NO LABEL | NULL | NULL
WALL MOUNTED SPLIT SYSTEM | 39065 | FUJITSU | MUZ GE80VAD | R410A | 1
AIR FAN - EXHAUST | NA | NULL | THROUGHTHE WALL STYLE | NULL | NULL
PACKAGED AIR CONDITIONING UNIT | 191848 | APAC | P085AHR9AD | R22 | 21
FAN COIL UNIT - DUCTED | NOT LISTED ON EXTERIOR | TEMPERZONE | IMD 95 Y-4/1 | CHILLED WATER | 0
FAN COIL UNIT - DUCTED | NOT LISTED ON EXTERIOR | COLAIR | ASHD 1500 | CHILLED WATER | 0
WALL MOUNTED SPLIT SYSTEM | E006873 | DAIKIN | RXS71KAVMA | R410A | 2.3
PACKAGED AIR CONDITIONING UNIT |  | APAC | P096AHR9AD | R22 | 21
PACKAGED AIR CONDITIONING UNIT |  | APAC | P075AHR9AD | R22 | 15
VARIABLE SPEED DRIVE | 049225G188 | DANFOSS | 131B4249 | NULL | NULL
VARIABLE SPEED DRIVE | 684207A317 | DANFOSS | 131NO190 | NULL | NULL
VARIABLE SPEED DRIVE | 43125G038 | DANFOSS | 131B4239 | NULL | NULL
LIGHTING CONTROLS | 0 | DALI | DALI CONTROL | NULL | NULL
LIGHTING CONTROLS | NULL | DALI | DALI CONTROL | NULL | NULL
LIGHTING CONTROLS | 0 | DALI | DALI CONTROL | NULL | NULL
LIGHTING CONTROLS | 0 | DALI | DALI CONTROL | NULL | NULL
LIGHTING CONTROLS | 0 | DALI | DALI CONTROL | NULL | NULL
LIGHTING CONTROLS | 0 | DALI | DALI CONTROL | NULL | NULL
LIGHTING CONTROLS | 0 | DALI | DALI CONTROL | NULL | NULL
LIGHTING CONTROLS | 0 | DALI | DALI CONTROL | NULL | NULL
LIGHTING CONTROLS | 0 | DALI | DALI CONTROL | NULL | NULL
SWITCHBOARD DISTRIBUTION | NULL | MERLIN GERIN | NULL | NULL | NULL
POWER METER | NULL | MERLIN GERIN | NULL | NULL | NULL
POWER METER | NULL | MERLIN GERIN | NULL | NULL | NULL
FAN COIL UNIT - DUCTED | LT08-0001512-001 | WALKER | CMLH900-S | CHILLED WATER | 0
FIRE EXTINGUISHER-POW (ABE/BE) | NULL | FIREX | FXM90 | NULL | 0
FILTRATION UNIT - HEPA | NULL | AIR DESIGN | TBA | NULL | NULL
FILTRATION UNIT - HEPA | NULL | AIR DESIGN | TBA | NULL | NULL
FILTRATION UNIT - HEPA | NULL | AIR DESIGN | TBA | NULL | NULL
FILTRATION UNIT - HEPA | NULL | AIR DESIGN | TBA | NULL | NULL
FILTRATION UNIT - HEPA | NULL | AIR DESIGN | TBA | NULL | NULL
FILTRATION UNIT - HEPA | NULL | AIR DESIGN | TBA | NULL | NULL
FILTRATION UNIT - HEPA | NULL | AIR DESIGN | TBA | NULL | NULL
FILTRATION UNIT - HEPA | NULL | AIR DESIGN | TBA | NULL | NULL
FILTRATION UNIT - HEPA | NULL | AIR DESIGN | TBA | NULL | NULL
FILTRATION UNIT - HEPA | NULL | AIR DESIGN | TBA | NULL | NULL
FILTRATION UNIT - HEPA | NULL | AIR DESIGN | TBA | NULL | NULL
FILTRATION UNIT - HEPA | NULL | AIR DESIGN | TBA | NULL | NULL
FILTRATION UNIT - HEPA | NULL | AIR DESIGN | TBA | NULL | NULL
FILTRATION UNIT - HEPA | NULL | AIR DESIGN | TBA | NULL | NULL
FILTRATION UNIT - HEPA | NULL | AIR DESIGN | TBA | NULL | NULL
FILTRATION UNIT - HEPA | NULL | AIR DESIGN | TBA | NULL | NULL
FILTRATION UNIT - HEPA | NULL | AIR DESIGN | TBA | NULL | NULL
FILTRATION UNIT - HEPA | NULL | AIR DESIGN | TBA | NULL | NULL
FILTRATION UNIT - HEPA | NULL | AIR DESIGN | TBA | NULL | NULL
FILTRATION UNIT - HEPA | NULL | AIR DESIGN | TBA | NULL | NULL
FILTRATION UNIT - HEPA | NULL | AIR DESIGN | TBA | NULL | NULL
AIR DAMPER | 200551A1 | SIEMENS | 060215A | NULL | NULL
AIR DAMPER | 200601A1 | SIEMENS | 060215A | NULL | NULL
AIR DAMPER | 200601A1 | SIEMENS | 060203A | NULL | NULL
ELECTRIC DUCT HEATER |  | NULL |  | NULL | NULL
SWITCHBOARD MECHANICAL | NULL | NULL | NULL | NULL | NULL
AIR HANDLING UNIT | LT08 0001301 001 | WALKER | CW160 6 | CHILLED WATER | 0
AIR HANDLING UNIT | T08 00013G2 001 | WALKER | CW170 6 | CHILLED WATER | 0
AIR FAN - SUPPLY | 595678 | FANTECH | PCD 564DD | NULL | NULL
FIRE DAMPER | NULL | BULLOCK | NULL | NULL | NULL
FIRE DAMPER | NULL | BULLOCK | NULL | NULL | NULL
BOILER - GAS FIRED | UNREADABLE | NULL | UNREADABLE | NULL | NULL
BOILER - GAS FIRED | UNREADABLE | MERIDIAN | NA | NULL | NULL
HEATING HOT WATER PUMP | 3142.5 | GRUNDFOS | 2RMGB46C | NULL | NULL
HEATING HOT WATER PUMP | 3143 | GRUNDFOS | 2RMGB46C | NULL | NULL
DUCTED SPLIT SYSTEM | UNREADABLE | TRANE | UNREADABLE | R407C | 0
AUTO REFILL UNIT - CLOSED LOOP | 9908 | AUTOHEAT | ARU2-303 | NULL | NULL
DOSING POT (CLOSED LOOPS) | 2084 | NULL | HYDRO 42 | NULL | NULL
SWITCHBOARD MECHANICAL | NULL | SJ ELECTRIC | NULL | NULL | NULL
AIR HANDLING UNIT | AHU-1 | WALKER | ASH-156 | R407C | 0
DUCTED HYDRONIC COOLING COIL | UNKNOWN | WALKER | UNKNOWN | NULL | NULL
DUCTED HYDRONIC COOLING COIL | UNKNOWN | WALKER | UNKNOWN | NULL | NULL
AIR FAN - SUPPLY | 57997 | NULL | VRE RHD 1000K | NULL | NULL
DUCTED HYDRONIC HEATING COIL | UNKNOWN | NULL | UNKNOWN | NULL | NULL
DUCTED HYDRONIC HEATING COIL | UNKNOWN | NULL | UNKNOWN | NULL | NULL
AIR DAMPER | UNKNOWN | NULL | UNKNOWN | NULL | NULL
AIR DAMPER | UNKNOWN | NULL | UNKNOWN | NULL | NULL
PACKAGED AIR CONDITIONING UNIT | 49964 | TEMPERZONE | UNREADABLE | R410A | 0
EXPANSION TANK (CLOSED LOOPS) | UNKNOWN | DURAFLEX | UNKNOWN | NULL | NULL
DOMESTIC HW UNIT (ELECTRIC) | NULL | NULL | EHP400 | NULL | NULL
DOMESTIC HW UNIT (ELECTRIC) | NULL | NULL | SSL650 | NULL | NULL
FILTER - WATER | NON SHOWN | NULL | RT1252 | NULL | NULL
0 - NOT SET | NOT SHOWN | NULL | IBC | NULL | NULL
SWITCHBOARD MECHANICAL | NULL | EMERSON | NULL | NULL | NULL
PACKAGED AIR CONDITIONING UNIT | 853179 | APAC | P188AHR9BA | R407C | 20
AIR FAN - SUPPLY | 111556 | NULL | VRE ADH 710R | NULL | NULL
DUCTED SPLIT SYSTEM | 853834 | APAC | SO18OVR9BE | R407C | 4.5
WALL MOUNTED SPLIT SYSTEM | 42100001 | TOSHIBA | RAS-18UAH-AS2 | R410A | 1.3
WALL MOUNTED SPLIT SYSTEM | 62300033 | TOSHIBA | RAS-16NAV-A | R410A | 0.95
WALL MOUNTED SPLIT SYSTEM | 62500011 | TOSHIBA | RAS-18NKHP-AS | R410A | 0
PACKAGED AIR CONDITIONING UNIT | 853173 | APAC | PO16AHR9AD | R407C | 4.8
TOILET EXHAUST FAN | 02/2006-140796 | DUCTLINE | DFO 310-1E | NULL | NULL
PACKAGED AIR CONDITIONING UNIT | 853174 | APAC | PO26AHR9AA | R407C | 6.2
SMOKE EXHAUST FAN | NULL | DRAUGHTFORCE | AR31256 VH | NULL | NULL
AIR FAN - EXHAUST | 04/2006-142762 | DUCTLINE | DQ56DA2OP-8ASL | NULL | NULL
AIR FAN - EXHAUST | UNREADABLE | DUCTLINE | UNREADABLE | NULL | NULL
AIR FAN - EXHAUST | 142758 | FANS DIRECT | MVC710-8D | NULL | NULL
AIR FAN - EXHAUST | 142759 | FANS DIRECT | UNREADABLE | NULL | NULL
AIR FAN - EXHAUST | 142762 | FANS DIRECT | DQ56DA20P-8ASL | NULL | NULL
AIR HANDLING UNIT | A90L6972 | TARNE | CCHV3QV7 | CHILLED WATER | 0
SWITCHBOARD MECHANICAL | NULL | NULL | NULL | NULL | NULL
VARIABLE SPEED DRIVE | 3065001521 | ABB | ACH550 038A01-4+B055 | NULL | NULL
CIRCULATING PUMP | 187928 | NULL | KELAIR 8P-P52/1 | NULL | NULL
CHILLER - CENTRIFUGAL | SFEM8323Y0 | YORK | YMC2S0900AAS | R134A | 276
BMS | NULL | JOHNSON CONTROL | NULL | NULL | NULL
ELECTRIC DUCT HEATER |  | NULL | NA | NULL | NULL
AIR DAMPER | 87700C0 | TAC | AF24SR | NULL | NULL
ELECTRIC DUCT HEATER |  | NULL | NA | NULL | NULL
AIR DAMPER | NULL | TAC | AF24SR | NULL | NULL
AIR DAMPER | 8770000 | TAC | AF24SR | NULL | NULL
WALL MOUNTED SPLIT SYSTEM | E009664 | DAIKIN | RXS60FVMA | R410A | 1.5
FIRE DAMPER | N/AV | UNKNOWN | N/AV | NULL | NULL
FIRE DAMPER | NULL | NULL | NULL | NULL | NULL
FIRE DAMPER | NULL | NULL | NULL | NULL | NULL
FIRE DAMPER | NULL | HIGH FIRE HEAT | NULL | NULL | NULL
FIRE DAMPER | NULL | NULL | NULL | NULL | NULL
ELECTRIC DUCT HEATER |  | NULL | NA | NULL | NULL
FAN COIL UNIT - DUCTED | LT08-000152-001 | WALKER | CMLH1400S | CHILLED WATER | 0
AIR DAMPER | 120067 | TAC | AF24SR | NULL | NULL
AIR DAMPER | 8770001 | TAC | AF24SR | NULL | NULL
AIR DAMPER | 8770000 | TAC | AF24SR | NULL | NULL
FAN COIL UNIT - DUCTED | LT08-00015A1-001 | WALKER | CMLH1800S | CHILLED WATER | 0
FAN COIL UNIT - DUCTED | LT08-00015J3-001 | WALKER | CMLH1400S | CHILLED WATER | 0
FAN COIL UNIT - DUCTED | UNABLE TO REACH | WALKER | CMLH1800S | CHILLED WATER | 0
AIR FAN - EXHAUST | NA | ZIEHL-EBM | NO LABELL | NULL | NULL
AIR FAN - EXHAUST |  | ZIEHL-EBM | NA | NULL | NULL
AIR FAN - EXHAUST |  | NULL | NO LABELL | NULL | NULL
AIR FAN - EXHAUST | 140287 | NU AIR | SCDQ450 | NULL | NULL
FAN COIL UNIT - DUCTED | LT08-00015E2-001 | WALKER | CMLH1800S | CHILLED WATER | 0
VARIABLE SPEED DRIVE | T H91412000065 | SIEMENS | G120P | NULL | NULL
VARIABLE SPEED DRIVE | XAH811 000968 | SIEMENS | G120P | NULL | NULL
VARIABLE SPEED DRIVE | XAH815 001211 | SIEMENS | G120P | NULL | NULL
VARIABLE SPEED DRIVE | XAH815 001393 | SIEMENS | G120P | NULL | NULL
VARIABLE SPEED DRIVE | XAH815 001215 | SIEMENS | G120P | NULL | NULL
VARIABLE SPEED DRIVE | XAH811 000956 | SIEMENS | G120P | NULL | NULL
DUCTED SPLIT SYSTEM | 4093328 | DAIKIN | FDY45FV1 | R22 | 2
FAN COIL UNIT - DUCTED | NA | TEMPERZONE | IMD 420-4/1 | CHILLED WATER | 0
WALL MOUNTED SPLIT SYSTEM | E000899 | DAIKIN | FTXE35BVMA8 | R22 | 2
WALL MOUNTED SPLIT SYSTEM | E000996 | DAIKIN | FTXE25BVMA8 | R22 | 2.5
FIRE DAMPER | NULL | BULLOCK | NULL | NULL | NULL
AIR COOLED SPLIT SYSTEM | E089165 | DAIKIN | RXS25LVMA | R410A | 1.2
WALL MOUNTED SPLIT SYSTEM | 4905288 | DAIKIN | FTXE35BVMA8 | R22 | 1.2
WALL MOUNTED SPLIT SYSTEM | 4901552 | DAIKIN | FTXD60BVMA8 | R22 | 2
WALL MOUNTED SPLIT SYSTEM | E000892 | DAIKIN | FTXE35BVMA8 | R22 | 2
WALL MOUNTED SPLIT SYSTEM | E000595 | DAIKIN | FTXD71BVMA8 | R22 | 2
WALL MOUNTED SPLIT SYSTEM | E001528 | DAIKIN | FTXD50BVMA8 | R22 | 1.8
DRINKING FOUNTAINS (REFRIG) | S-21 | NULL | ARCUS 3TW18BJE | NULL | NULL
ROOM AIR CONDITIONING UNIT | 14104A0035 | COOLBREEZE | NPB-15H | NULL | NULL
FIRE DAMPER | NULL | HOLLYOAKE INDUSTRIES | NULL | NULL | NULL
FIRE DAMPER | N/A | RUSKIN | N/A | NULL | NULL
FIRE DAMPER | NULL | BULLOCK | NULL | NULL | NULL
FIRE DAMPER | NULL | BULLOCK | NULL | NULL | NULL
DUCTED SPLIT SYSTEM | 664853 | TEMPERZONE | OSA 270RKT | R410A | 12
FAN COIL UNIT - NON DUCTED | 010900RC | MULLER | MLH04BH1DL60GA | CHILLED WATER | 0
AIR HANDLING UNIT | NULL | NULL | NULL | CHILLED WATER | 0
AIR HANDLING UNIT |  | NULL |  | CHILLED WATER | 0
AIR HANDLING UNIT | NULL | NULL | NULL | CHILLED WATER | 0
VARIABLE SPEED DRIVE | NULL | DANFOSS | NULL | NULL | NULL
VARIABLE SPEED DRIVE |  | DANFOSS |  | NULL | NULL
VARIABLE SPEED DRIVE | NULL | NULL | NULL | NULL | NULL
VARIABLE SPEED DRIVE | NULL | NULL | NULL | NULL | NULL
VARIABLE SPEED DRIVE | NULL | DANFOSS | NULL | NULL | NULL
VARIABLE SPEED DRIVE | NULL | ABB | NULL | NULL | NULL
VARIABLE SPEED DRIVE | NULL | ABB | NULL | NULL | NULL
VARIABLE SPEED DRIVE | NULL | ABB | NULL | NULL | NULL
CONDENSER WATER PUMP | NULL | AJAX | NULL | NULL | NULL
CONDENSER WATER PUMP | NULL | AJAX | NULL | NULL | NULL
CONDENSER WATER PUMP | NULL | AJAX | NULL | NULL | NULL
CONDENSER WATER PUMP |  | AJAX | WORN LABELL | NULL | NULL
CHILLED WATER PUMP | NULL | AJAX | NULL | NULL | NULL
CONDENSER WATER PUMP | NULL | AJAX | NULL | NULL | NULL
CHILLED WATER PUMP | NULL | AJAX | NULL | NULL | NULL
CONDENSER WATER PUMP | NULL | AJAX | NULL | NULL | NULL
CHILLED WATER PUMP | NULL | AJAX | NULL | NULL | NULL
CONDENSER WATER PUMP | NULL | AJAX | NULL | NULL | NULL
CHILLER - WATER COOLED | 61565020 | POWER PAX | TT-300TH5-1-ST-P-O-CE | R134A | 0
CHILLER - WATER COOLED | NULL | POWER PAX | NULL | R134A | 0
CHILLER - WATER COOLED | NULL | POWER PAX | NULL | R134A | 0
AIR FAN - EXHAUST |  | WOODS |  | NULL | NULL
COOLING TOWER | NULL | BALTIMORE | NULL | NULL | NULL
COOLING TOWER | NULL | BALTIMORE | NULL | NULL | NULL
COOLING TOWER | NULL | BALTIMORE | NULL | NULL | NULL
COOLING TOWER | NULL | BALTIMORE | NULL | NULL | NULL
COOLING TOWER | NULL | BALTIMORE | NULL | NULL | NULL
COOLING TOWER | NULL | BALTIMORE | NULL | NULL | NULL
AIR FAN - EXHAUST | NULL | WOODS | NULL | NULL | NULL
AIR FAN - EXHAUST | NULL | WOODS | NULL | NULL | NULL
AIR FAN - EXHAUST | NULL | WOODS | NULL | NULL | NULL
AIR FAN - EXHAUST | NULL | WOODS | NULL | NULL | NULL
DUCTED SPLIT SYSTEM | E004082 | DAIKIN | RQ200KY1 | R410A | 9
DUCTED SPLIT SYSTEM | E004081 | DAIKIN | RQ200KY1 | R410A | 9
CASSETTE SPLIT SYSTEM | 47P00016 | MITSUBISHI | SUZ-KA50BAD | R410A | 2
DUCTED SPLIT SYSTEM | 721365 | TEMPERZONE | OSA270RKT | R410A | 8
DUCTED SPLIT SYSTEM | 721376 | TEMPERZONE | OSA270RKT | R410A | 8
AIR FAN - EXHAUST | 195490 | FANS DIRECT | VCQ-1 | NULL | NULL
AIR FAN - EXHAUST | 196661 | FANS DIRECT | VCQ-1 | NULL | NULL
AIR FAN - EXHAUST | 196127B | FANS DIRECT | CVB350-6E | NULL | NULL
DUCTED SPLIT SYSTEM | 751008028 | DUNN AIR | LCU75R | R410A | 5
DUCTED SPLIT SYSTEM | 751008024 | DUNN AIR | LCU75R | R410A | 5
DUCTED SPLIT SYSTEM | 421006025 | DUNN AIR | LCU42R | R410A | 3
DUCTED SPLIT SYSTEM | 361006038 | DUNN AIR | LCU36R | R410A | 3
DUCTED SPLIT SYSTEM | 715352 | TEMPERZONE | OSA270RKT | R410A | 9
DUCTED SPLIT SYSTEM | 715347 | TEMPERZONE | OSA270RKT | R410A | 9
AIR FAN - EXHAUST | 195490 | FANS DIRECT | VCQ-1 | NULL | NULL
AIR FAN - EXHAUST | 195490 | FANS DIRECT | VCQ-1 | NULL | NULL
AIR FAN - CEILING | VCQ-1 | FANS DIRECT | VCQ-1 | NULL | NULL
DUCTED SPLIT SYSTEM | 715349 | TEMPERZONE | OSA270RKT | R410A | 8
DUCTED SPLIT SYSTEM | 717549 | TEMPERZONE | OSA270RKT | R410A | 8
DUCTED SPLIT SYSTEM | 738334 | TEMPERZONE | OSA230RKT | R410A | 8
DUCTED SPLIT SYSTEM | 738333 | TEMPERZONE | OSA230RKT | R410A | 8
WALL MOUNTED SPLIT SYSTEM | 22360280101100000 | YORK | RAJC12FS-AAA | R410A | 3
AIR FAN - EXHAUST | TBA | FANS DIRECT | SAB250-E | NULL | NULL
AIR FAN - EXHAUST | 195490 | FANS DIRECT | VCQ-1 | NULL | NULL
AIR FAN - EXHAUST | 195490 | FANS DIRECT | VCQ-1 | NULL | NULL
DUCTED SPLIT SYSTEM | 715348 | TEMPERZONE | OSA270RKT | R410A | 8
DUCTED SPLIT SYSTEM | 721380 | TEMPERZONE | OSA270RKT | R410A | 8
DUCTED SPLIT SYSTEM | 743418 | TEMPERZONE | OSA270RKT | R410A | 8
DUCTED SPLIT SYSTEM | 744227 | TEMPERZONE | OSA55RKS | R410A | 6
DUCTED SPLIT SYSTEM | 740055 | TEMPERZONE | OSA140RKT | R410A | 6
DUCTED SPLIT SYSTEM | 742523 | TEMPERZONE | OSA200RKTH | R410A | 6
AIR FAN - EXHAUST | 195490 | FANS DIRECT | VCQ-1 | NULL | NULL
AIR FAN - EXHAUST | 195490 | FANS DIRECT | VCQ-1 | NULL | NULL
AIR FAN - EXHAUST | 195490 | FANS DIRECT | VCQ-1 | NULL | NULL
PACKAGED AIR CONDITIONING UNIT | 399389 | TEMPERZONE | OPA920R-S | R410A | 21
PACKAGED AIR CONDITIONING UNIT | 399393 | TEMPERZONE | OPA250R-X | R410A | 0
PACKAGED AIR CONDITIONING UNIT | 399391 | TEMPERZONE | OPA300R-X | R22 | 6.6
PACKAGED AIR CONDITIONING UNIT | 391523 | TEMPERZONE | OPA600RB-X | R22 | 14.8
PACKAGED AIR CONDITIONING UNIT | 397283 | TEMPERZONE | WPA9RMASTER | R22 | 0
DUCTED SPLIT SYSTEM | 871916 | TEMPERZONE | OSA184RKTFH | R410A | 5.95
PACKAGED AIR CONDITIONING UNIT | 399392 | TEMPERZONE | OPA300R-X | R410A | 0
DUCTED SPLIT SYSTEM | 399394 | TEMPERZONE | OPA300R-X | R410A | 11.9
AIR FAN - CEILING | 230085 | FANTECH | CE114D | R410A | 0
AIR FAN - CEILING | TBA | FANTECH | MV306 | R410A | 0
AIR FAN - CEILING | TBA | FANTECH | MV306 | R410A | 0
AIR FAN - CEILING | 230065 | FANTECH | CE194D | R410A | 0
AIR FAN - CEILING | TBA | FANTECH | CE194D | R410A | 0
AIR FAN - CEILING | TBA | NULL | NA | R410A | 0
AIR FAN - CEILING | TBA | NULL | NA | R410A | 0
AIR FAN - CEILING | TBA | NULL | NA | R410A | 0
AIR FAN - CEILING | TBA | NULL | NA | R410A | 0
PACKAGED AIR CONDITIONING UNIT | E000156 | DAIKIN | UATY15KY19 | R22 | 12
DUCTED SPLIT SYSTEM | E003555 | DAIKIN | RY200KUY1 | R22 | 12
DUCTED SPLIT SYSTEM | 18U00588 | MITSUBISHI | PUHZ-RP200YKA | R410A | 9
DUCTED SPLIT SYSTEM | 24P00191 | MITSUBISHI | SUZ-KA71VA3 | R410A | 2
DUCTED SPLIT SYSTEM | 18U00623 | MITSUBISHI | PUHZ-RP200YKA | R410A | 9
WALL MOUNTED SPLIT SYSTEM | 2002304 | MITSUBISHI | MUZ-GE42VA | R410A | 2
AIR FAN - CEILING | UNREADABLE | DRAUGHTFORCE | CRD1284V | NULL | NULL
AIR FAN - EXHAUST | UNREADABLE | DRAUGHTFORCE | CRD1192V | NULL | NULL
AIR FAN - EXHAUST | UNREADABLE | DRAUGHTFORCE | AR1354D | NULL | NULL
AIR FAN - OUTSIDE | 213769A | FANS DIRECT | CS-350-4E | NULL | NULL
PACKAGED AIR CONDITIONING UNIT | E000150 | DAIKIN | UATY15KY19 | R22 | 10
DUCTED SPLIT SYSTEM | E003729 | DAIKIN | RY200KUY1 | R22 | 5
DUCTED SPLIT SYSTEM | 76P01080 | MITSUBISHI | PUH-6YKSA | R410A | 5
DUCTED SPLIT SYSTEM | P01069 | MITSUBISHI | PUH-6YKSA | R410A | 5
WALL MOUNTED SPLIT SYSTEM | 5600608 | SHARP | AY-XP30EJ | R410A | 2
AIR FAN - EXHAUST | TBA | DRAUGHTFORCE | CRD1356V | NULL | NULL
AIR FAN - EXHAUST | TBA | DRAUGHTFORCE | AR1354D | NULL | NULL
DUCTED SPLIT SYSTEM | E003553 | DAIKIN | RY200KUY1 | R22 | 5
DUCTED SPLIT SYSTEM | E002554 | DAIKIN | RY125LUY1 | R22 | 4
PACKAGED AIR CONDITIONING UNIT | E000147 | DAIKIN | UATY09KY19 | R22 | 5
AIR FAN - EXHAUST | TBA | DRAUGHTFORCE | CRD1356V | NULL | NULL
AIR FAN - EXHAUST | TBA | DRAUGHTFORCE | AR1354D | NULL | NULL
PACKAGED AIR CONDITIONING UNIT | E000319 | DAIKIN | UATY10KY19 | R410A | 0
DUCTED SPLIT SYSTEM | E005616 | DAIKIN | RY160LUY1 | R22 | 6
DUCTED SPLIT SYSTEM | E001514 | DAIKIN | RZYQ7PY1 | R410A | 10
DUCTED SPLIT SYSTEM | E001514 | DAIKIN | RZYQ7PY1 | R410A | 10
AIR FAN - CEILING | TBA | DRAUGHTFORCE | CRD1234V | R410A | 0
AIR FAN - CEILING | TBA | DRAUGHTFORCE | AR1304D | R410A | 0
PACKAGED AIR CONDITIONING UNIT | E000317 | DAIKIN | UATY10KY19 | R410A | 0
DUCTED SPLIT SYSTEM | E006335 | DAIKIN | RY160LUY1 | R22 | 5
TOILET EXHAUST FAN | #15511 | DRAUGHTFORCE | CRD1234V | NULL | NULL
AIR FAN - CEILING | #15472 | DRAUGHTFORCE | AR1304D | NULL | NULL
DUCTED SPLIT SYSTEM | 721355 | TEMPERZONE | OSA270RKT | R410A | 9
DUCTED SPLIT SYSTEM | 723419 | TEMPERZONE | OSA230RKT | R410A | 8
DUCTED SPLIT SYSTEM | 704954 | TEMPERZONE | OSA156RKT | R410A | 6
AIR FAN - EXHAUST | 195490 | FANS DIRECT | VCQ-1 | NULL | NULL
AIR FAN - EXHAUST | 195490 | FANS DIRECT | VCQ-1 | NULL | NULL
AIR FAN - EXHAUST | 1944295 | FANS DIRECT | CVB-300-4E | NULL | NULL
FAN COIL UNIT - DUCTED | NOT AVAILABLE | TEMPERZONE | IMDL 130 | CHILLED WATER | 0
AIR FAN - EXHAUST | NULL | WOODS | NULL | NULL | NULL
FAN COIL UNIT - DUCTED | NOT AVAILABLE | TEMPERZONE | IMDL 130 | CHILLED WATER | 0
AIR FAN - EXHAUST | NULL | WOODS | NULL | NULL | NULL
AIR FAN - EXHAUST | NULL | WOODS | NULL | NULL | NULL
FIRE DAMPER | NULL | UNKNOWN | NULL | NULL | NULL
AIR FAN - EXHAUST | NULL | WOODS | NULL | NULL | NULL
FIRE DAMPER | NULL | UNKNOWN | NULL | NULL | NULL
AIR FAN - EXHAUST | NULL | WOODS | NULL | NULL | NULL
AIR FAN - EXHAUST | NULL | WOODS | NULL | NULL | NULL
CHILLED WATER EVAPORATOR | CHE-FCU-16084219 | COOLING & HEATING | 1DS07-2F97M550 | NULL | NULL
DUCTED SPLIT SYSTEM | NULL | MITSUBISHI | NULL | R410A | 0
DUCTED SPLIT SYSTEM | NULL | MITSUBISHI | NULL | R410A | 0
AIR FAN - SUPPLY | NULL | PACIFIC HVAC | NULL | NULL | NULL
CAR PARK SUPPLY AIR FAN |  | PACIFIC HVAC | JP-CENTRY 254/8 S2 | NULL | NULL
CAR PARK SUPPLY AIR FAN | 3709 | PACIFIC HVAC | JP-CENTRY 254/8 S2 | NULL | NULL
AIR FAN - EXHAUST |  | PACIFIC HVAC |  | NULL | NULL
AIR FAN - EXHAUST | NULL | WOODS | NULL | NULL | NULL
AIR FAN - EXHAUST | NULL | WOODS | NULL | NULL | NULL
AIR FAN - EXHAUST | NULL | WOODS | NULL | NULL | NULL
AIR FAN - EXHAUST | NULL | WOODS | NULL | NULL | NULL
AIR FAN - EXHAUST | NULL | WOODS | NULL | NULL | NULL
FAN COIL UNIT - DUCTED | NA | COOLING & HEATING | NA | CHILLED WATER | 0
CHILLED WATER EVAPORATOR | LT08-000151Y1-001 | WALKER | CMLH-900S | NULL | NULL
SWITCHBOARD MAIN | NULL | NULL | NULL | NULL | NULL
FIRE DAMPER | NULL | BULLOCK | NULL | NULL | NULL
SWITCHBOARD MAIN | NULL | AVTEL | NULL | NULL | NULL
AIR HANDLING UNIT | NA | NULL | CUSTOM | CHILLED WATER | 0
AIR HANDLING UNIT | NA | NULL | CUSTOM | CHILLED WATER | 0
VARIABLE SPEED DRIVE | 8B1636118069 | SCHNEIDER | ATV212HD15N4 | NULL | NULL
VARIABLE SPEED DRIVE | 8B1646922141 | SCHNEIDER | ATV212HD15N4 | NULL | NULL
FAN COIL UNIT - DUCTED | FCU:1001.1 | WALKER | ALAS20 | CHILLED WATER | 0
EVAPORATIVE COOLER | 50007328 | BONAIRE | 2570020 | NULL | NULL
EVAPORATIVE COOLER | 50007325 | BONAIRE | 2570020 | NULL | NULL
DUCTED SPLIT SYSTEM | 4100078029 | ACCENT AIR | AEEF0250SA1 | R410A | 0
CASSETTE SPLIT SYSTEM | N/A | MITSUBISHI | N/A | R410A | 0
CASSETTE SPLIT SYSTEM | 27A00048 | MITSUBISHI | PLA-RP60VA | R410A | 1.5
PACKAGED AIR CONDITIONING UNIT | 59442 | TEMPERZONE | OPA500RB | R427A | 16
ROOM AIR CONDITIONING UNIT | N/A | FUJITSU | N/A | R22 | 0
WALL MOUNTED SPLIT SYSTEM | 840506232BE | MHI | SRK35ZSA-W | R32 | 0
DUCTED SPLIT SYSTEM | N/A | PANASONIC | N/A | R410A | 0
PACKAGED AIR CONDITIONING UNIT | 62046 | TEMPERZONE | OPA410RA | R22 | 18
PACKAGED AIR CONDITIONING UNIT | N/A | FRIGOPOL | N/A | R22 | 16
WALL MOUNTED SPLIT SYSTEM | 2007138T | MITSUBISHI | MUZ-GE60VA | R410A | 1.55
AIR DRYER (REFRIG) | NULL | ATLAS | FD300 | NULL | NULL
FAN COIL UNIT - DUCTED | FCU:1001 | WALKER | ALAS20 | CHILLED WATER | 0
PACKAGED AIR CONDITIONING UNIT |  | TEMPERZONE | OPA340RKTBH | R410A | 12
FAN COIL UNIT - DUCTED | LT0800015S3001 | WALKER | CMLH1400S | CHILLED WATER | 0
FAN COIL UNIT - DUCTED | INDESTINGUISHABLE | WALKER | CMLH1400S | CHILLED WATER | 0
FAN COIL UNIT - DUCTED | LT0800015T3002 | WALKER | CMLH1400S | CHILLED WATER | 0
FAN COIL UNIT - DUCTED | UNKNOWN | TEMPERZONE | IMD 420 | CHILLED WATER | 0
FAN COIL UNIT - DUCTED | UNKNOWN | TEMPERZONE | IMD 420 | CHILLED WATER | 0
FAN COIL UNIT - DUCTED | NO ACCESS | TEMPERZONE | IMD 420-4/1 | CHILLED WATER | 0
FIRE DAMPER | NULL | NULL | NULL | NULL | NULL
FIRE DAMPER | NULL | HOLLYOAKE INDUSTRIES | NULL | NULL | NULL
THERMOSTATIC MIXING VALVES |  | CALEFFI | 2522 TM | NULL | NULL
THERMOSTATIC MIXING VALVES | NULL | CALEFFI | 2522 TM | NULL | NULL
FIRE DAMPER | NULL | NULL | NULL | NULL | NULL
FAN COIL UNIT - DUCTED | FCU 10.11.2. SN NOT LISTED. | COLAIR | ASHD 1500 | CHILLED WATER | 0
FAN COIL UNIT - DUCTED | SN NOT VISIBLE. | UNKNOWN | LABEL PAINTED OVER | CHILLED WATER | 0
FIRE EXTINGUISHER-POW (ABE/BE) |  | ABE |  | NULL | NULL
FIRE EXTINGUISHER-POW (ABE/BE) |  | ABE |  | NULL | NULL
FIRE EXTINGUISHER-CO2 |  | FIREX |  | NULL | NULL
FIRE EXTINGUISHER-CO2 |  | FIREX |  | NULL | NULL
FIRE EXTINGUISHER-CO2 | N/A | FIREX | FXC35 | NULL | NULL
FIRE EXTINGUISHER-CO2 | N/A | FIREX | FXC35 | NULL | NULL
FIRE EXTINGUISHER-CO2 | N/A | FIREX | FXC35 | NULL | NULL
FIRE EXTINGUISHER-CO2 | N/A | FIREX | FXC35 | NULL | NULL
FIRE EXTINGUISHER-CO2 | N/A | FIREX | FXC35 | NULL | NULL
FIRE EXTINGUISHER-POW (D) | N/A | ABE | 1000-1005 | NULL | NULL
FIRE EXTINGUISHER-POW (ABE/BE) | N/A | FLAMESAFE | 1000-1005 | NULL | NULL
FIRE EXTINGUISHER-POW (ABE/BE) | N/A | FIREBOX | FB45ABE | NULL | NULL
FIRE EXTINGUISHER-CO2 | N/A | FLAMESAFE | 1000-2002 | NULL | NULL
FIRE EXTINGUISHER-CO2 | N/A | FLAMESAFE | 1000-2002 | NULL | NULL
FIRE EXTINGUISHER-POW (ABE/BE) | NULL | ABE | 1000-1005 | NULL | NULL
FIRE EXTINGUISHER-POW (ABE/BE) | N/A | ABE | 1000-1005 | NULL | NULL
FIRE EXTINGUISHER-POW (ABE/BE) | N/A | ABE | 1000-1005 | NULL | NULL
FIRE EXTINGUISHER-CO2 | N/A | FLAMESAFE | 1000-2002 | NULL | NULL
FIRE EXTINGUISHER-CO2 | N/A | FLAMESAFE | 1000-2002 | NULL | NULL
FIRE EXTINGUISHER-CO2 | N/A | FLAMESTOP | 1000-2002 | NULL | NULL
FIRE EXTINGUISHER-CO2 | N/A | FLAMESAFE | 1000-2002 | NULL | NULL
FIRE EXTINGUISHER-CO2 | N/A | FLAMESAFE | 1000-2002 | NULL | NULL
FIRE BLANKET | N/A | ABE | N/A | NULL | NULL
FIRE EXTINGUISHER-POW (D) | N/A | NFS | FXU45 | NULL | NULL
FIRE BLANKET | N/A | FIRE BOX | 1100496 | NULL | NULL
FIRE EXTINGUISHER-POW (ABE/BE) | N/A | FIREX | FXM45 | NULL | NULL
FAN COIL UNIT - NON DUCTED | UNKNOWN | MITSUBISHI | UNKNOWN | OTHER | 0
FAN COIL UNIT - NON DUCTED |  | MITSUBISHI | NO LABELL | NA | 0
FAN COIL UNIT - NON DUCTED | UNKNOWN | MITSUBISHI | PFFY-P63VL- RMM-E | NA | 0
SWITCHBOARD MAIN | NULL | AVTEL | NULL | NULL | NULL
VARIABLE SPEED DRIVE | 8B1707690173 | SCHNEIDER | ATV212HD15N4 | NULL | NULL
AIR HANDLING UNIT | NA | NULL | CUSTOM | CHILLED WATER | 0
PACKAGED AIR CONDITIONING UNIT | 558628 | TEMPERZONE | OPA101R | R22 | 4
WALL MOUNTED SPLIT SYSTEM | 880405132BE | MHI | SRC35ZSA-W | R32 | 0.75
TOILET EXHAUST FAN | N/A | NULL | N/A | NULL | NULL
DUCTED SPLIT SYSTEM | 4100079839 | RHEEM | RGEC0230TA1 | R410A | 7.5
EXHAUST FAN CANOPY | N/A | FANTECH | N/A | NULL | NULL
DUCTED SPLIT SYSTEM | 87U00911 | MITSUBISHI | PUHZ-BP170YHS | R410A | 5.8
DUCTED SPLIT SYSTEM | 87U000309 | MITSUBISHI | PUHZ-BP170YHS | R410A | 5.8
WALL MOUNTED SPLIT SYSTEM | E009656 | DAIKIN | RXS60FVMA | R410A | 1.5
WALL MOUNTED SPLIT SYSTEM | E008930 | DAIKIN | FTXS60FVMA | NA | 0
WALL MOUNTED SPLIT SYSTEM | E006991 | DAIKIN | RXS35EVMA | R410A | 1
WALL MOUNTED SPLIT SYSTEM | E009950 | DAIKIN | FTXS35EVMA | NA | 0
WALL MOUNTED SPLIT SYSTEM | E007374 | DAIKIN | RXS35EVMA | R410A | 1
WALL MOUNTED SPLIT SYSTEM | E009113 | DAIKIN | FTXS35EVMA | NA | 0
WALL MOUNTED SPLIT SYSTEM | E018510 | DAIKIN | RXM25QVMA | R32 | 0.85
WALL MOUNTED SPLIT SYSTEM | E017599 | DAIKIN | FTXM25QVMA | NA | 0
FIRE EXTINGUISHER-POW (D) |  | NULL |  | NULL | NULL
PACKAGE AC - WATER SOURCED | 86115 | TEMPERZONE | HWP 225CEKTN | R410A | 2.7
AIR FAN - EXHAUST | 64457.1 | FANTECH | AP0312JP3B003 | NULL | NULL
AIR FAN - EXHAUST | 644578.2 | FANTECH | AP0312JP3B003 | NULL | NULL
AIR FAN - EXHAUST | 644580 | FANTECH | AP0312AP10B005 | NULL | NULL
AIR FAN - EXHAUST | 644578 | FANTECH | AP0312JP3B003 | NULL | NULL
KITCHEN EXHAUST FAN | 644584 | FANTECH | AP1004DA9B150 | NULL | NULL
VARIABLE SPEED DRIVE | G1720K646 | ABB | ACH550-010013A-4+B055 | NULL | NULL
VARIABLE SPEED DRIVE | G1720K2724 | ABB | ACH550-01-06A9-4+B055 | NULL | NULL
AIR FAN - EXHAUST | 644582 | FANTECH | AP0502AP5B022 | NULL | NULL
SWITCHBOARD MECHANICAL | NULL | NULL | SCHNIDER | NULL | NULL
FAN COIL UNIT - DUCTED | NULL | MITSUBISHI | PEFY- P40VMH-E (G) | R410A | 0
FAN COIL UNIT - DUCTED | NULL | MITSUBISHI | PEFY- P80 VMH- E ( G) | R410A | 0
FAN COIL UNIT - DUCTED | NULL | MITSUBISHI | PEFY- P40 VMH-- E(G) | R410A | 0
WALL MOUNTED SPLIT SYSTEM | E008926 | DAIKIN | FTXS60FVMA | NA | 0
FAN COIL UNIT - DUCTED | NULL | MITSUBISHI | PEFY-P40-VMH- E | R410A | 0
MULTI HEAD NON DUCTED SPLIT | E005523 | DAIKIN | 4MXS80EVMA | R410A | 3.1
MULTI HEAD NON DUCTED SPLIT | E000131 | DAIKIN | RMX140EV1A | R410A | 6
FAN COIL UNIT - DUCTED | NULL | MITSUBISHI | PEFY- P80VMH- E( G) | R410A | 0
MULTI HEAD NON DUCTED SPLIT | 1717950 | DAIKIN | FFQ25B8V1B | NA | 0
MULTI HEAD NON DUCTED SPLIT | 1717916 | DAIKIN | FFQ25B8V1B | NA | 0
MULTI HEAD NON DUCTED SPLIT | 1717957 | DAIKIN | FFQ25B8V1B | NA | 0
MULTI HEAD NON DUCTED SPLIT | 1717948 | DAIKIN | FFQ25B8V1B | NA | 0
MULTI HEAD NON DUCTED SPLIT | 1717917 | DAIKIN | FFQ25B8V1B | NA | 0
MULTI HEAD NON DUCTED SPLIT | 1717921 | DAIKIN | FFQ25B8V1B | NA | 0
BRANCH SELECTOR BOX | 57W03592 | MITSUBISHI | CMB- 108V- GV1 | R410A | 0
MULTI HEAD NON DUCTED SPLIT | E001521 | DAIKIN | FLXS50BVMA | NA | 0
BRANCH SELECTOR BOX | 4ZW07946 | MITSUBISHI | CMBP108V- GA1 | R410A | 0
FAN COIL UNIT - NON DUCTED | 44A08667 | MITSUBISHI | PKFY P32VHM- E | R410A | 0
FAN COIL UNIT - NON DUCTED | 58A21101 | MITSUBISHI | PKFY P25 VM- E | R410A | 0
PACKAGE AC - WATER SOURCED | 864094 | TEMPERZONE | HWP35RKSY | R410A | 1
FAN COIL UNIT - NON DUCTED | 58A23645 | MITSUBISHI | PKFY-P20 VMB- E | R410A | 0
PACKAGE AC - WATER SOURCED | 1 | TEMPERZONE | HWP 48RKS | R410A | 1
PACKAGE AC - WATER SOURCED | NO ACCESS | TEMPERZONE | HWP55RKSY | R410A | 2.5
AIR FAN - OUTSIDE | 575044 | FANTECH | PCDEC 50 | NULL | NULL
AIR HANDLING UNIT | LDHM2316 | YORK | M45HIB507 | NA | 0
UNDER CEILING SPLIT SYSTEM | UNKNOWN | MITSUBISHI | NO LABELL | R410A | 0
AIR HANDLING UNIT | LDHM2314 | YORK | M48H3B6311 | CHILLED WATER | 0
FAN COIL UNIT - DUCTED | NOT LISTED ON EXTERIOR | COLAIR | ASHD.1500 | CHILLED WATER | 0
AIR HANDLING UNIT | LDHM2315 | YORK | M47H1B6315 | NA | 0
AIR HANDLING UNIT | LDHM2313 | YORK | M48H3B6311 | NA | 0
AIR HANDLING UNIT | LDHM2312 | YORK | M48H1B6311 | NA | 0
FIRE DAMPER | NULL | HIGH FIRE HEAT | NULL | NULL | NULL
PACKAGE AC - WATER SOURCED | NO ACCESS | TEMPERZONE | HWP35RKSY | R410A | 1.5
AIR HANDLING UNIT | 1 2215 4769 | GJ WALKER | ASH 11 | CHILLED WATER | 0
AIR HANDLING UNIT | V2215 4769 | GJ WALKER | ASH 11 | CHILLED WATER | 0
AIR HANDLING UNIT | V2215 4769 | GJ WALKER | ASH 11 | CHILLED WATER | 0
AIR FAN - OUTSIDE | 644572 | FANTECH | AP0502AP5B015 | NULL | NULL
AIR FAN - OUTSIDE | 644575 | FANTECH | AP0502AP5B015 | NULL | NULL
VARIABLE SPEED DRIVE | XAH628002690 | SIEMENS | PM230 | NULL | NULL
SMOKE SPILL FAN | 644058 1 | FANTECH | APS0634AA10 F015 | NULL | NULL
SMOKE SPILL FAN | 644587 | FANTECH | APS0714AA10F015 | NULL | NULL
FIRE DAMPER | NULL | NULL | NULL | NULL | NULL
DUCTED SPLIT SYSTEM | 79U12065 | MITSUBISHI | PUHZ RP100VKA2 | R410A | 5.5
DUCTED SPLIT SYSTEM | 79U11955 | MITSUBISHI | PUHZ RP100VKA2 | R410A | 5.5
FIRE DAMPER | NA | UNKNOWN | RUSKIN SPRG DROP CURT | NULL | NULL
AIR FAN - OUTSIDE | RV1 | FANTECH | RV1 | NULL | NULL
AIR FAN - RETURN | 644585 | FANTECH | APS0504 | NULL | NULL
AIR FAN - RETURN | 644585 | FANTECH | APS0504 | NULL | NULL
AIR HANDLING UNIT | LDHM2317 | YORK | M46H1B637 | NA | 0
AIR HANDLING UNIT | LKHM2710 | YORK | M46H1B637 | NA | 0
AIR HANDLING UNIT | LDHM2322 | YORK | M47H3B6311 | NA | 0
AIR HANDLING UNIT | LDHM2329 | YORK | M58H3B8015MPB | NA | 0
AIR HANDLING UNIT | LFHM2522 | YORK | M68H11B7115 | NA | 0
AIR HANDLING UNIT | N/A | NULL | N/A | NA | 0
AIR HANDLING UNIT | LDHM2327 | YORK | M46H2B567MPB | NA | 0
VARIABLE SPEED DRIVE | N/A | DANFOSS | VLT HVAC DRIVE | NULL | NULL
VARIABLE SPEED DRIVE | NO ACCESS TO LABELL | DANFOSS | VLT HVAC DRIVE | NULL | NULL
VARIABLE SPEED DRIVE | NO ACCESS TO LABELL | DANFOSS | VLT HVAC DRIVE | NULL | NULL
VARIABLE SPEED DRIVE | NO ACCESS TO LABELL | DANFOSS | VLT HVAC DRIVE | NULL | NULL
VARIABLE SPEED DRIVE | N/A | DANFOSS | VLT HVAC DRIVE | NULL | NULL
VARIABLE SPEED DRIVE | N/A | DANFOSS | VLT HVAC DRIVE | NULL | NULL
WALL MOUNTED SPLIT SYSTEM | 1492315487 | HITACHI | RAC-80YHA3 | R410A | 2
WALL MOUNTED SPLIT SYSTEM | 1492315488 | HITACHI | RAC-80YHA3 | R410A | 2
PACKAGED AIR CONDITIONING UNIT | 377451 | APAC | PO42AHR9AD | R22 | 10
TOILET EXHAUST FAN | N/A | NULL | N/A | NULL | NULL
ELECTRIC DUCT HEATER | 6X4800W | GRIMWOOD | 1686G4AB | NULL | NULL
WALL MOUNTED SPLIT SYSTEM | 1493903605 | HITACHI | RAS-80YHA3 | R410A | 2
WALL MOUNTED SPLIT SYSTEM | 1493903420 | HITACHI | RAS-80YHA3 | R410A | 2
CHILLER - WATER COOLED | LB 6750 | POWER PAX | WA074.3BH4.22N | R134A | 288
CHILLER - WATER COOLED | LB 6749 | POWER PAX | WA074.3BH4.22N | R134A | 288
CHILLED WATER PUMP | 967B5669P209298002 | GRUNDFOS | NK80-400/438 AH-F-B | NULL | NULL
CHILLED WATER PUMP | 96785669P209290001 | GRUNDFOS | NK80-400/438 AH-F-B- | NULL | NULL
VARIABLE SPEED DRIVE | V00000053142 | VACON | 0100-3L-006164 | NULL | NULL
VARIABLE SPEED DRIVE | V00000053143 | VACON | 0100-3L-006164 | NULL | NULL
VARIABLE SPEED DRIVE | V00000043644 | VACON | 0100-3L-008-4 | NULL | NULL
VARIABLE SPEED DRIVE | V00000043643 | VACON | 0100-3L-008-4 | NULL | NULL
VARIABLE SPEED DRIVE | V00000046276 | VACON | 0100-3L-0023-4 | NULL | NULL
VARIABLE SPEED DRIVE | V00000046275 | VACON | 0100-3L-0023-4 | NULL | NULL
VARIABLE SPEED DRIVE | V000046271 | VACON | 0100-3L-0016-4 | NULL | NULL
VARIABLE SPEED DRIVE | V00000046272 | VACON | 0100-3L-0016-4 | NULL | NULL
CONDENSER WATER PUMP | 96603923P210410001 | GRUNDFOS | NK100-200/219 Y1F2BE | NULL | NULL
CONDENSER WATER PUMP | 96603923P2010130001 | GRUNDFOS | NK100-200/219 AHBAQE | NULL | NULL
SWITCHBOARD MECHANICAL | N/A | NULL | N/A | NULL | NULL
SWITCHBOARD MECHANICAL | N/A | NULL | N/A | NULL | NULL
COOLING TOWER | 11J0287 | BAC | PCT2233 | NULL | NULL
COOLING TOWER | 11J0288 | BAC | PCT2233 | NULL | NULL
WATER TREATMENT PLANT | PL-797 | NULL | SSCPRF3E8-A7Y | NULL | NULL
CONDENSER WATER PUMP | A97220744P111150002 | GRUNDFOS | NB50-250/241 A-F-B-BQ | NULL | NULL
CONDENSER WATER PUMP | A9772044P111150001 | GRUNDFOS | NB50-250/241 A-F-B-BQ | NULL | NULL
CONDENSER UNIT | 49W00784 | MITSUBISHI | PQRY- P300 YHM-A | R410A | 5
CONDENSER UNIT | 49W00783 | MITSUBISHI | PQRY- P300 YHM-A | R410A | 5
CONDENSER UNIT | SUZKA71VADTHA | MITSUBISHI | SUZ-KA71VAD | R410A | 1.8
CAR PARK EXHAUST FAN | 25 | AIR DESIGN | RVE0804GA6B04D | NULL | NULL
AIR FAN - EXHAUST | 373755 | FANTECH | CHD636 | NULL | NULL
AIR FAN - SUPPLY | 373753 | FANTECH | CD636S | NULL | NULL
CAR PARK EXHAUST FAN | 29 | AIR DESIGN | RVE0804CA9B075 | NULL | NULL
TOILET EXHAUST FAN | 351322 | FANTECH | CE354D | NULL | NULL
CAR PARK EXHAUST FAN | NA | AIR DESIGN | RVE0804CA9B075 | NULL | NULL
TOILET EXHAUST FAN | NA | FANTECH | MV252E | NULL | NULL
TOILET EXHAUST FAN | 345612 | FANTECH | CE314D | NULL | NULL
AIR HANDLING UNIT | I111M00097 | CARRIER | 39G1015H43IBI3G9AFF | CHILLED WATER | 0
AIR HANDLING UNIT | UNREADABLE | CARRIER | 39G1015H43IBI3G9AFF | CHILLED WATER | 0
AIR HANDLING UNIT | UNREADABLE | CARRIER | UNREADABLE | CHILLED WATER | 0
TOILET EXHAUST FAN | 119371 | FANTECH | MV354E | NULL | NULL
TOILET EXHAUST FAN | 20785 672 100 | FANTECH | TCD354 | NULL | NULL
AIR FAN - EXHAUST | 123296 | AIR DESIGN | RV0804CA6B040 | NULL | NULL
AIR FAN - EXHAUST | UNREADABLE | FANTECH | UNREADABLE | NULL | NULL
AIR FAN - EXHAUST | 466718 | FANTECH | MRV1 | NULL | NULL
VARIABLE SPEED DRIVE | V00000043645 | VACON | 0100-3L-0008-4 | NULL | NULL
AIR COOLED SPLIT SYSTEM | E000537 | DAIKIN | RXS71FBVMA | R410A | 2.3
AIR HANDLING UNIT | UNREADABLE | CARRIER | UNREADABLE | CHILLED WATER | 0
VARIABLE SPEED DRIVE | V00000043646 | VACON | 0100-3L-0008-4 | NULL | NULL
KITCHEN EXHAUST FAN | 11974 11 | FANTECH | 36LSW | NULL | NULL
AIR HANDLING UNIT |  | DAIKIN |  | NA | 0
DOMESTIC HW UNIT (ELECTRIC) | 5135884 | RHEEM | 61631508 | NULL | NULL
SWITCHBOARD MECHANICAL |  | NULL |  | NULL | NULL
DOSING POT (CLOSED LOOPS) |  | NULL |  | NULL | NULL
FIRE PUMP-COMBINED ELECTRIC |  | AJAX |  | NULL | NULL
BMS | NULL | NULL | KSI | NULL | NULL
AIR FAN - EXHAUST |  | NULL |  | NULL | NULL
SWITCHBOARD MECHANICAL |  | NULL | N/A | NULL | NULL
VARIABLE SPEED DRIVE | 070010G109 | DANFOSS | 132B5663 | NULL | NULL
SWITCHBOARD MECHANICAL |  | NULL |  | NULL | NULL
AIR HANDLING UNIT | K8265/H1 | MULLER | LS222VFM | CHILLED WATER | 0
AIR HANDLING UNIT | K8265/I1 | MULLER | LS217VFM | CHILLED WATER | 0
AIR HANDLING UNIT | K8265/H1 | MULLER | LS222VFM | CHILLED WATER | 0
SWITCHBOARD MECHANICAL |  | NULL |  | NULL | NULL
AIR HANDLING UNIT | K8265/I1 | MULLER | LS217VFM | CHILLED WATER | 0
VARIABLE SPEED DRIVE | 089215G151 | DANFOSS | FC-102P15KT4P55H1 | NULL | NULL
VARIABLE SPEED DRIVE | 3073503 | CMG | PA001652H1SSS | NULL | NULL
SWITCHBOARD MECHANICAL |  | NULL |  | NULL | NULL
KITCHEN EXHAUST FAN | HF5386 | PHOENIX FANS | SWL330 100 | NULL | NULL
AIR HANDLING UNIT | K8265/F1 | MULLER | LS222VFM | CHILLED WATER | 0
KITCHEN EXHAUST FAN | HF5387 | PHOENIX FANS | SWL330 100 | NULL | NULL
VARIABLE SPEED DRIVE | 4097182P | CMG | PA001652H1SSS | NULL | NULL
KITCHEN EXHAUST FAN | HF5388 | PHOENIX FANS | SWL330 100 | NULL | NULL
AIR HANDLING UNIT | K8265/G1 | MULLER | LS217VFM | CHILLED WATER | 0
VARIABLE SPEED DRIVE | 232710G472 | DANFOSS | FC-102P5K5T4P55H1 | NULL | NULL
VARIABLE SPEED DRIVE | 3318381P | CMG | PA001652H1SSS | NULL | NULL
SWITCHBOARD MECHANICAL |  | NULL |  | NULL | NULL
VARIABLE SPEED DRIVE | 333310G275 | DANFOSS | FC-102P5K5T4P55H1 | NULL | NULL
AIR HANDLING UNIT | K8265/F1 | MULLER | LS222VFM | CHILLED WATER | 0
AIR HANDLING UNIT | K8265/G1 | MULLER | LS217VFM | CHILLED WATER | 0
FIRE DAMPER |  | BULLOCK |  | NULL | NULL
FIRE DAMPER |  | BULLOCK |  | NULL | NULL
AIR HANDLING UNIT | LDHM2319 | YORK | M57H3B7111 | CHILLED WATER | 0
AIR HANDLING UNIT | LDHM2325 | YORK | M47H3B637MPB | NA | 0
AIR HANDLING UNIT | LDHM2326 | YORK | M57H3B7111MPB | NA | 0
AIR HANDLING UNIT | LDHM2330 | YORK | M45H3B567MPB | NA | 0
VARIABLE SPEED DRIVE | NOT AVAILABLE | DANFOSS | VLT6000 HVAC | NULL | NULL
SWITCHBOARD MECHANICAL |  | NULL |  | NULL | NULL
VARIABLE SPEED DRIVE | 098902G295 | DANFOSS | FC102P3K0T4Y55H1XG | NULL | NULL
VARIABLE SPEED DRIVE | 4121971P | CMG | PA001652H1SSS | NULL | NULL
AIR HANDLING UNIT | K8265/E1 | MULLER | LS222VFM | CHILLED WATER | 0
AIR HANDLING UNIT | K8265/D1 | MULLER | LS217VFM | CHILLED WATER | 0
SWITCHBOARD MECHANICAL |  | NULL |  | NULL | NULL
VARIABLE SPEED DRIVE | 2146149 | CMG | 5.5CXS4G2I1 | NULL | NULL
AIR HANDLING UNIT | K8265/C1 | MULLER | LS222VFM | CHILLED WATER | 0
AIR HANDLING UNIT | K8265/D1 | MULLER | LS217VFM | CHILLED WATER | 0
SWITCHBOARD MECHANICAL |  | NULL |  | NULL | NULL
VARIABLE SPEED DRIVE | V000000168544 | VACON | 0100-3L-0012-4 | NULL | NULL
AIR HANDLING UNIT | K8265/A1 | MULLER | LS214VFM | CHILLED WATER | 0
AIR HANDLING UNIT | K8265/B1 | MULLER | LS214VFM | CHILLED WATER | 0
FIRE DAMPER | NULL | NULL | NULL | NULL | NULL
CAR PARK EXHAUST FAN | 2240/85/001 | NULL | 33 DIDW-B | NULL | NULL
SWITCHBOARD MECHANICAL |  | NULL |  | NULL | NULL
VARIABLE SPEED DRIVE | S000000597378 | VACON | 0100-3L-0023-5 | NULL | NULL
AIR HANDLING UNIT | K8265/J1 | MULLER | LM228VFM | CHILLED WATER | 0
BOILER - GAS ATMOSPHERIC | 1735A | HUNT | TNAR697 | NATURAL GAS | 0
BOILER - GAS ATMOSPHERIC | 1735B | HUNT | TNAR697 | NATURAL GAS | 0
HEATING HOT WATER PUMP | NULL | REGENT PUMPS | 50-320-BS1T | NULL | NULL
HEATING HOT WATER PUMP | NULL | REGENT PUMPS | AP50-32-S10 | NULL | NULL
HEATING HOT WATER PUMP |  | REGENT PUMPS | 50-320-BS1T | NULL | NULL
KITCHEN EXHAUST FAN | 11972 | FANTECH | 33LSW | NULL | NULL
VARIABLE SPEED DRIVE | V00000411866 | NULL | 70-AB3L00234W05B520BM1H | NULL | NULL
FIRE DAMPER | NULL | NULL | NULL | NULL | NULL
AIR FAN - SUPPLY | 123296 | FANTECH | AP0714GP6B030 | NULL | NULL
VARIABLE SPEED DRIVE | G1720K3706 | ABB | ACH550-01-4+B055 | NULL | NULL
VARIABLE SPEED DRIVE | G1720K3622 | ABB | ACH550-01-04A1-4+BO55 | NULL | NULL
VARIABLE SPEED DRIVE | G1720K0500 | ABB | ACH550-01-02A4-4+B055 | NULL | NULL
VARIABLE SPEED DRIVE | G1720K5767 | ABB | ACH550-01-02-4+B055 | NULL | NULL
AIR FAN - EXHAUST | 127280 | AIR DESIGN | ALPHA RELIEF VENT SUIT 400/450 | NULL | NULL
TOILET EXHAUST FAN | NA | FANTECH | MV252E | NULL | NULL
VARIABLE SPEED DRIVE | V000000289975 | VACON | 0100-3L-0023-4 | NULL | NULL
AIR HANDLING UNIT | L108 | MULLER | BS237V | CHILLED WATER | 0
DOMESTIC HW UNIT (ELECTRIC) | 47969 | RHEEM | V101050 | NULL | NULL
VARIABLE SPEED DRIVE | V00000677100 | VACON | 0100-3L-0023-4 | NULL | NULL
AIR HANDLING UNIT | L109 | MULLER | BS237V | CHILLED WATER | 0
DOMESTIC HW UNIT (ELECTRIC) | 2521013 | RHEEM | 61305007 | NULL | NULL
SWITCHBOARD MECHANICAL | NULL | NULL | NULL | NULL | NULL
VARIABLE SPEED DRIVE | V00000092372 | VACON | 0100-3L-0023-4 | NULL | NULL
AIR HANDLING UNIT | L110 | MULLER | BS237V | CHILLED WATER | 0
DOMESTIC HW UNIT (ELECTRIC) | V100008244 | RHEEM | 191050V7 | NULL | NULL
VARIABLE SPEED DRIVE | V00000752947 | VACON | 0100-3L-0016-4 | NULL | NULL
AIR HANDLING UNIT | L111 | MULLER | BS237V | CHILLED WATER | 0
DOMESTIC HW UNIT (ELECTRIC) | 4318511 | RHEEM | 61305007 | NULL | NULL
BMS | NULL | NULL | DISTECH | NULL | NULL
COOLING TOWER | 13-526800 | EVAPCO | AQXD1500 | NULL | NULL
COOLING TOWER | 2605 | MARLEY TEMCEL | TED1500 | NULL | NULL
COOLING TOWER | NULL | MARLEY TEMCEL | TED1500 | NULL | NULL
COOLING TOWER | 2605 | MARLEY TEMCEL | TED1500 | NULL | NULL
FIRE DAMPER | NULL | HOLLYOAKE INDUSTRIES | NULL | NULL | NULL
CHILLED WATER PUMP | A42325-D | NULL | 65-302R-BS1A | NULL | NULL
CHILLED WATER PUMP | UNKNOWN | NULL | UNKOWN | NULL | NULL
VARIABLE SPEED DRIVE | V00000090623 | VACON | 0100-3L-0016-4 | NULL | NULL
VARIABLE SPEED DRIVE | V00000365232 | VACON | 0100-3L-0016-4 | NULL | NULL
DOSING POT (CLOSED LOOPS) | NULL | NULL | NULL | NULL | NULL
HEADER TANK (CLOSED LOOP) | NULL | NULL | NULL | NULL | NULL
CHILLER - AIR COOLED | EKM6652 | TRANE | RTAD085 | R134A | 48
AIR HANDLING UNIT | LDHM2321 | YORK | M57H3B7115 | CHILLED WATER | 0
CHILLER - AIR COOLED | 12Y819244 | CARRIER | 30XA0302--0071-PEE-- | R134A | 128
AIR HANDLING UNIT | LDHM2328 | YORK | M47H2B6311MPB | CHILLED WATER | 0
AIR HANDLING UNIT | LDHM2320 | YORK | M47H2B6311MPB | CHILLED WATER | 0
SWITCHBOARD MECHANICAL | NULL | NULL | NULL | NULL | NULL
AIR FAN - SUPPLY |  | FANTECH | VM-315L | NULL | NULL
TOILET EXHAUST FAN |  | FANTECH | VM-315L | NULL | NULL
CASSETTE SPLIT SYSTEM | 677100117BE | MITSUBISHI | SRC50ZMXA-S | R410A | 1.5
CASSETTE SPLIT SYSTEM | 581300923BE | MITSUBISHI | SRC50ZMXA-S | R410A | 1.5
FIRE DAMPER | NULL | BLENDAIR | NULL | NULL | NULL
AIR FAN - EXHAUST |  | S&P | EDM-200 | NULL | NULL
AIR FAN - EXHAUST | NONE | S&P | EDM-200 | NULL | NULL
TOILET EXHAUST FAN | NULL | NULL | VORTICE LINEO | NULL | NULL
DEHUMIDIFIER | D13IH25C0843 | MUNTERS | H25C | NULL | NULL
AIR FAN - OUTSIDE | 27777 | NULL | VORTICE LINEO 315 | NULL | NULL
SWITCHBOARD MECHANICAL |  | NULL |  | NULL | NULL
VARIABLE SPEED DRIVE | N/A | ABB | ACH550 | NULL | NULL
VARIABLE SPEED DRIVE | 3144605576 | ABB | ACH550 | NULL | NULL
VARIABLE SPEED DRIVE | 3144803571 | ABB | ACH550 | NULL | NULL
SWITCHBOARD MECHANICAL | NULL | NULL | NULL | NULL | NULL
SWITCHBOARD MECHANICAL | NULL | NULL | NULL | NULL | NULL
SWITCHBOARD MECHANICAL | NULL | NULL | NULL | NULL | NULL
VARIABLE SPEED DRIVE | 3144808101 | ABB | ACH550 | NULL | NULL
VARIABLE SPEED DRIVE | 3144806379 | ABB | ACH550 | NULL | NULL
VARIABLE SPEED DRIVE | 3144802973 | ABB | ACH550 | NULL | NULL
VARIABLE SPEED DRIVE | 3144900878 | ABB | ACH550 | NULL | NULL
VARIABLE SPEED DRIVE | 3144706757 | ABB | ACH550 | NULL | NULL
VARIABLE SPEED DRIVE | 3144801158 | ABB | ACH550 | NULL | NULL
VARIABLE SPEED DRIVE | 3144808107 | ABB | ACH550 | NULL | NULL
VARIABLE SPEED DRIVE | 3144802395 | ABB | ACH550 | NULL | NULL
VARIABLE SPEED DRIVE | 052006A133 | DANFOSS | VLT HVAC BASIC DRIVE | NULL | NULL
VARIABLE SPEED DRIVE | 3173509966 | ABB | ACH550 | NULL | NULL
VARIABLE SPEED DRIVE | N/A | DANFOSS | VLT 6000 HVAC | NULL | NULL
VARIABLE SPEED DRIVE | 014625G386 | DANFOSS | VLT HVAC DRIVE | NULL | NULL
SWITCHBOARD MECHANICAL |  | NULL |  | NULL | NULL
SWITCHBOARD MECHANICAL | NULL | NULL | NULL | NULL | NULL
CONDENSER WATER PUMP | A77223 D | REGENT PUMPS | 100-320-BS1T | NULL | NULL
CONDENSER WATER PUMP | AQU990143 | NULL | AP150-32-P10 | NULL | NULL
CONDENSER WATER PUMP | AQU990144 | NULL | AP150-32-P10 | NULL | NULL
CHILLED WATER PUMP | AQU9910027 | NULL | AP65-32-S10 | NULL | NULL
CHILLED WATER PUMP | AQU9910025 | NULL | AP125-32-S10 | NULL | NULL
CHILLED WATER PUMP | NULL | NULL | AP125-32-S10 | NULL | NULL
CHILLER - CENTRIFUGAL | 19XR414202206 | CARRIER | 19XR4142363GNS | R134A | 450
CHILLER - CENTRIFUGAL | 19XR414202205 | CARRIER | 19XR4142363GNS | R134A | 450
CHILLER - SCREW | 12K821124 | CARRIER | 30HXC155-901-EE | R134A | 111
GAS DETECTION - CONTROLS | 07-215310 | NULL | TGM4 | NULL | NULL
AIR FAN - OUTSIDE | HF5521 | NULL | SWL200100 | NULL | NULL
TOILET EXHAUST FAN | 5145512900 | FANTECH | VM-315L | NULL | NULL
AIR FAN - EXHAUST | 142646 | FANTECH | PCD454ER | NULL | NULL
CAR PARK EXHAUST FAN | 010909G268 | DANFOSS | VLT HVAC DRIVE | NULL | NULL
CAR PARK EXHAUST FAN | 011409G338 | DANFOSS | VLT HVAC DRIVE | NULL | NULL
SWITCHBOARD MECHANICAL | NULL | NULL | NULL | NULL | NULL
VARIABLE SPEED DRIVE | 333510Q275 | DANFOSS | VLT HVAC DRIVE | NULL | NULL
KITCHEN EXHAUST FAN | HF5523 | NULL | SWL330100 | NULL | NULL
VARIABLE SPEED DRIVE | 367910G235 | DANFOSS | VLT HVAC DRIVE | NULL | NULL
VARIABLE SPEED DRIVE | 371510G275 | DANFOSS | VLT HVAC DRIVE | NULL | NULL
STAIRWELL PRESSURISATION FAN | N/A | NULL | N/A | NULL | NULL
STAIRWELL PRESSURISATION FAN | N/A | NULL | N/A | NULL | NULL
STAIRWELL PRESSURISATION FAN | N/A | NULL | N/A | NULL | NULL
WALL MOUNTED SPLIT SYSTEM | 14A3110458 | HITACHI | RAS-80YHA-3 | R410A | 0
WALL MOUNTED SPLIT SYSTEM | 14A3110458 | HITACHI | RAS YHA803 | R410A | 0
SWITCHBOARD MECHANICAL | NULL | NULL | NULL | NULL | NULL
SWITCHBOARD MECHANICAL | NULL | NULL | NULL | NULL | NULL
AIR FAN - OUTSIDE | 301939DJ | NULL | SWL200100 | NULL | NULL
VARIABLE SPEED DRIVE | 097302G255 | DANFOSS | VLT HVAC DRIVE | NULL | NULL
STAIRWELL PRESSURISATION FAN | N/A | NULL | N/A | NULL | NULL
AIR HANDLING UNIT | LDHM2331 | YORK | M47H2B6311MPB | CHILLED WATER | 0
AIR HANDLING UNIT | LDHM23231 | YORK | M58H3B8015MPB | NA | 0
VARIABLE SPEED DRIVE | 103924G153 | DANFOSS | VLT 6000 HVAC | NULL | NULL
AIR HANDLING UNIT | NO LABELL | CUSTOM-BUILT | NON ON AHU | CHILLED WATER | 0
VARIABLE SPEED DRIVE | 112117G275 | DANFOSS | VLT HVAC DRIVE | NULL | NULL
FIRE DAMPER | NULL | NULL | NULL | NULL | NULL
AIR FAN - EXHAUST | 576912 | FANTECH | FAE047-24 | NULL | NULL
TOILET EXHAUST FAN | RC371 | WOODS | UCBDM 630 | NULL | NULL
AIR HANDLING UNIT | LDHM2324 | YORK | M47H2B6311MPB | CHILLED WATER | 0
EVAPORATIVE COOLER | 11/EP/A/951 | MUNTERS | EPCC-60-4200-2200 | NULL | NULL
STAIRWELL PRESSURISATION FAN | N/A | NULL | N/A | NULL | NULL
AIR HANDLING UNIT | LDHM2327 | YORK | M46H2B567MPB | CHILLED WATER | 0
EVAPORATIVE COOLER | 11/EP/A/950 | MUNTERS | EPCC-60-4200-2200 | NULL | NULL
VARIABLE SPEED DRIVE | 097002G255 | DANFOSS | VLT HVAC DRIVE | NULL | NULL
STAIRWELL PRESSURISATION FAN | N/A | NULL | N/A | NULL | NULL
AIR FAN - EXHAUST | UNKNOWN | NULL | UNKNOWN | NULL | NULL
VARIABLE SPEED DRIVE | 058225G243 | DANFOSS | VLT HVAC DRIVE | NULL | NULL
KITCHEN EXHAUST FAN | HF5394 | PHOENIX FANS | SWL270 100 | NULL | NULL
KITCHEN EXHAUST FAN | HF5649 | PHOENIX FANS | SWL365 100 | NULL | NULL
EVAPORATIVE COOLER | 11/EP/A/919 | MUNTERS | EPCC-60-4200-2200 | NULL | NULL
KITCHEN EXHAUST FAN | HF5650 | PHOENIX FANS | SWL365 100 | NULL | NULL
VARIABLE SPEED DRIVE | 16213911005591 | NULL | KCC-REM-OMR-3GMX2-00016 | NULL | NULL
AIR HANDLING UNIT | LFHM2551 | YORK | M23H1B282 | CHILLED WATER | 0
AIR HANDLING UNIT | LFHM2547 | YORK | M34H1B404 | CHILLED WATER | 0
AIR HANDLING UNIT | LFHM2548 | YORK | M34H1B404 | CHILLED WATER | 0
AIR HANDLING UNIT | LFGM2550 | YORK | M34H1B404 | CHILLED WATER | 0
AIR FAN - EXHAUST | NULL | FANTECH | AP10046-9A-19.B | NULL | NULL
AIR HANDLING UNIT | LFHM2549 | YORK | M34H1B404 | CHILLED WATER | 0
KITCHEN EXHAUST FAN | HF5391 | PHOENIX FANS | SWA330 100 | NULL | NULL
DUCTED SPLIT SYSTEM |  | DAIKIN | RZQ140LV1 | R410A | 3.15
DUCTED SPLIT SYSTEM |  | DAIKIN | RZQ125LV1 | R410A | 3.15
DUCTED SPLIT SYSTEM |  | DAIKIN | RZQ125LV1 | R410A | 3.15
DUCTED SPLIT SYSTEM |  | DAIKIN | RZQ125LV1 | R410A | 3.15
DUCTED SPLIT SYSTEM |  | DAIKIN | RZQ125LV1 | R410A | 3.15
DUCTED SPLIT SYSTEM |  | DAIKIN | RZQ125LV1 | R410A | 3.15
DUCTED SPLIT SYSTEM |  | DAIKIN | RZQ125LV1 | R410A | 3.16
EXHAUST FAN CANOPY | 638509:31 | FANTECH | MRV2 | NULL | NULL
EXHAUST FAN CANOPY | 623782:7 | FANTECH | MRV2 | NULL | NULL
EXHAUST FAN CANOPY | 637809:28 | FANTECH | MRV2 | NULL | NULL
EXHAUST FAN CANOPY | 638265:3 | FANTECH | MRV2 | NULL | NULL
EXHAUST FAN CANOPY | 638265:1 | FANTECH | MRV2 | NULL | NULL
EXHAUST FAN CANOPY | 636541:4 | FANTECH | MRV2 | NULL | NULL
EXHAUST FAN CANOPY | 637809:34 | FANTECH | MRV2 | NULL | NULL
FIRE DAMPER | NULL | BLENDAIR | NULL | NULL | NULL
ACTUATOR FIRE/SMOKE |  | NULL |  | NULL | NULL
PACKAGED AIR CONDITIONING UNIT | 54302 | TEMPERZONE | OPA920RB | R438A | 21
KITCHEN EXHAUST FAN | 11973 11 | FANTECH | 36LSW | NULL | NULL
VARIABLE SPEED DRIVE | 087915G151 | DANFOSS | FC-102P15KT4P55H1 | NULL | NULL
VARIABLE SPEED DRIVE | 035011G251 | DANFOSS | FC-102P37KT4P55H1 | NULL | NULL
AIR HANDLING UNIT | LDHM2318 | YORK | M46H3B567 | CHILLED WATER | 0
VARIABLE SPEED DRIVE | 044302G043 | DANFOSS | FC-102P3KOT4Y55H1 | NULL | NULL
WALL MOUNTED SPLIT SYSTEM | 2901311 | DAIKIN | RY100KUY1 | R22 | 3.4
UNDER CEILING SPLIT SYSTEM | 2900750 | DAIKIN | RY100KUY1 | R22 | 3.4
AIR FAN - SUPPLY | 26416 | FANS DIRECT | AX63DB25P-4ESF | NULL | NULL
DUCTED SPLIT SYSTEM |  | TEMPERZONE | OSA224RKTGH | R410A | 10.5
DUCTED SPLIT SYSTEM |  | TEMPERZONE |  | R410A | 10.5
FIRE DAMPER | NA | BLENDAIR | MULTI BLADE FD | NULL | NULL
KITCHEN EXHAUST FAN | PN.266257A | PACIFIC HVAC | CVS250-2E-SC | NULL | NULL
PACKAGED AIR CONDITIONING UNIT | 0 | Specialized Engineering | 0 | R404A | 9.5
FIRE DAMPER | NA | BLENDAIR | BLENDAIR HINGED BLADE FD | NULL | NULL
PACKAGED AIR CONDITIONING UNIT | 1 | Specialized Engineering | 1 | R410A | 9.5
AIR COOLED SPLIT SYSTEM | NULL | NULL | NONE LISTED | CHILLED WATER | 2
PACKAGED AIR CONDITIONING UNIT | 909279 | TEMPERZONE | OPA340RKTBH | R410A | 9.5
FIRE DAMPER | NA | BLENDAIR | NULL | NULL | NULL
FIRE DAMPER | NA | BLENDAIR | BLENDAIR HINGED BLADE STYLE | NULL | NULL
PACKAGED AIR CONDITIONING UNIT |  | Specialized Engineering |  | R410A | 25
DISPLAY CABINET REFRIGERATED | 52871 | WILLIAMS | HBR4UST-OAO | R134A | 0.5
FIRE DAMPER | NA | BLENDAIR | BLENDAIR FIRE DAMPER | NULL | NULL
DISPLAY CABINET REFRIGERATED | 52866 | WILLIAMS | HBR3UST-OAO | R134A | 0.41
UPRIGHT SINGLE DOOR FRIDGE | A001129925 | SKOPE | BME550XL-CK | R134A | 0.36
UPRIGHT DOUBLE DOOR FRIDGE | 5931030251 | ORFORD | BM36B/4 | R134A | 0
PACKAGED AIR CONDITIONING UNIT | 2779 | Specialized Engineering | APC115HA3A-BR-A | R410A | 13.7
FIRE DAMPER | NA | BLENDAIR | MULTI HINGED BLADE STYLE | NULL | NULL
FIRE DAMPER | NULL | NULL | NULL | NULL | NULL
FIRE DAMPER | NULL | NULL | NULL | NULL | NULL
FIRE DAMPER | NULL | NULL | NULL | NULL | NULL
FIRE DAMPER | NULL | NULL | NULL | NULL | NULL
MULTI HEAD NON DUCTED SPLIT | E019477 | DAIKIN | FTXS35EVMA | NA | 0
FIRE DOOR-SINGLE |  | ALLPURPOSE PUMP |  | NULL | NULL
AIR COOLED SPLIT SYSTEM | 735078 | TEMPERZONE | OSA140RKT | R410A | 5
DUCTED SPLIT SYSTEM | 711409 | TEMPERZONE | OSA156KTH | R410A | 5
PACKAGED AIR CONDITIONING UNIT | NULL | TEMPERZONE | NULL | R22 | 9
AIR FAN - EXHAUST | 195389B | FANS DIRECT | CVB350-4E | NULL | NULL
AIR FAN - EXHAUST | 195389C | FANS DIRECT | CVB350-4E | NULL | NULL
FIRE EXTINGUISHER-POW (ABE/BE) |  | FIRE EQUIPMENT AUSTRALIA |  | NULL | NULL
FIRE EXTINGUISHER-POW (ABE/BE) |  | FIRE EQUIPMENT AUSTRALIA |  | NULL | NULL
AIR FAN - EXHAUST | 195490 | FANS DIRECT | VCQ-1 | NULL | NULL
FIRE BLANKET |  | FIRE EQUIPMENT AUSTRALIA |  | NULL | NULL
AIR FAN - EXHAUST | 195490 | FANS DIRECT | VCQ-1 | NULL | NULL
FIRE EXTINGUISHER-CO2 |  | FIRE EQUIPMENT AUSTRALIA |  | NULL | NULL
AIR FAN - SUPPLY | NA | FANTECH | NO LABELL | NULL | NULL
FIRE EXTINGUISHER-CO2 |  | FIRE EQUIPMENT AUSTRALIA |  | NULL | NULL
FIRE EXTINGUISHER-CO2 |  | FIRE EQUIPMENT AUSTRALIA |  | NULL | NULL
FIRE EXTINGUISHER-CO2 |  | FIRE EQUIPMENT AUSTRALIA |  | NULL | NULL
FIRE BLANKET |  | FIRE EQUIPMENT AUSTRALIA |  | NULL | NULL
FIRE EXTINGUISHER-POW (ABE/BE) |  | FIRE EQUIPMENT AUSTRALIA |  | NULL | NULL
FIRE EXTINGUISHER-POW (ABE/BE) |  | FIRE EQUIPMENT AUSTRALIA |  | NULL | NULL
FIRE EXTINGUISHER-POW (ABE/BE) |  | FIRE EQUIPMENT AUSTRALIA |  | NULL | NULL
PACKAGED AIR CONDITIONING UNIT | 54303 | TEMPERZONE | OPA920RB | R22 | 21
FIRE EXTINGUISHER-POW (ABE/BE) |  | FIRE EQUIPMENT AUSTRALIA |  | NULL | NULL
FIRE HOSE REEL |  | FIRE EQUIPMENT AUSTRALIA |  | NULL | NULL
ASPIRATING SMOKE DETECTION |  | NULL |  | NULL | NULL
FIRE PANEL |  | NULL |  | NULL | NULL
FIRE DAMPER | NULL | BLENDAIR | NULL | NULL | NULL
AIR FAN - EXHAUST | 195661 | FANS DIRECT | VCQ-1 | NULL | NULL
FIRE DAMPER | NULL | BLENDAIR | NULL | NULL | NULL
PACKAGED AIR CONDITIONING UNIT | 54301 | TEMPERZONE | OP920RB | R22 | 21
PACKAGED AIR CONDITIONING UNIT | 54304 | TEMPERZONE | OP920RB | R22 | 21
FIRE DAMPER | NULL | BLENDAIR | NULL | NULL | NULL
DUCTED SPLIT SYSTEM | 6XU00752 | MITSUBISHI | PHUZ-RP170YKA2 | R410A | 7.7
AIR FAN - EXHAUST | 195661 | FANS DIRECT | VCQ-1 | NULL | NULL
CRAC UNIT | 528532-1106-01 | LIEBERT | LSF25-S-K | R22 | 15
WALL MOUNTED SPLIT SYSTEM | 6644109884 | PANASONIC | CURE9NKR | R410A | 1
PACKAGED AIR CONDITIONING UNIT | 880838 | TEMPERZONE | OPA242RKTBH-P | R410A | 3.3
PACKAGED AIR CONDITIONING UNIT | 107933 | TEMPERZONE | OPA370RKTBH | R410A | 11.6
WALL MOUNTED SPLIT SYSTEM | 6001542 | MITSUBISHI | MUZ-GE60VAD | R410A | 1.55
FIRE DOOR-SINGLE |  | A&S |  | NULL | NULL
PACKAGED AIR CONDITIONING UNIT | 106807 | TEMPERZONE | OPA960RKTB | R410A | 19.2
PACKAGED AIR CONDITIONING UNIT | 107551 | TEMPERZONE | OPA960RKTB | R410A | 19.2
WALL MOUNTED SPLIT SYSTEM | 6003828 | MITSUBISHI | UZ-GE35VA | R410A | 1.15
DUCTED SPLIT SYSTEM | 874104 | TEMPERZONE | OSA141RKTGH | R410A | 4.5
DUCTED SPLIT SYSTEM | 876052 | TEMPERZONE | OSA116RKTGH | R410A | 4.45
FIRE DAMPER | NULL | BULLOCK | NULL | NULL | NULL
FIRE DAMPER | NULL | BULLOCK | NULL | NULL | NULL
PACKAGED AIR CONDITIONING UNIT | 107523 | TEMPERZONE | OPA855RKTB01 | R410A | 0
FIRE EXIT DOOR-SINGLE | NULL | CUSTOM-BUILT | NULL | NULL | NULL
FIRE EXIT DOOR-SINGLE | NULL | CUSTOM-BUILT | NULL | NULL | NULL
TOILET EXHAUST FAN | 561103 | FANTECH | PCD354DD | NULL | NULL
SWITCHBOARD MECHANICAL | NULL | NULL | NULL | NULL | NULL
VARIABLE SPEED DRIVE | 2812O7A384 | DANFOSS | FC 101PK | NULL | NULL
SWITCHBOARD MAIN DISTRIBUTION |  | NULL |  | NULL | NULL
SWITCHBOARD LIGHT/POWER | NULL | NULL | NULL | NULL | NULL
PACKAGE AC - WATER SOURCED | 854646 | TEMPERZONE | HWP79RKS | R410A | 1.45
SWITCHBOARD MECHANICAL |  | NULL |  | NULL | NULL
SWITCHBOARD DISTRIBUTION | NULL | NULL | NULL | NULL | NULL
WALL MOUNTED SPLIT SYSTEM | E017476 | DAIKIN | FTXS85LVMA | R410A | 0
WALL MOUNTED SPLIT SYSTEM | E017478 | DAIKIN | FTXS85LVMA | R410A | 0
SWITCHBOARD MECHANICAL | NULL | NULL | NULL | NULL | NULL
BMS |  | SIEMENS |  | NULL | NULL
BOILING/CHILLED WATER UNIT | 2017052403117 | ZIP HYDROTAP | G4 | NULL | NULL
CHILLER - ABSORPTION | 4 | NULL | GD10DCE | NATURAL GAS | 0
CHILLER - ABSORPTION | 10 | NULL | GD20DCE | NATURAL GAS | 0
WALL MOUNTED SPLIT SYSTEM | 6003412 | MITSUBISHI | MUZ-GE35VAD | R410A | 1.15
WALL MOUNTED SPLIT SYSTEM | 7001565 | MITSUBISHI | MUZ-GL25VGD | R32 | 0.97
PACKAGED AIR CONDITIONING UNIT | 106809 | TEMPERZONE | OPA960RKTBH | R410A | 19.2
PACKAGED AIR CONDITIONING UNIT | 108070 | TEMPERZONE | OPA855RKTB01 | R410A | 21.6
PACKAGED AIR CONDITIONING UNIT | 107735 | TEMPERZONE | OPA1370RKTM01 | R410A | 0
FIRE DAMPER | NULL | CUSTOM-BUILT | NULL | NULL | NULL
AIR FAN - EXHAUST | NULL | FANTECH | NULL | NULL | NULL
AIR FAN - EXHAUST | NULL | FANTECH | NULL | NULL | NULL
FIRE DAMPER | NULL | CUSTOM-BUILT | NULL | NULL | NULL
FIRE DAMPER | NA | NULL | SINGLE HINGED STEEL FLAP DROP DOOR FD. | NULL | NULL
FIRE DAMPER | NA | NULL | SINGLE HINGED STEEL FLAP DROP DOOR FD. | NULL | NULL
VARIABLE SPEED DRIVE | G1720K5727 | ABB | ACH550 01 02A4 4 B055 | NULL | NULL
VARIABLE SPEED DRIVE | G1720K5713 | ABB | ACH550 01 02A4 4 B055 | NULL | NULL
AIR FAN - RETURN | 653156 | ABB | MO341036 | NULL | NULL
SWITCHBOARD DISTRIBUTION |  | NHP |  | NULL | NULL
BOILING/CHILLED WATER UNIT | 201711010244 | ZIP HYDROTAP | G4 | NULL | NULL
FIRE DAMPER |  | NULL |  | NULL | NULL
FIRE DAMPER |  | NULL |  | NULL | NULL
FIRE DAMPER |  | NULL |  | NULL | NULL
SWITCHBOARD DISTRIBUTION | NULL | NHP | NULL | NULL | NULL
CONDENSER WATER PUMP | 72183-14B | AJAX | E125-40-A20C | NULL | NULL
CONDENSER WATER PUMP | 72183-14A | AJAX | E125-40-A20C | NULL | NULL
TOILET EXHAUST FAN |  | FANTECH | NO LABELL | NULL | NULL
CONDENSER WATER PUMP | 72183-11A | AJAX | E80-40-A20C | NULL | NULL
KITCHEN EXHAUST FAN | 2017-08-01 | CYCLO FANS | V46-756-3PH | NULL | NULL
KITCHEN EXHAUST FAN | 2017-08-01 | CYCLO FANS | V46-756-3PH | NULL | NULL
TOILET EXHAUST FAN | NOT READABLE | FANTECH | NOT READABLE | NULL | NULL
VARIABLE SPEED DRIVE | T-V53162000036 | SIEMENS | SED2-18.5/35B | NULL | NULL
VARIABLE SPEED DRIVE | T-VO1762000080 | SIEMENS | SED2-37/35B | NULL | NULL
VARIABLE SPEED DRIVE | 3172603149 | ABB | ACH550-01-072A-4+B055 | NULL | NULL
TOILET EXHAUST FAN | NULL | FANTECH | NOT READABLE | NULL | NULL
VRV NON DUCTED SPLIT |  | DAIKIN |  | R134A | 6
AIR FAN - EXHAUST | NULL | FANTECH | NOT READABLE | NULL | NULL
TOILET EXHAUST FAN | 600900 | FANTECH | CE314D | NULL | NULL
TOILET EXHAUST FAN | 602539 | FANTECH | CE192D | NULL | NULL
TOILET EXHAUST FAN | 602539 | FANTECH | CE192D | NULL | NULL
TOILET EXHAUST FAN | 598286 | FANTECH | CE192D | NULL | NULL
AIR FAN - SUPPLY | 596737 | FANTECH | MV252E | NULL | NULL
PACKAGE AC - WATER SOURCED | 102387 | TEMPERZONE | HWP225RKT | R410A | 2.7
PACKAGE AC - WATER SOURCED | 847309 | TEMPERZONE | HWP225RKT | R410A | 2.7
PACKAGE AC - WATER SOURCED | 845290 | TEMPERZONE | HWP225RKT | R410A | 2.7
PACKAGE AC - WATER SOURCED | 102391 | TEMPERZONE | HWP225RKT | R410A | 2.7
FIRE DAMPER |  | NULL |  | NULL | NULL
PACKAGE AC - WATER SOURCED | 102394 | TEMPERZONE | HWP225RKT | R410A | 2.7
PACKAGE AC - WATER SOURCED | 10239T | TEMPERZONE | HWP225RKT | R410A | 2.7
PACKAGE AC - WATER SOURCED | 102316 | TEMPERZONE | HWP225RKT | R410A | 2.7
ROOM AIR CONDITIONING UNIT | AS ABOVE | LENNOX | NOT VISABLE | R22 | 2
ROOM AIR CONDITIONING UNIT | AS ABOVE | TECO RAC | NOT VISABLE | R22 | 2
ROOM AIR CONDITIONING UNIT | C101256140110917150112 | LENNOX | LNW022C | R410A | 1
ROOM AIR CONDITIONING UNIT | AS ABOVE | TECO RAC | NOT VISABLE | R22 | 2
CASSETTE SPLIT SYSTEM | AS ABOVE | MITSUBISHI | NOT VISABLE | R410A | 6
PACKAGE AC - WATER SOURCED | NULL | HITACHI | NULL | R22 | 9.5
CASSETTE SPLIT SYSTEM | AS ABOVE | MITSUBISHI | NOT VISABLE | R410A | 6
ROOM AIR CONDITIONING UNIT | AS ABOVE | KELVINATOR | NOT VISABLE | R22 | 2
ROOM AIR CONDITIONING UNIT | AS ABOVE | LENNOX | NOT VISABLE | R22 | 2
ROOM AIR CONDITIONING UNIT | C101154640109B24120059 | LENNOX | LNCO504802201 | R22 | 2
ROOM AIR CONDITIONING UNIT | AS ABOVE | EMAIL | NOT VISABLE | R22 | 2
ROOM AIR CONDITIONING UNIT | NOT VISABLE | TECO RAC | LA0935YHS | R22 | 2
WALL MOUNTED SPLIT SYSTEM | AS ABOVE | CARRIER | NOT VISABLE | R22 | 4
CASSETTE SPLIT SYSTEM | 76U09552 | MITSUBISHI | PUHZ-RP140VKA2 | R410A | 6
CASSETTE SPLIT SYSTEM | 76U09809 | MITSUBISHI | PEHZ-RP140VKA2 | R410A | 6
CASSETTE SPLIT SYSTEM | 76U09549 | MITSUBISHI | PUHZ-RP140VKA2 | R410A | 6
PACKAGE AC - WATER SOURCED | NULL | HITACHI | NULL | R22 | 3.6
PACKAGE AC - WATER SOURCED | NULL | HITACHI | NULL | R22 | 15
PACKAGE AC - WATER SOURCED | NULL | HITACHI | NULL | R22 | 9.5
AIR FAN - EXHAUST | 600468 | FANTECH | CE354D | NULL | NULL
PACKAGE AC - WATER SOURCED |  | HITACHI | RP25WL3 | R22 | 19.7
AIR FAN - SUPPLY | 604438 | FANTECH | MV132S | NULL | NULL
TOILET EXHAUST FAN | 595481 | FANTECH | CE192D | NULL | NULL
TOILET EXHAUST FAN | 599192 | FANTECH | CE192D | NULL | NULL
AIR FAN - SUPPLY | 600466 | FANTECH | MV252S | NULL | NULL
PACKAGED AIR CONDITIONING UNIT |  | APAC | UNKNOWN | R22 | 15
AIR FAN - SUPPLY | 600465 | FANTECH | MV132S | NULL | NULL
AIR FAN - SUPPLY | 600467 | FANTECH | MV132S | NULL | NULL
WALL MOUNTED SPLIT SYSTEM | 6003472 | MITSUBISHI | MUZ-GE35VAD | R410A | 1.15
WALL MOUNTED SPLIT SYSTEM | 6005284 | MITSUBISHI | MUZ-GE25VAD | R410A | 0.8
WALL MOUNTED SPLIT SYSTEM | 6002274 | MITSUBISHI | MUZ-GE35VAD | R410A | 1.15
TOILET EXHAUST FAN | 599192 | FANTECH | CE284D | NULL | NULL
KITCHEN EXHAUST FAN | PN.266525A | PACIFIC HVAC | VD80JH38A-4GSF | NULL | NULL
KITCHEN EXHAUST FAN | PN.266520A | PACIFIC HVAC | DS80JN40P-6FSF | NULL | NULL
PACKAGED AIR CONDITIONING UNIT | 397284 | TEMPERZONE | WPA9RSLAVE | R22 | 0
AIR COOLED SPLIT SYSTEM | NOT READABLE | MITSUBISHI | NOT READABLE | R134A | 2.5
AIR COOLED SPLIT SYSTEM |  | MITSUBISHI | NOT READABLE | R134A | 2.5
VARIABLE SPEED DRIVE | T-H91412000088 | SIEMENS | PM230 | NULL | NULL
AIR FAN - EXHAUST | NULL | FANTECH | NOT READABLE | NULL | NULL
AIR FAN - EXHAUST | NULL | FANTECH | NULL | NULL | NULL
AIR FAN - EXHAUST | NULL | FANTECH | NULL | NULL | NULL
CASSETTE SPLIT SYSTEM | 69P 00700 | MITSUBISHI | SUZ-KA25VD | R410A | 0.8
CASSETTE SPLIT SYSTEM | 6XP 00805 | MITSUBISHI | SUZ-KA25VD | R410A | 0.8
CASSETTE SPLIT SYSTEM | 6XP 008088 | MITSUBISHI | SUZ-KA25VD | R410A | 0.8
CASSETTE SPLIT SYSTEM | 6XP 00806 | MITSUBISHI | SUZ-KA25VD | R410A | 0.8
CASSETTE SPLIT SYSTEM | 6XP 03413 | MITSUBISHI | SUZ-KA71VAD | R410A | 0.8
WALL MOUNTED SPLIT SYSTEM | 6012931 | MITSUBISHI | MUZ-GE35VAD | R410A | 1.15
FIRE DAMPER | NULL | BLENDAIR | NULL | NULL | NULL
DOSING POT (CLOSED LOOPS) | 9072710793 | NULL | DIGICHEM-PLUS | NULL | NULL
CONDENSER WATER PUMP | 4354 | NULL | 80-26 | NULL | NULL
CHILLER - WATER COOLED | 23971009163 | CARRIER | 07LA-0400--910---03 | R22 | 200
COOLING TOWER | N11713 | AQUA COOL TOWER | MSS 0456 | NULL | NULL
DOSING POT (CLOSED LOOPS) | 12100514581 | NULL | DIGI-AB2RX2A-P | NULL | NULL
DOSING POT (CLOSED LOOPS) | 12100514583 | NULL | DIGI-AB2RX2A-P | NULL | NULL
EXPANSION TANK (CLOSED LOOPS) | UNKNOWN | ZILMET | UNKNOWN | NULL | NULL
EXPANSION TANK (CLOSED LOOPS) | 1994 | ZILMET | 172764 | NULL | NULL
EXPANSION TANK (CLOSED LOOPS) | 60744 | DURAFLEX | 10K10008 | NULL | NULL
SWITCHBOARD MECHANICAL |  | NULL |  | NULL | NULL
BMS |  | SCHNEIDER |  | NULL | NULL
KITCHEN EXHAUST FAN | 04WC7647 | S&P | TCBT/4-630/H-B | NULL | NULL
PACKAGED AIR CONDITIONING UNIT | 505685 | ACTRON | PKY960T-302-LFFT | R410A | 11
PACKAGED AIR CONDITIONING UNIT | 505661 | ACTRON | PKY960T-302-RFFT | R410A | 11
UPRIGHT DOUBLE DOOR FRIDGE | A031281224 | SKOPE | SK1300XL-C | R134A | 0
UPRIGHT DOUBLE DOOR FRIDGE | A071118284 | SKOPE | SK1300T-2-C | R134A | 0.53
UPRIGHT DOUBLE DOOR FRIDGE | A080916932 | SKOPE | TME1500-C | R134A | 0.41
DISPLAY CABINET REFRIGERATED | A081018026 | SKOPE | CL600I-23SW | R134A | 0.43
UPRIGHT DOUBLE DOOR FRIDGE | H10095192 | SKOPE | B1200E-3 | R134A | 0.57
UPRIGHT DOUBLE DOOR FRIDGE | 8105348 | ORFORD | CMS45A-D-N | R134A | 0
UPRIGHT DOUBLE DOOR FRIDGE | 6108455 | ORFORD | CMS45A-D-N | R134A | 0
UPRIGHT DOUBLE DOOR FRIDGE | 3014570 | ORFORD | BM36E-C | R134A | 0
UPRIGHT DOUBLE DOOR FRIDGE | A060717452 | ORFORD | SK13OOT-2-C | R134A | 0.53
COOL ROOM | 16957004004 | BUFFALO | BR027A | R404A | 2.5
UPRIGHT DOUBLE DOOR FRIDGE | A041127100 | SKOPE | SK13OOXL-C | R134A | 0.57
UPRIGHT DOUBLE DOOR FRIDGE | 2951046647 | ORFORD | BM36C | R134A | 0
COOL ROOM | 2381132018 | BUFFALO | PS1M061 | R404A | 3
TOILET EXHAUST FAN | 16950 | CFM FANS | MUC400 | NULL | NULL
UPRIGHT DOUBLE DOOR FRIDGE | 8921022883 | ORFORD | BM36B | R134A | 0
UPRIGHT DOUBLE DOOR FRIDGE | N/A | ORFORD | BM36B | R134A | 0
UPRIGHT DOUBLE DOOR FRIDGE | A050820652 | SKOPE | SK1300XL-C | R134A | 0.57
UPRIGHT DOUBLE DOOR FRIDGE | A060717476 | SKOPE | SK1300T-2-C | R134A | 0.53
COOL ROOM | 1701041602 | KIRBY | KMT020W | R404A | 1.5
COOL ROOM | TSSO5U02856 | PATTON | BM19 | R404A | 1.8
FREEZER ROOM | TSS07U04403 | PATTON | BL14 | R404A | 1.9
UPRIGHT DOUBLE DOOR FRIDGE | N/A | ORFORD | BM36C | R134A | 0
UPRIGHT DOUBLE DOOR FRIDGE | 5951048711 | ORFORD | BM36C | R134A | 0
ISLAND CASE FREEZER | 60.864.922.9 | NULL | EFI2153 | OTHER | 0.06
ISLAND CASE FREEZER | 60.871.273.2 | NULL | EFI4853 | OTHER | 0.09
ISLAND CASE FREEZER | 60.866.247.1 | NULL | EFI4853 | OTHER | 0
ISLAND CASE FREEZER | N/A | NULL | N/A | OTHER | 0
ISLAND CASE FREEZER | 60.914.235.4 | NULL | EFI3553 | OTHER | 0
ISLAND CASE FREEZER | 60.914.012.1 | NULL | EFI3553 | OTHER | 0
ISLAND CASE FREEZER | 60.880.658.5 | NULL | EFI3553 | OTHER | 0
UPRIGHT DOUBLE DOOR FRIDGE | 9931033429 | ORFORD | BM36B | R134A | 0
UPRIGHT DOUBLE DOOR FRIDGE | 4036363 | ORFORD | BM36BE-C | R134A | 0
UPRIGHT SINGLE DOOR FRIDGE | 11044146 | ORFORD | BM20E | R134A | 0
ISLAND CASE FREEZER | 60.864.165.0 | NULL | EFI2153 | OTHER | 0
ROOM AIR CONDITIONING UNIT | MFGDB1-00280 | TECO RAC | TWW22HFCG | R32 | 1.5
WALL MOUNTED SPLIT SYSTEM | E092235 | DAIKIN | FTXS25LVMA | R410A | 2.2
WALL MOUNTED SPLIT SYSTEM | E093909 | DAIKIN | FTXS25LVMA | R410A | 2.4
KITCHEN EXHAUST FAN | N/A | S&P | NO LABELL | NULL | NULL
KITCHEN EXHAUST FAN | N/A | NULL | N/A | NULL | NULL
WALL MOUNTED SPLIT SYSTEM | E004284 | DAIKIN | FTXS80FVMA | R410A | 2.3
WALL MOUNTED SPLIT SYSTEM | E006832 | DAIKIN | FTXS80FVMA | R410A | 2.3
WALL MOUNTED SPLIT SYSTEM | E004782 | DAIKIN | RXS80FVMA | R410A | 2.3
TOILET EXHAUST FAN | S1 | AIRFLOW | OW7205 | NULL | NULL
TOILET EXHAUST FAN | S1 | AIRFLOW | OW7205 | NULL | NULL
WALL MOUNTED SPLIT SYSTEM | E095590 | DAIKIN | RXS25LVMA | R410A | 1.2
PACKAGED AIR CONDITIONING UNIT | 723507 | TEMPERZONE | OPA285RKTBH | R410A | 8.4
PACKAGED AIR CONDITIONING UNIT | 723504 | TEMPERZONE | OPA285RKTBH | R410A | 8.4
WALL MOUNTED SPLIT SYSTEM | 1058 | HITACHI | RAC-35YHA3 | R410A | 1.15
WALL MOUNTED SPLIT SYSTEM | 1056 | HITACHI | RAC-35YHA3 | R410A | 1.15
WALL MOUNTED SPLIT SYSTEM | 1061 | HITACHI | RAC-35YHA3 | R410A | 1.15
DUCTED SPLIT SYSTEM | E003334 | DAIKIN | RYQ250KY1 | R410A | 10.5
DUCTED SPLIT SYSTEM | E008519 | DAIKIN | RQ100KV4A | R410A | 3.7
DUCTED SPLIT SYSTEM | E030068 | DAIKIN | RZQ140LV1 | R410A | 4.2
TOILET EXHAUST FAN | N/A | CFM FANS | N/A | NULL | NULL
WALL MOUNTED SPLIT SYSTEM | E094594 | DAIKIN | RXA25LVMA | R410A | 1.2
WALL MOUNTED SPLIT SYSTEM | E093185 | DAIKIN | RXA25LVMA | R410A | 1.2
WALL MOUNTED SPLIT SYSTEM | E094720 | DAIKIN | RXA25LVMA | R410A | 1.2
WALL MOUNTED SPLIT SYSTEM | E084942 | DAIKIN | RXA25LVMA | R410A | 1.2
WALL MOUNTED SPLIT SYSTEM | E088600 | DAIKIN | RXA25LVMA | R410A | 1.2
WALL MOUNTED SPLIT SYSTEM | E085199 | DAIKIN | RXA25LVMA | R410A | 1.2
WALL MOUNTED SPLIT SYSTEM | E084937 | DAIKIN | RXA25LVMA | R410A | 1.2
SWITCHBOARD MECHANICAL |  | NULL |  | NULL | NULL
AIR HANDLING UNIT | CC147 | AIRPAK | AP50HC-150 | CHILLED WATER | 0
CHILLER - AIR COOLED | 12F107449 | CARRIER | 30RQ0262A6021E | R410A | 54
CHILLED WATER PUMP | 2117478/1104 | WILO | IPL50/155-4/2 | NULL | NULL
HEAT PUMP SPLIT SYSTEM | HW1348 | ACCENT AIR | HWP250 | NA | 0
BOILER - GAS ATMOSPHERIC | 20180610049502 | RAYPAK | B1852NCM/HWT/RWRG | NULL | NULL
BOILER - GAS ATMOSPHERIC | 2011071007144 | RAYPAK | B1362NCM/HWT | NULL | NULL
HEATING HOT WATER PUMP | SPA66523-D | REGENT PUMPS | 50-320-BS1T | NULL | NULL
HEATING HOT WATER PUMP | A24.24380.HWP1 | WEG | SW40-26 | NULL | NULL
EXPANSION TANK (CLOSED LOOPS) | MUPA-60VL-100BP-1.4-SSC-CSS-AMD-LOW | LOWARA | MUPA-60-10 | NULL | NULL
EXPANSION TANK (CLOSED LOOPS) | N/A | DURAFLEX | N/A | NULL | NULL
PRESSURE VESSEL | N/A | CARRIER | N/A | NULL | NULL
UPRIGHT DOUBLE DOOR FRIDGE | A021060470 | SKOPE | SK1300XL-C | R134A | 0
UPRIGHT DOUBLE DOOR FRIDGE | N/A | ORFORD | N/A | R134A | 0
COOL ROOM | TSH030205 | PATTON | BM38 | R404A | 5
FREEZER ROOM | AH12:17596 | PATTON | BL20 | R404A | 4
COOL ROOM | TSS02U00769 | PATTON | BM19 | R404A | 4
WALL MOUNTED SPLIT SYSTEM | E000112 | DAIKIN | RXF46TVMA | R32 | 0.85
WALL MOUNTED SPLIT SYSTEM | E085202 | DAIKIN | RXS25L25LVMA | R410A | 1.2
WALL MOUNTED SPLIT SYSTEM | E094597 | DAIKIN | RXS25L25LVMA | R410A | 1.2
WALL MOUNTED SPLIT SYSTEM | E032757 | DAIKIN | RXS46LVMA | R410A | 1.7
DUCTED SPLIT SYSTEM | 638767 | TEMPERZONE | OSA182RKTH | R410A | 4.1
DUCTED SPLIT SYSTEM | 639766 | TEMPERZONE | OSA182RKTH | R410A | 4.1
DUCTED SPLIT SYSTEM | 638860 | TEMPERZONE | OSA182RKTH | R410A | 4.1
WALL MOUNTED SPLIT SYSTEM | 3877 | HITACHI | RAC-25YHA1 | R410A | 0.82
DUCTED SPLIT SYSTEM | 77108 | TEMPERZONE | OSA600RB-X | R22 | 16
PACKAGED AIR CONDITIONING UNIT | 77356 | TEMPERZONE | OPA430RKTH | R410A | 7.4
PACKAGED AIR CONDITIONING UNIT | 77294 | TEMPERZONE | OPA650RKBTH | R410A | 19
PACKAGED AIR CONDITIONING UNIT | 446785 | NULL | PKY470T-6Q2-LFT | R410A | 13.4
PACKAGED AIR CONDITIONING UNIT | 494265 | NULL | PKY820T-3Q2-LFFT | R410A | 24.9
PACKAGED AIR CONDITIONING UNIT | 472103 | NULL | PCG340L-01Z1 | R410A | 12
PACKAGED AIR CONDITIONING UNIT | 491036 | NULL | PCG400L-0100 | R410A | 15.25
PACKAGED AIR CONDITIONING UNIT | 489888 | NULL | PCG400L-0100 | R410A | 15.25
SWITCHBOARD MECHANICAL |  | ELSTEEL |  | NULL | NULL
BOILER - GAS FIRED | 42402 | NULL | MERIDIAN 100 N | NULL | NULL
BOILER - GAS FIRED | 42302 | NULL | MERIDIAN 100 N | NULL | NULL
HEATING HOT WATER PUMP | S45699347 | SCORPION | SPA 32-80 | NULL | NULL
HEATING HOT WATER PUMP | S45699347 | SCORPION | SPA 32-80 | NULL | NULL
HEATING HOT WATER PUMP | A96463769P216270018 | GRUNDFOS | TP40-190/2A-F-A-BUBE | NULL | NULL
VARIABLE SPEED DRIVE | 3163506797 | ABB | ACH550-01-03A3-4+B055 | NULL | NULL
AIR FAN - EXHAUST | 410422 | FANTECH | RVE0804CA12/27 | NULL | NULL
PACKAGE AC - WATER SOURCED | 845291 | TEMPERZONE | HWP225RKT | R410A | 2.7
PACKAGE AC - WATER SOURCED | 845293 | TEMPERZONE | HWP225RKT | R410A | 2.7
PACKAGE AC - WATER SOURCED | 102392 | TEMPERZONE | HWP225RKT | R410A | 2.7
PACKAGE AC - WATER SOURCED | 102388 | TEMPERZONE | HWP225RKT | R410A | 2.7
VARIABLE SPEED DRIVE | XAH811-000872 | SIEMENS | PM230 | NULL | NULL
VARIABLE SPEED DRIVE | XAH811-000875 | SIEMENS | PM230 | NULL | NULL
EVAPORATIVE COOLER | 217444 | BREEZEAIR | EXQ190-G | NULL | NULL
EVAPORATIVE COOLER | C9607030 | BRAEMAR | SSA450GN | NULL | NULL
VARIABLE SPEED DRIVE | T-H7281200089 | SIEMENS | PM230 | NULL | NULL
HEATER - ELECTRIC (ROOM) |  | IXL | N/A | NULL | NULL
HEATER - ELECTRIC (ROOM) | 859 | PURE HEAT | AL45 | NULL | NULL
HEATER - ELECTRIC (ROOM) |  | IXL | N/A | NULL | NULL
VARIABLE SPEED DRIVE | XAH811-000955 | SIEMENS | PM230 | NULL | NULL
HEATER - ELECTRIC (ROOM) |  | IXL | N/A | NULL | NULL
HEATER - ELECTRIC (ROOM) |  | IXL | N/A | NULL | NULL
HEATER - ELECTRIC (ROOM) |  | IXL | N/A | NULL | NULL
HEATER - ELECTRIC (ROOM) |  | IXL | N/A | NULL | NULL
HEATER - ELECTRIC (ROOM) |  | IXL | N/A | NULL | NULL
VARIABLE SPEED DRIVE | T-H80412000009 | SIEMENS | PM230 | NULL | NULL
KITCHEN EXHAUST FAN |  | AIRFLOW | N/A | NULL | NULL
KITCHEN EXHAUST FAN |  | NULL | N/A | NULL | NULL
VARIABLE SPEED DRIVE | T-H72812000088 | SIEMENS | PM230 | NULL | NULL
DUCTED SPLIT SYSTEM | E038389 | DAIKIN | RXS60FVMA | R410A | 1.5
PACKAGED AIR CONDITIONING UNIT | 505686 | NULL | PKY540T-6Q2-RFFT | R410A | 17.8
PACKAGED AIR CONDITIONING UNIT | 505662 | NULL | PKY540T-6Q2-LFFT | R410A | 17.8
DUCTED SPLIT SYSTEM | 6559400156 | PANASONIC | U-224PE2R8A | R410A | 6.4
DUCTED SPLIT SYSTEM | 6559400157 | PANASONIC | U-224PE2R8A | R410A | 6.4
DUCTED SPLIT SYSTEM | 6559400156 | PANASONIC | U-224PE2R8A | R410A | 6.4
VARIABLE SPEED DRIVE | T-H31612000040 | SIEMENS | PM230 | NULL | NULL
VARIABLE SPEED DRIVE | T-J52912000085 | SIEMENS | PM230 | NULL | NULL
VARIABLE SPEED DRIVE | XAH815-001217 | SIEMENS | PM230 | NULL | NULL
PACKAGED AIR CONDITIONING UNIT | 508128 | NULL | PKY540T-6Q2-LFFT | R410A | 17.8
VARIABLE SPEED DRIVE | XAH905-003770 | SIEMENS | PM230 | NULL | NULL
DISPLAY CABINET REFRIGERATED | A071219500 | SKOPE | CC700I-2-4SL | R134A | 0.43
UPRIGHT DOUBLE DOOR FRIDGE | A041228021 | SKOPE | SK1300XL-C | R134A | 0.57
WALL MOUNTED SPLIT SYSTEM | 425 | HITACHI | RAC-25YHA2 | R410A | 1.15
AIR FAN - EXHAUST | 16789 | CFM FANS | MUC450 | NULL | NULL
ICE MACHINE | 000CB0007U | SCOTSMAN | MV606 | R404A | 0.85
ICE MACHINE | 000CB008 | SCOTSMAN | MV606 | R404A | 0.85
AIR FAN - EXHAUST | 18619 | CFM FANS | MUC400 | NULL | NULL
AIR FAN - EXHAUST | 36943 | CFM FANS | MUC400-4E | NULL | NULL
SWITCHBOARD MECHANICAL |  | OTHER |  | NULL | NULL
KITCHEN EXHAUST FAN | N/A | CFM FANS | N/A | NULL | NULL
EXTRACTOR HOOD | N/A | NULL | N/A | NULL | NULL
EXTRACTOR HOOD | N/A | NULL | N/A | NULL | NULL
EXTRACTOR HOOD | N/A | NULL | N/A | NULL | NULL
EXTRACTOR HOOD | N/A | NULL | N/A | NULL | NULL
EXTRACTOR HOOD | N/A | NULL | N/A | NULL | NULL
EXTRACTOR HOOD | N/A | NULL | N/A | NULL | NULL
EXTRACTOR HOOD | N/A | NULL | N/A | NULL | NULL
KITCHEN EXHAUST FAN | N/A | NULL | N/A | NULL | NULL
TOILET EXHAUST FAN | 11700 | CFM FANS | MUC400 | NULL | NULL
TOILET EXHAUST FAN | N/A | NULL | N/A | NULL | NULL
DUCTED SPLIT SYSTEM | 702799 | TEMPERZONE | OSA140RKT | R410A | 3.08
DUCTED SPLIT SYSTEM | 702950 | TEMPERZONE | OSA270RKT | R410A | 9
DUCTED SPLIT SYSTEM | 702940 | TEMPERZONE | OSA270RKT | R410A | 9
DUCTED SPLIT SYSTEM | 702935 | TEMPERZONE | OSA270RKT | R410A | 9
TOILET EXHAUST FAN | N/A | CFM FANS | N/A | NULL | NULL
ISLAND CASE FREEZER | 60.610.450.8 | NULL | EFI2053 | OTHER | 0
CHILLER - WATER COOLED | STNU111000084 | DAIKIN | WMC250DBS-ER10 | R134A | 272
CHILLER - WATER COOLED | STNU130300154 | DAIKIN | WMC250DBS-ER10 | R134A | 272
VARIABLE SPEED DRIVE | XAH811-000876 | SIEMENS | PM230 | NULL | NULL
VARIABLE SPEED DRIVE | XAH811-000874 | SIEMENS | PM230 | NULL | NULL
DUCTED SPLIT SYSTEM | 738604663 | PANASONIC | CU-A50BBP8 | R22 | 5
PACKAGED AIR CONDITIONING UNIT | 498047 | NULL | PCG400L-0100 | R410A | 9.63
BOILER - GAS ATMOSPHERIC | 20151010035510 | RAYPAK | PC0430-N | NULL | NULL
PACKAGED AIR CONDITIONING UNIT | K000178 | DAIKIN | UAYQ90BY1A | R410A | 6.1
PACKAGED AIR CONDITIONING UNIT | K000177 | DAIKIN | UAYQ90BY1A | R410A | 6.1
AIR FAN - EXHAUST | 725096:1 | FANTECH | CE404D | NULL | NULL
AIR FAN - EXHAUST | N/A | FANTECH | CE404D | NULL | NULL
VRV DUCTED SPLIT | A000507 | DAIKIN | RXQ71FV4A | R410A | 2
SMOKE SPILL FAN | 228097 | FANTECH | RSS0564-10A-17-A | NULL | NULL
SMOKE SPILL FAN | 228097 | FANTECH | RSS0564-10A-17-A | NULL | NULL
SMOKE SPILL FAN | 228097 | FANTECH | RSS0564-10A-17-A | NULL | NULL
SMOKE SPILL FAN | 228097 | FANTECH | RSS0564-10A-17-A | NULL | NULL
AIR FAN - EXHAUST | N61-63001 | NULL | DKHR 630-6-6D KK | NULL | NULL
KITCHEN EXHAUST FAN | 389188 | FANTECH | FAD103-9 | NULL | NULL
CASSETTE SPLIT SYSTEM | N/A | DAIKIN | RY100KUY1 | R22 | 0
CASSETTE SPLIT SYSTEM | N/A | DAIKIN | RY100KUY1 | R22 | 0
CASSETTE SPLIT SYSTEM | N/A | DAIKIN | RY100KUY1 | R22 | 0
CASSETTE SPLIT SYSTEM | N/A | DAIKIN | RY100KUY1 | R22 | 0
CASSETTE SPLIT SYSTEM | E900598 | DAIKIN | RZQ100KV4A | R410A | 3.7
SWITCHBOARD DISTRIBUTION | NULL | SCHNEIDER | NULL | NULL | NULL
AIR FAN - SUPPLY | 19 | FANTECH | AP1004GA6B110 | NULL | NULL
SWITCHBOARD MECHANICAL |  | OTHER |  | NULL | NULL
PACKAGE AC - WATER SOURCED | UNABLE TO OBTAIN | TEMPERZONE | CWP0380RKT | R410A | 6
SWITCHBOARD MECHANICAL |  | UNKNOWN |  | NULL | NULL
VARIABLE SPEED DRIVE | 3R00716 | ZENER | MSC-3R7 | NULL | NULL
FAN COIL UNIT - DUCTED | 1M0608-04222 | TRANE | CLCP010 (0806) | CHILLED WATER | 0
PACKAGED AIR CONDITIONING UNIT | N/A | APAC | P075AHR9AD | NA | 15
FAN COIL UNIT - DUCTED | 1M0608-04223 | TRANE | CLCP010 (0806) | CHILLED & HEATING WATER | 0
PACKAGE AC - WATER SOURCED | 87289 | TEMPERZONE | CWP058OCKT | R410A | 10
VARIABLE SPEED DRIVE | 3R00716 | ZENER | MSC-3R7 | NULL | NULL
PACKAGED AIR CONDITIONING UNIT | 89611 | TEMPERZONE | OPA960RKT | R410A | 19.2
AIR FAN - EXHAUST | N/A | WOODS | N/A | NULL | NULL
TOILET EXHAUST FAN | N/A | FANTECH | N/A | NULL | NULL
TOILET EXHAUST FAN | N/A | FANTECH | N/A | NULL | NULL
SMOKE EXHAUST FAN | 632 | NULL | AXIAL FLOW FAN | NULL | NULL
TOILET EXHAUST FAN | UNKNOWN | FANTECH | UNKNOWN | NULL | NULL
AIR FAN - EXHAUST | UNKNOWN | FANTECH | UNKNOWN | NULL | NULL
AIR FAN - EXHAUST | UNKNOWN | UNKNOWN | UNKNOWN | NULL | NULL
DUCTED SPLIT SYSTEM | 75U02982 | MITSUBISHI | PUHZ-RP140YKA2 | R410A | 5.5
SMOKE EXHAUST FAN | 632 | NULL | AXIAL FLOW FAN | NULL | NULL
SMOKE EXHAUST FAN | 632 | NULL | AXIAL FLOW FAN | NULL | NULL
SMOKE EXHAUST FAN | 632 | NULL | AXIAL FLOW FAN | NULL | NULL
ELECTRIC DUCT HEATER | EDH 1.1 | NULL | A5 | NULL | NULL
ELECTRIC DUCT HEATER | EDH 2.1 | NULL | A19 | NULL | NULL
ELECTRIC DUCT HEATER | EDH3-1-3A | CLIMATE TECHNOLOGIES | A675 | NULL | NULL
ELECTRIC DUCT HEATER | EDH3-1-3B | NULL | A3.5 | NULL | NULL
ELECTRIC DUCT HEATER | EDH3-1-3C | NULL | A675 | NULL | NULL
SWITCHBOARD MECHANICAL |  | NILSEN |  | NULL | NULL
SWITCHBOARD MECHANICAL |  | NILSEN |  | NULL | NULL
ADIABATIC/DRY COOLER | 17J0036 | BAC | TVFC884 | NULL | NULL
ADIABATIC/DRY COOLER | 17J0035 | BAC | TVFC884 | NULL | NULL
SWITCHBOARD MECHANICAL | NULL | NULL | NULL | NULL | NULL
VARIABLE SPEED DRIVE | 3165200734 | ABB | ACH550-01-012A-4+B055 | NULL | NULL
VARIABLE SPEED DRIVE | 3170207077 | ABB | ACH550-01-012A-4+B055 | NULL | NULL
VARIABLE SPEED DRIVE | 3164705878 | ABB | ACH550-01-031A-4+B055 | NULL | NULL
VARIABLE SPEED DRIVE | 3164705884 | ABB | ACH550-01-031A-4+B055 | NULL | NULL
VARIABLE SPEED DRIVE | 3164207103 | ABB | ACH550-01-A6A9-4+B055 | NULL | NULL
HEATING HOT WATER PUMP | A96883128P117110002 | GRUNDFOS | NBG50-32-200/198 A-E2-D-BQQE | NULL | NULL
HEATING HOT WATER PUMP | A96883128P117110001 | GRUNDFOS | NBG50-32-200/198 A-E2-D-BQQE | NULL | NULL
EXPANSION TANK (CLOSED LOOPS) | 90358 | DURAFLEX | 16R1212 | NULL | NULL
EXPANSION TANK (CLOSED LOOPS) | 70345 | DURAFLEX | 16R0314 | NULL | NULL
BOILER - GAS FIRED | 16042720 | CHAPPEE | MR470H | NULL | NULL
BOILER - GAS FIRED | 16E02662 | MODULEX | MX660 | NULL | NULL
EXPANSION TANK (CLOSED LOOPS) | 167 | DURAFLEX | DG 60 | NULL | NULL
DOMESTIC HOT WATER PUMP |  | GRUNDFOS | 65-180 F | NULL | NULL
HEAT EXCHANGER - WATER TO WAT | ALT17055A-30109 91490 | NULL | MGM FG 22 L | NULL | NULL
CONDENSER WATER PUMP | A96883145P117090002 | GRUNDFOS | NBG80-65-160/177 A-E2-D-BQQE | NULL | NULL
CONDENSER WATER PUMP | A96883145P117090001 | GRUNDFOS | NBG80-65-160/177 A-E2-D-BQQE | NULL | NULL
PACKAGE AC - WATER SOURCED | 102491 | TEMPERZONE | HWP225RKT | R410A | 2.7
DUCTED SPLIT SYSTEM | UAX74456 | HITACHI | RPI-2.5FSN2 | R410A | 0
CONDENSER UNIT | E017045 | DAIKIN | RXS85LVMA | R410A | 2.8
CONDENSER UNIT | E017036 | DAIKIN | RXS85LVMA | R410A | 2.8
CONDENSER UNIT | 1492315639 | HITACHI | RAC 80 YA3 | R410A | 2
CONDENSER UNIT | 1492315627 | HITACHI | RAC 80 YA3 | R410A | 2.8
AIR HANDLING UNIT | 21052 | PARAGON | DBAV150 | CHILLED & HEATING WATER | 0
VARIABLE SPEED DRIVE | XAADO6-000513 | SIEMENS | SED2-11/35B | NULL | NULL
VARIABLE SPEED DRIVE | T-V53062000045 | SIEMENS | SED2-18.5/35B | NULL | NULL
VARIABLE SPEED DRIVE | T-VO1962000072 | SIEMENS | SED2-18.5/35B | NULL | NULL
HEATING HOT WATER PUMP | 0 | MONARCH | n/a | NULL | NULL
HEATING HOT WATER PUMP | 0 | WEG | n/a | NULL | NULL
VARIABLE SPEED DRIVE | XAH628-002677 | SIEMENS | PM230 | NULL | NULL
HEATING HOT WATER PUMP | 0 | MONARCH | Other | NULL | NULL
CIRCULATING PUMP | N/A | WEG | sw 50-16 | NULL | NULL
VARIABLE SPEED DRIVE | NA | SIEMENS | PM230 | NULL | NULL
AIR HANDLING UNIT | 21051 | PARAGON | DBAV150 | CHILLED & HEATING WATER | 0
WATER PUMP | N/A | TECO | 210434D | NULL | NULL
VARIABLE SPEED DRIVE | XAH628-002681 | SIEMENS | PM230 | NULL | NULL
CHILLED WATER PUMP | 72183-18 | AJAX | E50-20-A2OC | NULL | NULL
WATER PUMP | N/A | TECO | 210434D | NULL | NULL
VARIABLE SPEED DRIVE | XAH524-004464 | SIEMENS | PM230 | NULL | NULL
CHILLED WATER PUMP | 72183-5A | AJAX | E80-40-A2OC | NULL | NULL
CHILLED WATER PUMP | 72183-8A | AJAX | E80-40-A2OC | NULL | NULL
HEAT EXCHANGER - WATER TO WAT | NULL | NULL | NULL | NULL | NULL
HEAT EXCHANGER - WATER TO WAT | NULL | NULL | NULL | NULL | NULL
CHILLED WATER PUMP | 90247-CWP1 | NULL | SW125/40 | NULL | NULL
CHILLED WATER PUMP | 0906-175 | NULL | 125-40 | NULL | NULL
VARIABLE SPEED DRIVE | N/A | ABB | Other | NULL | NULL
VARIABLE SPEED DRIVE | NULL | SIEMENS | NULL | NULL | NULL
VARIABLE SPEED DRIVE | 131N0212 | DANFOSS | FC-101P45KT4P5AH3XA | NULL | NULL
VARIABLE SPEED DRIVE | 089311G355 | DANFOSS | FC-102P37KT4P55H1XG | NULL | NULL
AIR HANDLING UNIT | 21053 | PARAGON | DBAV150 | CHILLED & HEATING WATER | 0
EVAPORATIVE COOLER | NULL | BONAIR | N/A | NULL | NULL
AIR HANDLING UNIT | 21054 | PARAGON | DBAV100 | CHILLED & HEATING WATER | 0
EVAPORATIVE COOLER | NULL | BONAIR | N/A | NULL | NULL
EVAPORATIVE COOLER | NULL | BONAIR | N/A | NULL | NULL
EVAPORATIVE COOLER | NULL | BONAIR | N/A | NULL | NULL
EVAPORATIVE COOLER | NA | BONAIR | N/A | NULL | NULL
EVAPORATIVE COOLER | NULL | BONAIR | N/A | NULL | NULL
SMOKE EXHAUST FAN | 632 | NULL | AXIAL FLOW FAN | NULL | NULL
PACKAGED AIR CONDITIONING UNIT | 699369 | TEMPERZONE | OPA 155RKT | R410A | 7
SMOKE EXHAUST FAN | 632 | NULL | AXIAL FLOW FAN | NULL | NULL
EVAPORATIVE COOLER | C9110605 | LENNOX | CEA14 | NULL | NULL
SMOKE EXHAUST FAN | 632 | NULL | AXIAL FLOW FAN | NULL | NULL
PACKAGED AIR CONDITIONING UNIT | UNKNOWN | LENNOX | CHP15-261-1T | R22 | 6
PACKAGED AIR CONDITIONING UNIT | 5186K21461 | LENNOX | REMD15-65-I | R22 | 4
VARIABLE SPEED DRIVE |  | ABB | ACH 550-01-5A4-4+B055 | NULL | NULL
DUCTED SPLIT SYSTEM | 16U00121 | MITSUBISHI | PUHZ-RP125YKA | R410A | 5.5
AIR FAN - EXHAUST | UNREADABLE | CYCLO FANS | UNREADABLE | NULL | NULL
AIR FAN - EXHAUST | UNREADABLE | CYCLO FANS | UNREADABLE | NULL | NULL
PACKAGED AIR CONDITIONING UNIT | E 3096 | YORK | YRM 016 R4SD | R22 | 4
PACKAGED AIR CONDITIONING UNIT | EARTR10160 | ECO AIR | EP10 | R22 | 4
AIR FAN - EXHAUST | UNKNOWN | UNKNOWN | UNKNOWN | NULL | NULL
AIR FAN - EXHAUST | UNKNOWN | UNKNOWN | UNKNOWN | NULL | NULL
AIR FAN - EXHAUST | NA | FANTECH | ARRE225 EC | NULL | NULL
SMOKE EXHAUST FAN | 632 | NULL | AXIAL FLOW FAN | NULL | NULL
WALL MOUNTED SPLIT SYSTEM | 5020120T | MITSUBISHI | MUZ-GE35VAD | R410A | 1.15
SMOKE EXHAUST FAN | 632 | NULL | AXIAL FLOW FAN | NULL | NULL
SMOKE EXHAUST FAN | 632 | NULL | AXIAL FLOW FAN | NULL | NULL
EVAPORATIVE COOLER | NULL | BREEZEAIR | N/A | NULL | NULL
WALL MOUNTED SPLIT SYSTEM | E038785 | DAIKIN | FTXS25EVMA | R410A | 1
WALL MOUNTED SPLIT SYSTEM |  | DAIKIN | RYN71FV1A | R410A | 2.3
WALL MOUNTED SPLIT SYSTEM | E001379 | DAIKIN | FTYN71GV1A | R410A | 2.3
WALL MOUNTED SPLIT SYSTEM | E035983 | DAIKIN | FTXS25GVMA | R410A | 1
DUCTED SPLIT SYSTEM | E024314 | DAIKIN | RZQ160KV4A | R410A | 3.7
DUCTED SPLIT SYSTEM | E018139 | DAIKIN | 4MXS80EVMA | R410A | 3.1
AIR HANDLING UNIT | CC150 | AIRPAK | AP25HC-500 | CHILLED WATER | 0
AIR FAN - EXHAUST | N/A | FANTECH | N/A | NULL | NULL
AIR FAN - EXHAUST | N/A | FANTECH | N/A | NULL | NULL
AIR FAN - EXHAUST | N/A | FANTECH | N/A | NULL | NULL
AIR FAN - SUPPLY | 653840 | FANTECH | CD454S | NULL | NULL
VARIABLE SPEED DRIVE | 216410G052 | DANFOSS | VLT HVAC DRIVE | NULL | NULL
VARIABLE SPEED DRIVE | 066225G048 | DANFOSS | VLT HVAC DRIVE | NULL | NULL
VARIABLE SPEED DRIVE | 3180603595 | ABB | ACH550 | NULL | NULL
SWITCHBOARD MECHANICAL |  | OTHER |  | NULL | NULL
HEATING HOT WATER PUMP | 2754 | JAVELIN | MASTERFLOW | NULL | NULL
AIR HANDLING UNIT | CC149 | AIRPAK | AP50HC-350 | CHILLED & HEATING WATER | 0
AIR HANDLING UNIT | CC148 | AIRPAK | AP50HC-350 | CHILLED WATER | 0
VARIABLE SPEED DRIVE | 070117G515 | DANFOSS | VLT HVAC DRIVE | NULL | NULL
WALL MOUNTED SPLIT SYSTEM | E019573 | DAIKIN | RXS35KVMA | R410A | 1.2
AIR FAN - EXHAUST | N/A | FANTECH | N/A | NULL | NULL
AIR FAN - EXHAUST | 57496 | FANTECH | CE404D | NULL | NULL
AIR FAN - EXHAUST | 352678 | FANTECH | CE404D | NULL | NULL
DUCTED SPLIT SYSTEM | E900732 | DAIKIN | RZQ160KV4A | R410A | 3.7
DUCTED SPLIT SYSTEM | E900733 | DAIKIN | RZQ160KV4A | R410A | 3.7
AIR FAN - EXHAUST | N/A | FANTECH | N/A | NULL | NULL
AIR FAN - SUPPLY | N/A | FANTECH | N/A | NULL | NULL
BOILER - GAS ATMOSPHERIC | 590003 | BUDERUS LOLLOR | K1213771 | NATURAL GAS | 0
AIR FAN - SUPPLY | N/A | FANTECH | N/A | NULL | NULL
BOILER - GAS ATMOSPHERIC | 27/1639/7 | BUDERUS LOLLOR | NGN25 T1L 150 | NULL | NULL
AIR FAN - EXHAUST | N/A | FANTECH | N/A | NULL | NULL
AIR FAN - SUPPLY | 358945 | FANTECH | SCD504HP | NULL | NULL
CHILLER - SCREW | XWR2487 | CARRIER | 30XW-V160 | R134A | 135
CHILLER - SCREW | XWR2486 | CARRIER | 30XW-V160 | R134A | 135
CASSETTE SPLIT SYSTEM | N/A | DAIKIN | RY35FV1A | R22 | 1.12
VARIABLE SPEED DRIVE | XAA317-004630 | SIEMENS | 15KW | NULL | NULL
VARIABLE SPEED DRIVE | ACH550-01-031A-4+B055 | ABB | 15KW | NULL | NULL
AIR FAN - SUPPLY | NULL | WEG | 15KW | NULL | NULL
AIR FAN - SUPPLY | 41836248 | TECO | 1.5KW | NULL | NULL
AIR FAN - SUPPLY | NULL | NULL | INVERTECK 15KW | NULL | NULL
AIR FAN - SUPPLY | NA | FANTECH | NA | NULL | NULL
AIR FAN - EXHAUST | 452096 | FANTECH | CD314D | NULL | NULL
VARIABLE SPEED DRIVE | 013017G293 | DANFOSS | 131B5664 | NULL | NULL
VARIABLE SPEED DRIVE | 012817G283 | DANFOSS | 131B5664 | NULL | NULL
KITCHEN EXHAUST FAN | 119371 | AIR DESIGN | RVE1004CA9B150 | NULL | NULL
AIR FAN - SUPPLY | N/A | FANTECH | N/A | NULL | NULL
KITCHEN EXHAUST FAN | NA | FANTECH | NA | NULL | NULL
CONDENSER WATER PUMP | M-27010-1 | BKB GROUP | NK 125 - 250/269 | NULL | NULL
FIRE DAMPER |  | HIGH FIRE HEAT |  | NULL | NULL
WATER PUMP | NULL | GRUNDFOS | MG71B1*220-240-2 BC | NULL | NULL
AIR FAN - SUPPLY | 123296 | AIR DESIGN | AP0564GP68015 | NULL | NULL
WATER PUMP | NULL | GRUNDFOS | A-96806864-P1-1509 | NULL | NULL
KITCHEN EXHAUST FAN | 127616 | AIR DESIGN | CHD634 | NULL | NULL
CONDENSER WATER PUMP | M 270 10-2 | BKB GROUP | NK 125-250/269 | NULL | NULL
AIR HANDLING UNIT | 21055 | PARAGON | DBAV100 | CHILLED & HEATING WATER | 0
FIELD CONTROLLER | NULL | NULL | FPC-30020-D | NULL | NULL
AIR HANDLING UNIT | 21056 | PARAGON | DBAV100 | CHILLED & HEATING WATER | 0
TOILET EXHAUST FAN | N/A | FANTECH | N/A | NULL | NULL
AIR FAN - SUPPLY | 119371 | AIR DESIGN | AP1006CP9B015 | NULL | NULL
CHILLED WATER PUMP | PCHWP -2 | GRUNDFOS | NULL | NULL | NULL
TOILET EXHAUST FAN | N/A | FANTECH | N/A | NULL | NULL
EXPANSION TANK (CLOSED LOOPS) | NULL | DURAFLEX | DJ-150 | NULL | NULL
AIR FAN - SUPPLY | N/A | FANTECH | N/A | NULL | NULL
CHILLED WATER PUMP | M-00243-6 | GRUNDFOS | NB 65-315 1314 | NULL | NULL
VARIABLE SPEED DRIVE |  | ABB | ACH550-01-023A-4+B055 | NULL | NULL
VARIABLE SPEED DRIVE |  | ABB | ACH550-01-023A-4+B055 | NULL | NULL
VARIABLE SPEED DRIVE |  | ABB | ACH550-01-023A-4+B055 | NULL | NULL
CHILLED WATER PUMP | M-00243-4 | GRUNDFOS | NB 65 - 315 /314 | NULL | NULL
FAN COIL UNIT - DUCTED | NULL | FAN COIL INDUSTRIES | NULL | NA | 0
DUCTED SPLIT SYSTEM | E021365 | DAIKIN | RXS60JVMA | R410A | 1.5
FAN COIL UNIT - DUCTED | NULL | FAN COIL INDUSTRIES | NULL | NA | 0
DUCTED SPLIT SYSTEM | E006263 | DAIKIN | RZQ71KBV4A | R410A | 2.75
DUCTED SPLIT SYSTEM | E058850 | DAIKIN | RXS35EBVMA | R410A | 1
DUCTED SPLIT SYSTEM | E900192 | DAIKIN | RZYQ8PY1 | R410A | 8.5
VARIABLE SPEED DRIVE |  | ABB | ACH550-01-072A-4+B055 | NULL | NULL
VARIABLE SPEED DRIVE |  | ABB | ACH550-01-072A-4+B055 | NULL | NULL
VARIABLE SPEED DRIVE |  | ABB | ACH550-01-045A-4+B055 | NULL | NULL
HEAT EXCHANGER - WATER TO WAT | 98193424 | ALFA LAVAL | A15 BG | NULL | NULL
MAKE UP PUMP | NULL | AUTOHEAT | HT370 | NULL | NULL
HEAT EXCHANGER - WATER TO WAT | 98193425 | ALFA LAVAL | A15 BGM | NULL | NULL
EXPANSION TANK (CLOSED LOOPS) | NULL | DURAFLEX | NULL | NULL | NULL
VARIABLE SPEED DRIVE |  | DANFOSS | 131B4249 | NULL | NULL
VARIABLE SPEED DRIVE |  | DANFOSS | 131B4249 | NULL | NULL
AIR HANDLING UNIT | 21059 | PARAGON | DBAV150 | CHILLED & HEATING WATER | 1
CONDENSER WATER PUMP | M-00243-1 | GRUNDFOS | NBG 150-125-400 | NULL | NULL
SWITCHBOARD DISTRIBUTION | NULL | R.G.LADD | NULL | NULL | NULL
SWITCHBOARD DISTRIBUTION | NULL | R.G.LADD | NULL | NULL | NULL
EXHAUST FAN CANOPY | 0 | FANTECH | 0 | NULL | NULL
AIR FAN - EXHAUST | 402925 | FANTECH | CE314D | NULL | NULL
AIR FAN - EXHAUST | 394222 | FANTECH | CE284D | NULL | NULL
KITCHEN EXHAUST FAN | 148406 | AIR DESIGN | CHD634 | NULL | NULL
TOILET EXHAUST FAN | 345065 | FANTECH | CHD 504 | NULL | NULL
KITCHEN EXHAUST FAN | 362394 | FANTECH | M0132235A | NULL | NULL
CONDENSER WATER PUMP | M-00243-2 | GRUNDFOS | NBG-150-125-400 | NULL | NULL
AIR FAN - SUPPLY | 132296 | AIR DESIGN | AP0634GP6B015 | NULL | NULL
AIR FAN - SUPPLY | 119371 | FANTECH | AP1006CP9B015 | NULL | NULL
VARIABLE SPEED DRIVE |  | ABB | ACH550-01-072A-4+B055 | NULL | NULL
VARIABLE SPEED DRIVE |  | ABB | ACH550-01-03A3-4+B055 | NULL | NULL
DISPLAY CABINET REFRIGERATED | N/A | NULL | NDSV2750 | R134A | 1
CONDENSER WATER PUMP | M-00243-3 | GRUNFOSS | NBG 125-100-315 | NULL | NULL
VARIABLE SPEED DRIVE |  | ABB | ACH550-01-157A-4+B055 | NULL | NULL
DISPLAY CABINET HEATED | ROYAL1603B0150 | NULL | DVHO750 | NULL | NULL
VARIABLE SPEED DRIVE |  | ABB | ACH550-01-08A8-4+B055 | NULL | NULL
VARIABLE SPEED DRIVE |  | ABB | ACH550-01-05A4-4+B055 | NULL | NULL
EXTRACTION SYSTEM - SMOKE | 136213 | AIR DESIGN | RSS1006CA9F055 | NULL | NULL
UPRIGHT DOUBLE DOOR FRIDGE | A130614251 | SKOPE | B1350G-2 | R134A | 0.53
AIR FAN - EXHAUST | NA | FANTECH | MV132E | NULL | NULL
ISLAND CASE FREEZER | 60.758.295.4 | NULL | EFI3453 | OTHER | 0
WALL MOUNTED SPLIT SYSTEM | E026616 | FUJITSU | AOTR18LCC | R410A | 0
AIR COOLED SPLIT SYSTEM |  | CARRIER | 38QF050 | R410A | 1.6
AIR COOLED SPLIT SYSTEM | E002372 | FUJITSU | AOTG08LVCC | R410A | 0.85
CONDENSER WATER PUMP | 72183-11B | AJAX | 210432D | NULL | NULL
CONDENSER WATER PUMP | 72183-17B | AJAX | 210432D | NULL | NULL
CONDENSER WATER PUMP | 72183-17A | AJAX | 210432D | NULL | NULL
CONDENSER WATER PUMP | 72183-20C | AJAX | 210434D | NULL | NULL
CONDENSER WATER PUMP | 72183-20B | AJAX | 210434D | NULL | NULL
CIRCULATING PUMP | 90247-CWP4 | BAKER | SW125/40 | NULL | NULL
CIRCULATING PUMP | 90247-CWP5 | BAKER | SW125/40 | NULL | NULL
CHILLED WATER PUMP | 72183-5B | AJAX | 2104320 | NULL | NULL
CHILLED WATER PUMP | 72183-8B | AJAX | 2104320 | NULL | NULL
CHILLED WATER PUMP | 72183-1A | AJAX | 2104320 | NULL | NULL
HEATING HOT WATER PUMP | 1016724 | KSB | 6206-2Z | NULL | NULL
HEATING HOT WATER PUMP | A77851 | REGENT | 50-260-BS1T | NULL | NULL
HEATING HOT WATER PUMP | 0105-011 | REGENT | 50-26 | NULL | NULL
ISLAND CASE FREEZER | 25488600000663 | NULL | RIO S 125 | R404A | 0.16
CONDENSER UNIT | 692645 | TEMPERZONE | OSA 80RKS | R410A | 4
ISLAND CASE FREEZER | 25488700001507 | NULL | RIO S 175 | R404A | 0.18
ISLAND CASE FREEZER | 26896200000115 | NULL | RIO S 175 | R404A | 0.18
TOILET EXHAUST FAN | 40431 | PHOENIX | CLASS 1 | NULL | NULL
COOL ROOM | 8080459321 | KIRBY | KMT020 | NA | 0
ISLAND CASE FREEZER | N/A | NULL | N/A | NA | 0
ISLAND CASE FREEZER | N/A | NULL | N/A | NA | 0
AIR FAN - EXHAUST | 40432 | PHOENIX | N/A | NULL | NULL
AIR HANDLING UNIT | 21057 | PARAGON | DBAV200 | CHILLED & HEATING WATER | 0
AIR FAN - OUTSIDE | 611757-1 | FANTECH | AP1006GP6B8040 | NULL | NULL
AIR FAN - OUTSIDE | 611756 | FANTECH | APO806LP6B011 | NULL | NULL
FAN COIL UNIT - DUCTED | 005961NC | MULLER | MLH06BHDR60X83 | CHILLED WATER | 0
EXTRACTOR HOOD | N/A | NULL | N/A | NULL | NULL
EXTRACTOR HOOD | N/A | NULL | N/A | NULL | NULL
AIR FAN - SUPPLY | N/A | NULL | N/A | NULL | NULL
AIR FAN - SUPPLY | N/A | NULL | N/A | NULL | NULL
AIR FAN - SUPPLY | N/A | NULL | N/A | NULL | NULL
AIR HANDLING UNIT | 21058 | PARAGON | DBAV100 | CHILLED & HEATING WATER | 1
AIR FAN - SUPPLY | N/A | NULL | N/A | NULL | NULL
TAKE OFF BOX - ELEC |  | AIR NOISE |  | NULL | NULL
BOILER - GAS ATMOSPHERIC | 27/1639/2 | BUDERUS LOLLOR | NGN25 T1L 150 | NULL | NULL
BOILER - GAS ATMOSPHERIC | 27/1639/5 | BUDERUS LOLLOR | NGN25 T1L 150 | NATURAL GAS | NULL
CHILLER - ABSORPTION | 5 | ECO | GD10D0CE | NATURAL GAS | 0
CHILLER - ABSORPTION | 11 | ECO | GD10D0CE | NATURAL GAS | 0
FAN COIL UNIT - DUCTED | UNKNOWN | TEMPERZONE | IMD170-4/1 | CHILLED WATER | 1
SWITCHBOARD MECHANICAL | NULL | NULL | NULL | NULL | NULL
SWITCHBOARD MECHANICAL | NULL | NULL | NULL | NULL | NULL
HEATING HOT WATER PUMP | M228907 | BKB GROUP | 125X80-400 | NULL | NULL
AIR HANDLING UNIT | NULL | AIRHANDLER | NULL | NA | 0
HEATING HOT WATER PUMP | M22907-8 | BKB GROUP | 125X80-400 | NULL | NULL
CIRCULATING PUMP | 197/466 | NULL | SW50/16 | NULL | NULL
AIR HANDLING UNIT | NONE | CELMEC | NONE | CHILLED & HEATING WATER | 0
SWITCHBOARD DISTRIBUTION |  | NULL |  | NULL | NULL
HEAT EXCHANGER - WATER TO WAT | 8032 | BRITANNIA THERM | AS1210-1997 | NULL | NULL
VARIABLE SPEED DRIVE | XAW220-005631 | SIEMENS | SED2-11/35B | NULL | NULL
AIR HANDLING UNIT | 40429 | AIRHANDLER | LAM | NA | 0
EXPANSION TANK (CLOSED LOOPS) | 07H1119-50219 | DURAFLEX | DX300/10 | NULL | NULL
AIR HANDLING UNIT | NONE | CELMEC | NONE | CHILLED & HEATING WATER | 0
VARIABLE SPEED DRIVE | T-V01962000067 | SIEMENS | SED2-18.5/35B | NULL | NULL
EXPANSION TANK (CLOSED LOOPS) | 07H0925-50274 | DURAFLEX | DX300/10 | NULL | NULL
VARIABLE SPEED DRIVE | T-VO0862000136 | SIEMENS | SED2-18.5/35B | NULL | NULL
AIR FAN - EXHAUST | N/A | FANTECH | ECE152M | NULL | NULL
VARIABLE SPEED DRIVE | T-VO1762000086 | SIEMENS | SED2-18.5/35B | NULL | NULL
AIR FAN - EXHAUST | N/A | FANTECH | ECE152M | NULL | NULL
VARIABLE SPEED DRIVE | T-WO0862000084 | SIEMENS | SED2-37/35B | NULL | NULL
AIR FAN - SUPPLY | N/A | NULL | N/A | NULL | NULL
AIR FAN - EXHAUST | 346082 | FANTECH | MME314/2 | NULL | NULL
SWITCHBOARD MECHANICAL | NULL | NULL | NULL | NULL | NULL
DOSING POT (CLOSED LOOPS) | 108.0015 | NULL | NO DATA | NULL | NULL
VARIABLE SPEED DRIVE | 011908G148 | DANFOSS | 131B4249 | NULL | NULL
VARIABLE SPEED DRIVE | 012309G178 | DANFOSS | 131B4249 | NULL | NULL
AUTO REFILL UNIT - CLOSED LOOP | 7149 | AUTOHEAT | ARU-2505 | NULL | NULL
HEAT EXCHANGER - WATER TO WAT | N/A | BRITANNIA THERM | AS1210-1997 | NULL | NULL
AUTO REFILL UNIT - CLOSED LOOP | N/A | AUTOHEAT | ARU-2505 | NULL | NULL
FAN COIL UNIT - DUCTED | UNKNOWN | TEMPERZONE | IMD135-4/1 | CHILLED WATER | 1
VARIABLE SPEED DRIVE | N/A | ZENER | MSC-3R30 | NULL | NULL
HEATING HOT WATER PUMP | M3933 | BKB GROUP | NK65-315/320 | NULL | NULL
WATER TREATMENT PLANT | NA | NULL | HYDRO 428 | NULL | NULL
AIR HANDLING UNIT | 21016 | PARAGON | DBAH70021016 | CHILLED WATER | 0
SWITCHBOARD MECHANICAL | NULL | NULL | NULL | NULL | NULL
SWITCHBOARD MECHANICAL | NULL | NULL | NULL | NULL | NULL
HEATING HOT WATER PUMP | H6088332 010 | TECO | AEHBKG040020FMTT | NULL | NULL
VARIABLE SPEED DRIVE | 3162104970 | ABB | ACH550-01-031A-4+B055 | NULL | NULL
EXPANSION TANK (CLOSED LOOPS) | 13N030690212 | DURAFLEX | DR300 | NULL | NULL
SWITCHBOARD MECHANICAL | NULL | NULL | NULL | NULL | NULL
HEATING HOT WATER PUMP | 13259 | DAVEY | 50X32X200 | NULL | NULL
SWITCHBOARD MECHANICAL |  | R.G.LADD |  | NULL | NULL
AIR FAN - RETURN | NA | NULL | BM22007-88 | NULL | NULL
SWITCHBOARD MECHANICAL | NULL | NULL | NULL | NULL | NULL
AIR HANDLING UNIT | NA | NULL | NO DETAILS ON AHU | CHILLED WATER | 0
AIR HANDLING UNIT | NA | PARAGON | DBAH70021017 | CHILLED WATER | 12
AIR FAN - SUPPLY | NA | FANTECH | ILE504 | NULL | NULL
AIR FAN - RETURN | NA | NULL | ZBK22007-88 | NULL | NULL
HEATING HOT WATER PUMP | N/A | DAVEY | N/A | NULL | NULL
AUTO REFILL UNIT - CLOSED LOOP | 5008 | AUTOHEAT | ARU-2505 | NULL | NULL
HEAT EXCHANGER - WATER TO WAT | RUBBED OFF | BRITANNIA THERM | AS1210-1997 | NULL | NULL
HEATING HOT WATER PUMP | 1042675242 | WEG | 14316672 | NULL | NULL
DOSING POT (CLOSED LOOPS) | UNKNOWN | HYDRO CELL | NO DATA | NULL | NULL
FREEZER | 115SD88556 | NULL | E1766S0035 | R507 | 0.34
AIR HANDLING UNIT | N/A | CELMEC | NONE | CHILLED & HEATING WATER | 0
UPRIGHT DOUBLE DOOR FRIDGE | SF793012 | SKOPE | Activecore | R410A | 1.5
AIR HANDLING UNIT | NO SERIAL | WALKER | ASH23 | CHILLED & HEATING WATER | 0
SWITCHBOARD MECHANICAL | NULL | ROWE | NULL | NULL | NULL
AIR HANDLING UNIT | N/A | CELMEC | NONE | CHILLED & HEATING WATER | 0
AIR FAN - RETURN | F2008 | HALL THERMOTANK | 24 DIA | NULL | NULL
SWITCHBOARD MECHANICAL | NULL | ROWE | NULL | NULL | NULL
EXPANSION TANK (CLOSED LOOPS) | 232217 | PNEUMATEX | NA | NULL | NULL
AIR HANDLING UNIT | NO DATA PLANT | CUSTOM-BUILT | NOT DATA PLATE | CHILLED WATER | 0
AIR HANDLING UNIT | 0 | CUSTOM-BUILT | N/A | CHILLED WATER | 0
VARIABLE SPEED DRIVE | NA | NULL | VLT 6000 | NULL | NULL
AIR HANDLING UNIT | N/A | CELMEC | NONE | NA | 0
AIR HANDLING UNIT | NA | CUSTOM-BUILT | NO PLATE | CHILLED WATER | 0
EXPANSION TANK (CLOSED LOOPS) | NONE | PNEUMATEX | NA | NULL | NULL
AIR HANDLING UNIT | NA | NULL | NO PLATE | CHILLED WATER | 0
AUTO REFILL UNIT - CLOSED LOOP | UNK | AUTOHEAT | ARU2-30 | NULL | NULL
VARIABLE SPEED DRIVE | NA | DANFOSS | VLT600 | NULL | NULL
WATER TREATMENT PLANT | UNK | NULL | HYDRO 428 | NULL | NULL
AIR FAN - RETURN | 1041294446 | WEG | 310CT2017 | NULL | NULL
EXPANSION TANK (CLOSED LOOPS) | 82857-025 | DURAFLEX | 5150 | NULL | NULL
HEAT EXCHANGER - WATER TO WAT | NONE | BRITANNIA THERM | AS1210-1997 | NULL | NULL
HEAT EXCHANGER - WATER TO WAT | NA | BRITANNIA THERM | NA | NULL | NULL
EXPANSION TANK (CLOSED LOOPS) | 82857-017 | DURAFLEX | DJ150 | NULL | NULL
HEATING HOT WATER PUMP | NONE | TECO | AEHBKG040020FMTT | NULL | NULL
AIR HANDLING UNIT | PAINTED OVER | CELMEC | NONE | CHILLED WATER | 0
AUTO REFILL UNIT - CLOSED LOOP | NA | GRUNFOSS | NA | NULL | NULL
AIR HANDLING UNIT | NONE | CELMEC | NONE | CHILLED WATER | 0
SWITCHBOARD MECHANICAL | NULL | R.G.LADD | NULL | NULL | NULL
AIR FAN - RETURN | NA | HALL THERMOTANK | 24 DIA | NULL | NULL
AIR HANDLING UNIT | N/A | CUSTOM-BUILT | N/A | CHILLED WATER | 0
AIR FAN - RETURN | 0 | BROOK CROMPTON | 50E.464 | NULL | NULL
AIR HANDLING UNIT | N/A | CELMEC | N/A | CHILLED & HEATING WATER | 0
AIR HANDLING UNIT | NO LABEL | CELMEC | NONE | CHILLED & HEATING WATER | 0
INLINE MOTOR PUMP | NULL | TECO | NULL | NULL | NULL
CONDENSER WATER PUMP | NULL | REGENT PUMPS | NULL | NULL | NULL
VARIABLE SPEED DRIVE | XAH404-000267 | SIEMENS | PM230 | NULL | NULL
COOLING TOWER | NULL | AQUA COOL TOWER | NULL | NULL | NULL
SWITCHBOARD MECHANICAL | NULL | NULL | NULL | NULL | NULL
VARIABLE SPEED DRIVE | NULL | SIEMENS | 15KW | NULL | NULL
VARIABLE SPEED DRIVE | NULL | ABB | 15KW | NULL | NULL
HEATING HOT WATER PUMP | 1 | GRUNDFOS | A99186690P11643 | NULL | NULL
FAN COIL UNIT - DUCTED | 30325 | TEMPERZONE | IMD280-4/1 | NA | 0
SWITCHBOARD MECHANICAL | NULL | NULL | NULL | NULL | NULL
AIR FAN - SUPPLY | NULL | TECO | TECO | NULL | NULL
HEATING HOT WATER PUMP | 2 | GRUNDFOS | A99186690P11643 | NULL | NULL
VRV DUCTED SPLIT | E000000 | DAIKIN | RZYQ8PY1 | R410A | 14
VRV DUCTED SPLIT | A000507 | DAIKIN | RXQ71FV4A | R410A | 2
SWITCHBOARD MECHANICAL | NULL | NULL | NULL | NULL | NULL
AIR FAN - SUPPLY | NULL | WEG | WEG | NULL | NULL
PACKAGE AC - WATER SOURCED | NULL | HITACHI | NULL | R22 | 9
VARIABLE SPEED DRIVE |  | ABB | ACH550-01-06A9-4+B055 | NULL | NULL
VARIABLE SPEED DRIVE |  | ABB | ACH550-01-06A9-4+B055 | NULL | NULL
VARIABLE SPEED DRIVE |  | ABB | ACH550-01-06A9-4+B055 | NULL | NULL
PACKAGE AC - WATER SOURCED | NULL | DB INDUSTRIES | NULL | R22 | 1.7
AIR HANDLING UNIT | N/A | NULL | N/A | CHILLED & HEATING WATER | 0
FAN COIL UNIT - DUCTED | 80382 | TEMPERZONE | IMD280-4/1 | NA | 0
PACKAGE AC - WATER SOURCED | NULL | DB INDUSTRIES | NULL | R22 | 1.7
PACKAGE AC - WATER SOURCED | NULL | DB INDUSTRIES | NULL | R22 | 1.7
PACKAGE AC - WATER SOURCED | NULL | DB INDUSTRIES | NULL | R22 | 1.7
HEAT EXCHANGER - WATER TO WAT | NULL | NULL | APV BELL BRYANT W842 | NULL | NULL
HEAT EXCHANGER - WATER TO WAT | NULL | NULL | ALFA LAVAL | NULL | NULL
VARIABLE SPEED DRIVE | NULL | ABB | 37KW | NULL | NULL
SMOKE EXHAUST FAN | NA | FANTECH | 125618A23B | NULL | NULL
CRAC UNIT | NULL | STULZ | NULL | R22 | 7
SWITCHBOARD MECHANICAL | NULL | NULL | NULL | NULL | NULL
PACKAGE AC - WATER SOURCED | NULL | HITACHI | NULL | R22 | 7
SWITCHBOARD MECHANICAL | NULL | NULL | NULL | NULL | NULL
VARIABLE SPEED DRIVE |  | SIEMENS |  | NULL | NULL
TOILET EXHAUST FAN | NULL | FANTECH | NULL | NULL | NULL
VARIABLE SPEED DRIVE | 0 | SIEMENS | 37KW | NULL | NULL
HEATING HOT WATER PUMP | 3312500097 | TECO | BS4999 | NULL | NULL
VARIABLE SPEED DRIVE | 0 | SIEMENS | 37KW | NULL | NULL
VARIABLE SPEED DRIVE | 0 | SIEMENS | 37KW | NULL | NULL
HEAT EXCHANGER - WATER TO WAT | 8179 | CEG | BEU20 D/2 | NULL | NULL
VARIABLE SPEED DRIVE | 41846A0216 | ABB | ACH580-01-07A3-4+B056 | NULL | NULL
VARIABLE SPEED DRIVE |  | SIEMENS |  | NULL | NULL
VARIABLE SPEED DRIVE | 224936G024 | DANFOSS | VLT6002HT | NULL | NULL
VARIABLE SPEED DRIVE | 175Z7047 | DANFOSS | VLT6002HT | NULL | NULL
VARIABLE SPEED DRIVE | 175Z7050 | DANFOSS | VLT6002HT | NULL | NULL
AIR FAN - OUTSIDE | NONE | BULLOCK | NONE | NULL | NULL
VARIABLE SPEED DRIVE | 3144805414 | ABB | SCN550-0105A4-4+BO55 | NULL | NULL
AIR FAN - SUPPLY | S35198 | NU AIR | SCDQ630/4DL | NULL | NULL
AIR COOLED SPLIT SYSTEM | A81801008VF | MHI | FDCA100VN | R410A | 3.8
VARIABLE SPEED DRIVE |  | SIEMENS |  | NULL | NULL
UNDER CEILING SPLIT SYSTEM | A81801288MF | MHI | FDCA125VNX | R410A | 4.5
HEATING HOT WATER PUMP | 3 | GRUNDFOS | A99186690P11643 | NULL | NULL
FIRE DAMPER | NULL | NULL | NULL | NULL | NULL
AIR DAMPER | 0 | BULLOCK | 0 | NULL | NULL
FIRE DAMPER |  | NULL |  | NULL | NULL
FIRE DAMPER |  | NULL |  | NULL | NULL
FIRE DAMPER |  | NULL |  | NULL | NULL
FIRE DAMPER |  | NULL |  | NULL | NULL
FIRE DAMPER |  | NULL |  | NULL | NULL
FIRE DAMPER |  | NULL |  | NULL | NULL
AIR DAMPER | 0 | BULLOCK | 0 | NULL | NULL
VARIABLE SPEED DRIVE | 3172700945 | NULL | SCN550-0105A4-4+BO55 | NULL | NULL
AIR FAN - OUTSIDE | NOT OBTAINABLE | JULIUS | NOT OBTAINABLE | NULL | NULL
BOILER - GAS ATMOSPHERIC | NULL | RHEEM | 621275N0 | NULL | NULL
BOILER - GAS ATMOSPHERIC | NULL | RHEEM | 621275N0 | NULL | NULL
BOILER - GAS ATMOSPHERIC | NULL | RHEEM | 621275N0 | NULL | NULL
DOMESTIC HOT WATER PUMP | TYPE: UPS 32-80 N 180 | GRUNDFOS | 95906448 | NULL | NULL
BOILER - GAS ATMOSPHERIC | CA0000000200030464 | CALDAIE | MONOLITE440JB | NULL | NULL
AIR FAN - OUTSIDE | 0 | JULIUS | AXIAL JULIUS 760 | NULL | NULL
SWITCHBOARD MECHANICAL | NULL | R.G.LADD | NULL | NULL | NULL
DOMESTIC HW UNIT (ELECTRIC) | 6116732 | RHEEM | 61331508 | NULL | NULL
DOMESTIC HW UNIT (ELECTRIC) | 6155290 | RHEEM | 61331508 | NULL | NULL
AIR FAN - RETURN | N/A | NULL | N/A | NULL | NULL
WATER PUMP | 52004301 | GRUNDFOS | UPS 25-80 180 | NULL | NULL
VARIABLE SPEED DRIVE | 3172700945 | ABB | SCN550-0105A4-4+BO55 | NULL | NULL
SWITCHBOARD MECHANICAL | N/A | NULL | N/A | NULL | NULL
AIR FAN - EXHAUST | NONE | RICHARDSON | NONE | NULL | NULL
BOILER - GAS ATMOSPHERIC | CA0000000200030465 | CALDAIE | MONOLITE440JB | NULL | NULL
MAKE UP PUMP | NULL | HYJET | HT370 | NULL | NULL
EXPANSION TANK (CLOSED LOOPS) | NULL | DURAFLEX | DR300 | NULL | NULL
VARIABLE SPEED DRIVE | NULL | ZENER | VFS9-4037PL-WN | NULL | NULL
VARIABLE SPEED DRIVE |  | ZENER | VFS9-4037PL-WN | NULL | NULL
AIR FAN - EXHAUST | 34966S | FANS DIRECT | SIC400-4D | NULL | NULL
AIR FAN - EXHAUST | NONE | FANS DIRECT | SIC355 4/D | NULL | NULL
SWITCHBOARD MECHANICAL |  | R.G.LADD |  | NULL | NULL
SWITCHBOARD MECHANICAL | NULL | R.G.LADD | NULL | NULL | NULL
SWITCHBOARD MECHANICAL |  | R.G.LADD |  | NULL | NULL
AUTO TRANSFER SWITCH | NULL | MEDALLION ELECT | NULL | NULL | NULL
SWITCHBOARD DISTRIBUTION | NULL | MEDALLION ELECT | NULL | NULL | NULL
SWITCHBOARD DISTRIBUTION | NULL | R.G.LADD | NULL | NULL | NULL
VARIABLE SPEED DRIVE |  | ABB | ACH550-01-045A-4+B055 | NULL | NULL
VARIABLE SPEED DRIVE |  | ABB | ACH550-01-045A-4+B055 | NULL | NULL
GAS METER | 89S5595865 | NULL | AL-500 | NULL | NULL
COOLING TOWER | NULL | BALTIMORE | NULL | NULL | NULL
AIR FAN - SUPPLY | 152105 | FANTECH | AP020-10-28 | NULL | NULL
COOLING TOWER | NULL | BALTIMORE | NULL | NULL | NULL
DUCTED SPLIT SYSTEM | 728901 | TEMPERZONE | OSA 200RKTH | R410A | 0
DUCTED SPLIT SYSTEM | 18M01420 | MITSUBISHI | PEA-RP140EAQ | R410A | 0
PACKAGE AC - WATER SOURCED | 620 | DB INDUSTRIES | WCP220CH | R22 | 6.4
PACKAGE AC - WATER SOURCED | 890901 | TEMPERZONE | HWP 191RKT | R410A | 3.2
PACKAGE AC - WATER SOURCED | 894313 | TEMPERZONE | HWP 225RKT | R410A | 3.5
PACKAGE AC - WATER SOURCED | 803850 | TEMPERZONE | HWP 141CEKT | R410A | 3
PACKAGE AC - WATER SOURCED | 892337 | TEMPERZONE | HWP 118RKT | R410A | 2
PACKAGE AC - WATER SOURCED | 892593 | TEMPERZONE | HWP 141RKT | R410A | 2.1
PACKAGE AC - WATER SOURCED | 890593 | TEMPERZONE | HWP 118RKT | R410A | 2
PACKAGE AC - WATER SOURCED | UNKNOWN | TEMPERZONE | HWP ?RKT | R410A | 2
PACKAGE AC - WATER SOURCED | 883730 | TEMPERZONE | HWP 59RKS | R410A | 1.05
PACKAGE AC - WATER SOURCED | 890589 | TEMPERZONE | HWP 118RKT | R410A | 2
PACKAGE AC - WATER SOURCED | UNKNOWN | UNKNOWN | UNKNOWN | NA | 0
PACKAGE AC - WATER SOURCED | 613235 | TEMPERZONE | HWP 235CE | R22 | 4
PACKAGE AC - WATER SOURCED | 890591 | TEMPERZONE | HWP 118RKT | R410A | 2
PACKAGE AC - WATER SOURCED | 882589 | TEMPERZONE | HWP 141RKT | R410A | 2.1
AIR FAN - OUTSIDE | 126675 | FANTECH | APO80CA | NULL | NULL
VARIABLE SPEED DRIVE | 3R01516 | ZENER | MSC3R15 | NULL | NULL
DUCTED SPLIT SYSTEM | 287847 | APAC | X3010 | NA | 0
DUCTED SPLIT SYSTEM | 287849 | APAC | X4511 | NA | 0
AIR FAN - OUTSIDE | S63142808 | FANTECH | ELTA2 | NULL | NULL
AIR FAN - RETURN | N/A | WOODS | N/A | NULL | NULL
FAN COIL UNIT - DUCTED | CECM 001549E1 001 | WALKER | CMLV300 S | CHILLED WATER | 300
FIRE DAMPER |  | NULL |  | NULL | NULL
WALL MOUNTED SPLIT SYSTEM | C00204011 | FUJITSU | AOT14RGD | NA | 0
AIR FAN - EXHAUST (DOMESTIC) | N/A | AIRFLOW | N/A | NULL | NULL
KITCHEN EXHAUST FAN | NA | AIRFLOW | NA | NULL | NULL
AIR COOLED SPLIT SYSTEM | 317904332 | MITSUBISHI | SRK50ZJ-S1 | NULL | NULL
ELECTRIC DUCT HEATER | N/A | NULL | N/A | NULL | NULL
ELECTRIC DUCT HEATER | N/A | NULL | N/A | NULL | NULL
ELECTRIC DUCT HEATER |  | NULL | null | NULL | NULL
TOILET EXHAUST FAN | FANTECH | FANTECH | FANTECH | NULL | NULL
WALL MOUNTED SPLIT SYSTEM | E025699 | DAIKIN | FTXS71LVMA | R410A | 2
ROOM AIR CONDITIONING UNIT | N/A | KELVINATOR | N/A | NA | 0
WALL MOUNTED SPLIT SYSTEM | E013887 | DAIKIN | FTXS3SVEMA | R410A | 2
WALL MOUNTED SPLIT SYSTEM | 600189T | MITSUBISHI | MSZ-A09YV | R410A | 0.8
ROOM AIR CONDITIONING UNIT | KELVINATOR | KELVINATOR | KELVINATOR | R410A | 2
WALL MOUNTED SPLIT SYSTEM | E048648 | DAIKIN | FTXS71LVMA | R410A | 2
WALL MOUNTED SPLIT SYSTEM | E048654 | DAIKIN | FTXS71LVMA | R410A | 5
WALL MOUNTED SPLIT SYSTEM | N/A | DAIKIN | FHYC100 | NA | 0
WALL MOUNTED SPLIT SYSTEM | N/A | DAIKIN | FHYC100 | NA | 0
AIR CURTAIN | NA | TECO | TECO | NULL | NULL
RCD PANEL | MERLIN | NULL | MERLIN | NULL | NULL
AIR FAN - SUPPLY | NULL | FANS DIRECT | ICQ 500-4EE | NULL | NULL
BOILING/CHILLED WATER UNIT | 2011120830126 | ZIP HYDROTAP | BCH 160/125 | NULL | NULL
PACKAGED AIR CONDITIONING UNIT | 147636 | APAC | H2500 | R22 | 8.6
PACKAGED AIR CONDITIONING UNIT | 147335 | APAC | H55000 | R22 | 12.4
PACKAGED AIR CONDITIONING UNIT | 147338 | APAC | H55000 | R22 | 12.4
PACKAGED AIR CONDITIONING UNIT | 147566 | APAC | H2500 | R22 | 8.6
PACKAGED AIR CONDITIONING UNIT | 147565 | APAC | H2500 | R22 | 8.61
PACKAGED AIR CONDITIONING UNIT | 147336 | APAC | H55000 | R22 | 12.4
PACKAGED AIR CONDITIONING UNIT | 147337 | APAC | H55000 | R22 | 12.4
AIR CURTAIN | NULL | NULL | NULL | NULL | NULL
AIR CURTAIN | NULL | NULL | NULL | NULL | NULL
AIR CURTAIN | NULL | NULL | NULL | NULL | NULL
AIR CURTAIN | NULL | NULL | NULL | NULL | NULL
AIR CURTAIN | NULL | NULL | NULL | NULL | NULL
AIR CURTAIN | NULL | NULL | NULL | NULL | NULL
AIR CURTAIN | NULL | NULL | NULL | NULL | NULL
AIR CURTAIN | NULL | NULL | NULL | NULL | NULL
AIR FAN - EXHAUST | NONE | FANTECH | NONE | NULL | NULL
SWITCHBOARD MECHANICAL | NULL | NULL | NULL | NULL | NULL
SWITCHBOARD MECHANICAL | NULL | R.G.LADD | NULL | NULL | NULL
SWITCHBOARD MECHANICAL | NULL | R.G.LADD | NULL | NULL | NULL
DOMESTIC HW UNIT (ELECTRIC) | 16060699 | RHEEM | 613315 | NULL | NULL
AIR HANDLING UNIT | 0 | NULL | F-5FE.437 | CHILLED WATER | 0
AIR FAN - OUTSIDE | 11360 | PARAGON | DBAH10C | NULL | NULL
VARIABLE SPEED DRIVE | 320841G086 | DANFOSS | 175Z7047 | NULL | NULL
AIR FAN - RETURN | E2006 | HALL THERMOTANK | 24 DIA | NULL | NULL
DUCTED SPLIT SYSTEM | 61304 | TEMPERZONE | ISD 250Q | R22 | 0
ELECTRIC DUCT HEATER | 17376 EDH-G1 | NULL | N/A | NULL | NULL
PACKAGE AC - WATER SOURCED | 910607 | TEMPERZONE | HWP 98RKS | R410A | 2.1
PACKAGE AC - WATER SOURCED | 890009 | TEMPERZONE | HWP 171RKT | R410A | 2.15
PACKAGE AC - WATER SOURCED | 890590 | TEMPERZONE | HWP 118RKT | R410A | 2
PACKAGE AC - WATER SOURCED | 890588 | TEMPERZONE | HWP 118RKT | R410A | 2
PACKAGE AC - WATER SOURCED | 888026 | TEMPERZONE | HWP 79RKS | R410A | 1.4
PACKAGE AC - WATER SOURCED | 595134 | TEMPERZONE | HWP 120CE | R22 | 4
PACKAGE AC - WATER SOURCED | 892385 | TEMPERZONE | HWP 191RKT | R410A | 3.2
PACKAGE AC - WATER SOURCED | 15-382 | BLAICO | SWCH-15 | R22 | 1.85
PACKAGE AC - WATER SOURCED | 888450 | TEMPERZONE | HWP 98RKS | R410A | 2.1
FAN COIL UNIT - DUCTED | NA | OTHER | SA-210H(S) | CHILLED WATER | 0
FAN COIL UNIT - DUCTED | NA | OTHER | SA-210H(S) | CHILLED WATER | 0
SWITCHBOARD MECHANICAL | NULL | R.G.LADD | NULL | NULL | NULL
PACKAGE AC - WATER SOURCED | 851301 | TEMPERZONE | HWP77RKSY | R410A | 2.7
EXPANSION TANK (CLOSED LOOPS) | 0 | DURAFLEX | DR400-3 | NULL | NULL
PACKAGE AC - WATER SOURCED | 79818 | TEMPERZONE | CWP0096CEKSN | R410A | 5
VARIABLE SPEED DRIVE | 9446040 | ZENER | VSC-G30 | NULL | NULL
AIR FAN - OUTSIDE | 510527 | FANTECH | APO402AP5B005 | NULL | NULL
FAN COIL UNIT - DUCTED | LT080001501001 | WALKER | CMLH900-S | CHILLED WATER | 0
SWITCHBOARD MECHANICAL | NULL | NULL | NULL | NULL | NULL
FAN COIL UNIT - DUCTED | LT080001513001 | WALKER | CMLH1400-S | CHILLED WATER | 0
HEATING HOT WATER PUMP | H16C317TS015 | GRUNDFOS | 132M-4-38FF265-G1 | NULL | NULL
AIR FAN - SUPPLY | NULL | PHOENIX FANS | NULL | NULL | NULL
VARIABLE SPEED DRIVE | 0 | ABB | 55KW | NULL | NULL
AIR FAN - SUPPLY | NULL | PHOENIX FANS | NULL | NULL | NULL
VARIABLE SPEED DRIVE | 031124G297 | DANFOSS | FC102P7 | NULL | NULL
VARIABLE SPEED DRIVE | NULL | SIEMENS | 5.5KW | NULL | NULL
DUCTED SPLIT SYSTEM | 848785 | TEMPERZONE | ISD 159KY-DL | R410A | 4
SWITCHBOARD MECHANICAL | 0 | HVAC | UNKNOWN | NULL | NULL
PACKAGE AC - WATER SOURCED | 102527 | TEMPERZONE | CWP0890RKT ENG | R410A | 5.7
PACKAGE AC - WATER SOURCED | 102528 | TEMPERZONE | CWP0890 RKT-ENG | R410A | 5.7
AIR COOLED SPLIT SYSTEM | 844006 | TEMPERZONE | OSA159RKTH | R410A | 5.55
FAN COIL UNIT - DUCTED | LT08 00015H3 001 | WALKER | CMLH1400-S | CHILLED WATER | 0
AIR COOLED SPLIT SYSTEM | 60288632 | HITACHI | RAS2.5HVNP | R410A | 1.6
VARIABLE SPEED DRIVE | 138306A353 | DANFOSS | FC101PK | NULL | NULL
VARIABLE SPEED DRIVE | 030924G297 | DANFOSS | FC102P5 | NULL | NULL
VARIABLE SPEED DRIVE | 029624G297 | DANFOSS | FC102P1 | NULL | NULL
AIR FAN - RETURN | PN265643A | PACIFIC HVAC | 0AC90HL30P-4JSF | NULL | NULL
FAN COIL UNIT - DUCTED | NA | WALKER | CMLH1400-S | CHILLED WATER | 0
AIR FAN - EXHAUST | 07RN1032 | S&P | TD-800/200 | NULL | NULL
FAN COIL UNIT - DUCTED | L208 00015W1 001 | WALKER | CMLH900 S | CHILLED WATER | 0
BACKFLOW PREVENTION DEVICE RPZ | 201743 | AUTOHEAT | ARU2-303 | NULL | NULL
DOSING POT (CLOSED LOOPS) | UNK | NULL | HYDRO 428 | NULL | NULL
AUTO REFILL UNIT - CLOSED LOOP | UNK | AUTOHEAT | NA | NULL | NULL
EXPANSION TANK (CLOSED LOOPS) | UNK | DURAFLEX | 1400505 | NULL | NULL
HEAT EXCHANGER - WATER TO WAT | 770.2 | BRITANNIA THERM | BEU 16A/4 | NULL | NULL
HEATING HOT WATER PUMP | 12H92S001 | SOUTHERN CROSS | 50 32 200 | NULL | NULL
AIR FAN - EXHAUST | 94339 | FANTECH | AP125-19-190 | NULL | NULL
AIR FAN - EXHAUST | N/A | FANTECH | AP125-19-190 | NULL | NULL
AIR FAN - EXHAUST | N/A | FANTECH | AP125-19-190 | NULL | NULL
AIR FAN - EXHAUST | N/A | FANTECH | AP125-19-190 | NULL | NULL
AIR FAN - EXHAUST | ?? | FANTECH | ?? | NULL | NULL
AUTO REFILL UNIT - CLOSED LOOP | N/A | AUTOHEAT | ARU2-30 | NULL | NULL
EXPANSION TANK (CLOSED LOOPS) | 2010532540 | PNEUMATEX | PNU400.3 | NULL | NULL
HEATING HOT WATER PUMP | 9402628 | AJAX | 21043P E80-32 | NULL | NULL
HEATING HOT WATER PUMP | N/A | GRUNDFOS | 80B4-19FF165-C | NULL | NULL
HEATING HOT WATER PUMP | N/A | GRUNDFOS | 80B4-19FF165-C | NULL | NULL
HEAT EXCHANGER - WATER TO WAT | 8644 | BRITANNIA THERM | BEU20G4 | NULL | NULL
WATER TREATMENT PLANT | UNK | HYDRO CELL | HYDRO 428 | NULL | NULL
VARIABLE SPEED DRIVE | 218425G193 | DANFOSS | 131B3319 | NULL | NULL
HEAT EXCHANGER - WATER TO WAT | 17008 | BRITANNIA THERM | AS1210-2010 | NULL | NULL
VARIABLE SPEED DRIVE | 9446062 | ZENER | VSC-G30 | NULL | NULL
VARIABLE SPEED DRIVE | 9446039 | ZENER | VSC-G30 | NULL | NULL
VARIABLE SPEED DRIVE | 9446046 | ZENER | VSC-G30 | NULL | NULL
AIR FAN - OUTSIDE | 99496 | FANTECH | ILD566 | NULL | NULL
AIR FAN - EXHAUST | 99496 | FANTECH | ILD456 | NULL | NULL
SWITCHBOARD MECHANICAL | NULL | SONMEC | NULL | NULL | NULL
SWITCHBOARD MECHANICAL | NULL | NULL | NULL | NULL | NULL
SWITCHBOARD MECHANICAL | NULL | AXIAL | NULL | NULL | NULL
SWITCHBOARD MECHANICAL | NULL | AXIAL | NULL | NULL | NULL
VARIABLE SPEED DRIVE | 3111304153 | ABB | ACH550-01-038A | NULL | NULL
VARIABLE SPEED DRIVE | 9446042 | ZENER | VSC-G38 | NULL | NULL
VARIABLE SPEED DRIVE | 9446044 | ZENER | VSC-G38 | NULL | 0
VARIABLE SPEED DRIVE | 4262520001 | EMERSON | BA3401-E12/E54 | NULL | NULL
VARIABLE SPEED DRIVE | 3111105577 | ABB | ACH550-01-038A | NULL | NULL
VARIABLE SPEED DRIVE | 1160700043 | ABB | ACH550-01-038A | NULL | NULL
VARIABLE SPEED DRIVE | 3111903160 | ABB | ACH550-01-038A | NULL | NULL
AIR HANDLING UNIT | 13135 | PARAGON | DBAH600 | CHILLED & HEATING WATER | 0
EXPANSION TANK (CLOSED LOOPS) |  | DURAFLEX | 200L | NULL | NULL
SWITCHBOARD MECHANICAL | NULL | NULL | NULL | NULL | NULL
VARIABLE SPEED DRIVE | G0844089 | ZENER | MSC-3R23 | NULL | NULL
AIR FAN - EXHAUST | 265629A | PACIFIC HVAC | ICQ4T04DD | NULL | NULL
SWITCHBOARD MECHANICAL | NULL | NULL | NULL | NULL | NULL
AIR FAN - RETURN | 369598 | FANTECH | APS0804GA6/30 | NULL | NULL
DOSING POT (CLOSED LOOPS) |  | NULL | null | NULL | NULL
DOSING POT (CLOSED LOOPS) | N/A | HYDROHEAT | N/A | NULL | NULL
MAKE UP TANK | NA | HHW | NA | NULL | NULL
AIR HANDLING UNIT | 13136 | PARAGON | DBAH400 | CHILLED & HEATING WATER | 0
AUTO REFILL UNIT - CLOSED LOOP | 9704 | AUTOHEAT | ARU2-505 | NULL | NULL
HEAT EXCHANGER - WATER TO WAT | 14048 | BRITANNIA THERM | AS1210 | NULL | NULL
CHILLED WATER PUMP | 6047 | GRUNDFOS | MGE160MD2 | NULL | NULL
HEATING HOT WATER PUMP | 1084 | GRUNFOSS | MGE112MC2 | NULL | NULL
AIR FAN - EXHAUST | 09TG4253 | S&P | TD-2000/315 | NULL | NULL
AIR HANDLING UNIT | 13137 | PARAGON | DBAH600 | CHILLED WATER | 0
VARIABLE SPEED DRIVE | 3163208545 | ABB | ACH550-01-087A | NULL | NULL
VARIABLE SPEED DRIVE | UNKNOWN | DANFOSS | UNKNOWN | NULL | NULL
CHILLED WATER PUMP | M334°7-7 | BKB GROUP | NK125-315/317 | NULL | NULL
VARIABLE SPEED DRIVE | 129125G193 | DANFOSS | 131B5664 | NULL | NULL
AIR FAN - RETURN | MISSING | FANTECH | MISSING | NULL | NULL
CHILLED WATER PUMP | H33497-8 | BKB GROUP | NK125-315/317 | NULL | NULL
AIR HANDLING UNIT | 13138 | PARAGON | DBAH500 | CHILLED WATER | 0
AIR HANDLING UNIT | MISSING | PARAGON | MISSING | CHILLED WATER | 0
AIR FAN - RETURN | U7527 | PACIFIC HVAC | AX10WX09A-4LSF | NULL | NULL
SWITCHBOARD MECHANICAL | NULL | ACSON | NULL | NULL | NULL
SWITCHBOARD MECHANICAL | NULL | ACSON | NULL | NULL | NULL
AIR FAN - EXHAUST | N/A | FANTECH | TD-2000/315 | NULL | NULL
VARIABLE SPEED DRIVE | 047025G287 | DANFOSS | FC-102P1 | NULL | NULL
FIRE DAMPER | NULL | NULL | NULL | NULL | NULL
FIRE DAMPER |  | NULL |  | NULL | NULL
FIRE DAMPER | NULL | NULL | NULL | NULL | NULL
FIRE DAMPER | NULL | NULL | NULL | NULL | NULL
FIRE DAMPER | NULL | NULL | NULL | NULL | NULL
FIRE DAMPER | NULL | NULL | NULL | NULL | NULL
FIRE DAMPER | NULL | NULL | NULL | NULL | NULL
FIRE DAMPER | NULL | NULL | NULL | NULL | NULL
FIRE DAMPER | NULL | NULL | NULL | NULL | NULL
FIRE DAMPER | NULL | NULL | NULL | NULL | NULL
FIRE DAMPER | NULL | NULL | NULL | NULL | NULL
FIRE DAMPER | NULL | NULL | NULL | NULL | NULL
FIRE DAMPER |  | NULL |  | NULL | NULL
FIRE DAMPER | NULL | NULL | NULL | NULL | NULL
FIRE DAMPER | NULL | NULL | NULL | NULL | NULL
FIRE DAMPER | NULL | NULL | NULL | NULL | NULL
FIRE DAMPER | NULL | NULL | NULL | NULL | NULL
FIRE DAMPER | NULL | NULL | NULL | NULL | NULL
FIRE DAMPER | NULL | NULL | NULL | NULL | NULL
FIRE DAMPER | NULL | NULL | NULL | NULL | NULL
DUCTED SPLIT SYSTEM | 267806 | NULL | SRA190E-0100 | R410A | 4
KITCHEN EXHAUST FAN | UNKNOWN | UNKNOWN | UNKNOWN | NULL | NULL
FAN COIL UNIT - DUCTED | 619 | DB INDUSTRIES | CC2600 | CHILLED WATER | 0
PACKAGE AC - WATER SOURCED | 892592 | TEMPERZONE | HWP 141RKT | R410A | 2.1
PACKAGE AC - WATER SOURCED | 888027 | TEMPERZONE | HWP 79RKS | R410A | 1.45
DUCTED SPLIT SYSTEM | 21M00051 | MITSUBISHI | PEA-RP125EAQ | R410A | 0
PACKAGE AC - WATER SOURCED | 885683 | TEMPERZONE | HWP 171FKT | R410A | 2.15
PACKAGE AC - WATER SOURCED | 888612 | TEMPERZONE | HWP 171RKT | R410A | 2.15
DUCTED SPLIT SYSTEM | C433110061 | PANASONIC | CS-A50BD1P | R22 | 4
DUCTED SPLIT SYSTEM | 398565 | NULL | SRV171E-0100-X066 | R410A | 4
ELECTRIC DUCT HEATER | A13 | NULL | EDH S-1 | NULL | NULL
COOLING TOWER | M1236 | AQUA COOL TOWER | MSS100SLN | NULL | NULL
COOLING TOWER | M1236 | AQUA COOL TOWER | MSS100SLN | NULL | NULL
VARIABLE SPEED DRIVE | G0839085 | ZENNER | MSC-3R11 | NULL | NULL
VARIABLE SPEED DRIVE | G0740092 | ZENNER | MSC-3R11 | NULL | NULL
CONDENSER WATER PUMP | AF7575 | KELLY & LEWIS | 70 | NULL | NULL
CONDENSER WATER PUMP | AL7044 | KELLY & LEWIS | 70 | NULL | NULL
CIRCULATING PUMP | 18-02-00043 | NULL | 413 | NULL | NULL
SWITCHBOARD MECHANICAL |  | OTHER |  | NULL | NULL
SWITCHBOARD MECHANICAL |  | OTHER |  | NULL | NULL
AIR HANDLING UNIT | 03C106940 | CARRIER | 39BA100 | CHILLED WATER | 0
AIR HANDLING UNIT | 03C105941 | CARRIER | 39BA080 | CHILLED WATER | 0
AIR HANDLING UNIT | 03C105942 | CARRIER | 39BA100 | CHILLED WATER | 0
SWITCHBOARD MECHANICAL |  | ELDON |  | NULL | NULL
FAN COIL UNIT - DUCTED | N/A | MULLER | N/A | CHILLED WATER | 0
ELECTRIC DUCT HEATER | N/A | NULL | N/A | NULL | NULL
ELECTRIC DUCT HEATER | N/A | NULL | N/A | NULL | NULL
ELECTRIC DUCT HEATER | N/A | NULL | N/A | NULL | NULL
ELECTRIC DUCT HEATER | N/A | NULL | N/A | NULL | NULL
ELECTRIC DUCT HEATER | N/A | NULL | N/A | NULL | NULL
ELECTRIC DUCT HEATER | N/A | NULL | N/A | NULL | NULL
ELECTRIC DUCT HEATER | N/A | NULL | N/A | NULL | NULL
ELECTRIC DUCT HEATER | N/A | NULL | N/A | NULL | NULL
ELECTRIC DUCT HEATER | N/A | NULL | N/A | NULL | NULL
ELECTRIC DUCT HEATER | N/A | NULL | N/A | NULL | NULL
ELECTRIC DUCT HEATER | N/A | NULL | N/A | NULL | NULL
ELECTRIC DUCT HEATER | N/A | NULL | N/A | NULL | NULL
ELECTRIC DUCT HEATER | N/A | NULL | N/A | NULL | NULL
ELECTRIC DUCT HEATER | N/A | NULL | N/A | NULL | NULL
ELECTRIC DUCT HEATER | N/A | NULL | N/A | NULL | NULL
ELECTRIC DUCT HEATER | N/A | NULL | N/A | NULL | NULL
ELECTRIC DUCT HEATER | N/A | NULL | N/A | NULL | NULL
ELECTRIC DUCT HEATER | N/A | NULL | N/A | NULL | NULL
AIR FAN - RETURN | N/A | NULL | N/A | NULL | NULL
AIR HANDLING UNIT | NO SUPPLIED SERIAL NUMBER FRM MANUFACTURE | CARRIER | 39BA110 | CHILLED WATER | 0
AIR HANDLING UNIT | 03C103938 | CARRIER | 39BA080 | CHILLED WATER | 0
SWITCHBOARD MECHANICAL |  | OTHER |  | NULL | NULL
SWITCHBOARD MECHANICAL | NULL | NULL | NULL | NULL | NULL
SWITCHBOARD MECHANICAL |  | OTHER |  | NULL | NULL
AIR COOLED SPLIT SYSTEM | E047810 | DAIKIN | RXS50LVMA | R410A | 1.8
BMS | NULL | NULL | NULL | NULL | NULL
TOILET EXHAUST FAN | NONE | RICHARDSON | NONE | NULL | NULL
SWITCHBOARD MECHANICAL |  | ELDON |  | NULL | NULL
TOILET EXHAUST FAN | NONE | RICHARDSON | NONE | NULL | NULL
HEATING WATER STORAGE VESSEL | NONE | RICHARDSON | COPPER | NULL | NULL
CHILLER - SCREW | EKN0655 | TRANE | RTWB207 | R134A | 78
CHILLED WATER PUMP | PPEE4222 | AQUA | AQUAP540-26-S10 | NULL | NULL
SWITCHBOARD MECHANICAL |  | OTHER |  | NULL | NULL
ELECTRIC DUCT HEATER | N/A | NULL | N/A | NULL | NULL
ELECTRIC DUCT HEATER | N/A | NULL | N/A | NULL | NULL
ELECTRIC DUCT HEATER | N/A | NULL | N/A | NULL | NULL
SWITCHBOARD MECHANICAL |  | AERO |  | NULL | NULL
ELECTRIC DUCT HEATER | N/A | NULL | N/A | NULL | NULL
ELECTRIC DUCT HEATER | N/A | NULL | N/A | NULL | NULL
VARIABLE SPEED DRIVE | 3124101024 | ABB | ACH550-01-08A-4+B055 | NULL | NULL
ELECTRIC DUCT HEATER | N/A | NULL | N/A | NULL | NULL
HEAT EXCHANGER - WATER TO WAT | NA | NULL | NA | NULL | NULL
ELECTRIC DUCT HEATER | N/A | NULL | N/A | NULL | NULL
ELECTRIC DUCT HEATER | N/A | NULL | N/A | NULL | NULL
ELECTRIC DUCT HEATER | N/A | NULL | N/A | NULL | NULL
CHILLER - SCREW | U02B05977 | TRANE | RTHC-1B2U0G0C2L4D2LF00000 | R134A | 204.11
ELECTRIC DUCT HEATER | N/A | NULL | N/A | NULL | NULL
ELECTRIC DUCT HEATER | N/A | NULL | N/A | NULL | NULL
ELECTRIC DUCT HEATER | N/A | NULL | N/A | NULL | NULL
ELECTRIC DUCT HEATER | N/A | NULL | N/A | NULL | NULL
ELECTRIC DUCT HEATER | N/A | NULL | N/A | NULL | NULL
CHILLED WATER PUMP | B813044002 | TAC | D 160L | NULL | NULL
ELECTRIC DUCT HEATER | N/A | NULL | N/A | NULL | NULL
ELECTRIC DUCT HEATER | N/A | NULL | N/A | NULL | NULL
AIR FAN - SUPPLY | NA | WOODS | NA | NULL | NULL
AIR FAN - SUPPLY | NA | WOODS | NA | NULL | NULL
HEATING HOT WATER PUMP | SPA52155W | REGENT PUMPS | F80X50-250-T41M | NULL | NULL
FIRE BLANKET |  | NULL |  | NULL | NULL
VRV DUCTED SPLIT | 8664 | DAIKIN | DMS502B51 | NA | 0
TOILET EXHAUST FAN | NONE | RICHARDSON | NONE | NULL | NULL
TOILET EXHAUST FAN | NONE | RICHARDSON | NONE | NULL | NULL
VRF DUCTED SPLIT | 29517-019 | MITSUBISHI | BAC-HD150 | NA | 0
ELECTRIC DUCT HEATER | N/A | NULL | N/A | NULL | NULL
ELECTRIC DUCT HEATER | N/A | NULL | N/A | NULL | NULL
ELECTRIC DUCT HEATER | N/A | NULL | N/A | NULL | NULL
ELECTRIC DUCT HEATER | N/A | NULL | N/A | NULL | NULL
WALL MOUNTED SPLIT SYSTEM | 6003591 T | MITSUBISHI | MUZ-GE60VAD | R410A | 1.55
ELECTRIC DUCT HEATER | N/A | NULL | N/A | NULL | NULL
ELECTRIC DUCT HEATER | N/A | NULL | N/A | NULL | NULL
DUCTED SPLIT SYSTEM | 25L466439 | CARRIER | 38QRT036 91125 | R22 | 1
FREEZER |  | KIRBY | null | NA | 0
FRIDGE |  | KIRBY | null | NA | 0
CATHODIC PROTECTION | 7 | NULL | CE101A | NULL | NULL
CATHODIC PROTECTION | 7 | NULL | CE101A | NULL | NULL
HEAT PUMP SPLIT SYSTEM | E019795 | DAIKIN | RXS95LVMA | R410A | 3.2
HEAT EXCHANGER - WATER TO WAT | 13054 | BRITANNIA THERM | HEAT EXCHANGER | NULL | NULL
EXPANSION TANK (CLOSED LOOPS) | 13N0207 90753 | AUTOHEAT | 300 LITRE HOT WATER | NULL | NULL
HEAT EXCHANGER - WATER TO WAT | N/A | BRITANNIA THERM | N/A | NULL | NULL
AIR FAN - SUPPLY | 0 | EMAIL | CANT READ | NULL | NULL
AIR FAN - SUPPLY | 0 | RICHARDSON | 445GPD | NULL | NULL
VARIABLE SPEED DRIVE | N/A | ABB | ACH550 | NULL | NULL
AIR HANDLING UNIT | N/A | RICHARDSON | 445GPD | CHILLED & HEATING WATER | 0
AIR FAN - SUPPLY | NA | RICHARDSON | 245CPD | NULL | NULL
TOILET EXHAUST FAN | 785561 | FANTECH | PUD634DD | NULL | NULL
TOILET EXHAUST FAN | 737638 | FANTECH | PUD634DD | NULL | NULL
AIR FAN - OUTSIDE | N/A | WOODS | 1WH37.8082 | NULL | NULL
HEADER TANK (CLOSED LOOP) | N/A | A&S | N/A | NULL | NULL
HEADER TANK (CLOSED LOOP) | N/A | A&S | N/A | NULL | NULL
SWITCHBOARD MECHANICAL |  | NULL |  | NULL | NULL
AIR FAN - OUTSIDE | N/A | WOODS | 1WH37.8082 | NULL | NULL
SWITCHBOARD DISTRIBUTION |  | NULL |  | NULL | NULL
HEATING HOT WATER PUMP | 1000967 | GRUNDFOS | MAGNA 65 /150 | NULL | NULL
BOILER - GAS FIRED | NA | NULL | NA | NULL | NULL
BUFFER TANK | BUFFER | NULL | BUFFER | NULL | NULL
DOSING POT (CLOSED LOOPS) | UNKNOWN | UNKNOWN | UNKNOWN | NULL | NULL
HEATING HOT WATER PUMP | 2675 | GRUNDFOS | MGE90SA2 FT100 G1 | NULL | NULL
SWITCHBOARD MECHANICAL |  | OTHER |  | NULL | NULL
HEATING HOT WATER PUMP | GE | GE | GE | NULL | NULL
HEADER TANK (CLOSED LOOP) | N/A | AQUA | N/A | NULL | NULL
STAIRWELL PRESSURISATION FAN | APAPO0806GP6B011 | FANTECH | AP0806GP6/19 | NULL | NULL
HEATING HOT WATER PUMP | NA | GE | NA | NULL | NULL
AIR FAN - SUPPLY | N/A | NULL | 180M-884 | NULL | NULL
TOILET EXHAUST FAN | N/A | PERICSONS SB | MA5644A | NULL | NULL
AIR FAN - RETURN | N/A | NULL | N/A | NULL | NULL
MAKE UP PUMP | 9461 | AUTOHEAT | ARU2 303 | NULL | NULL
TOILET EXHAUST FAN | N/A | PERICSONS SB | MA5644A | NULL | NULL
DOMESTIC HW UNIT (ELECTRIC) | LABEL AGAINST WALL | RHEEM | POOR ACCESS TO LABEL | NULL | NULL
DOMESTIC HW UNIT (ELECTRIC) | N/A | RHEEM | 6331508 | NULL | NULL
DOMESTIC HW UNIT (ELECTRIC) | N/A | RHEEM | 6331508 | NULL | NULL
DOMESTIC HW UNIT (ELECTRIC) | N/A | RHEEM | 6331508 | NULL | NULL
AIR HANDLING UNIT | N/A | NULL | N/A | CHILLED WATER | 0
ROOM AIR CONDITIONING UNIT | KELVINATOR | KELVINATOR | KELVINATOR | NA | 0
BMS | NA | NULL | NA | NULL | NULL
AIR FAN - SUPPLY | NONE | RICHARDSON | POPE | NULL | NULL
AIR FAN - EXHAUST | N/A | RICHARDSON | 5CE | NULL | NULL
AIR HANDLING UNIT | ACA88 | WALKER | AS23H | CHILLED WATER | 0
DIGITAL CONTROLS | NA | TRANE | NA | NULL | NULL
AIR FAN - RETURN | NONE | AXIAL | AXIAL | NULL | NULL
ELECTRIC DUCT HEATER | N/A | NULL | N/A | NULL | NULL
ELECTRIC DUCT HEATER | N/A | NULL | N/A | NULL | NULL
ELECTRIC DUCT HEATER | N/A | NULL | N/A | NULL | NULL
ELECTRIC DUCT HEATER | N/A | NULL | N/A | NULL | NULL
AIR HANDLING UNIT | NONE | RICHARDSON | RICHARDSON | CHILLED & HEATING WATER | 0
ELECTRIC DUCT HEATER | N/A | NULL | N/A | NULL | NULL
ELECTRIC DUCT HEATER | N/A | NULL | N/A | NULL | NULL
ELECTRIC DUCT HEATER | N/A | NULL | N/A | NULL | NULL
AIR FAN - EXHAUST | N/A | RICHARDSON | RICHARDSON | NULL | NULL
AIR FAN - EXHAUST | NONE | RICHARDSON | RICHARDSON | NULL | NULL
TOILET EXHAUST FAN | J1256 | BROOK CROMPTON | 6VBM | NULL | NULL
TOILET EXHAUST FAN | J1256 | BROOK CROMPTON | 6VBM | NULL | NULL
CHILLER - AIR COOLED | 50531H65249647 | YORK | YCAE61RME53 | R410A | 21.6
CHILLER - AIR COOLED | 50531H65249648 | YORK | YCAE61RME53 | R410A | 21.6
CHILLER - AIR COOLED | 50531H65249649 | YORK | YCAE61RME53 | R410A | 21.6
CHILLER - AIR COOLED | 50531H65249650 | YORK | YCAE61RME53 | R410A | 21.6
CHILLER - AIR COOLED | 50531H65249651 | YORK | YCAE61RME53 | R410A | 21.6
CHILLER - AIR COOLED | 50531H65249652 | YORK | YCAE41RME53 | R410A | 21.6
SMOKE SPILL FAN | NA | PACIFIC HVAC | AX11M636A-6MFF | NULL | NULL
SMOKE SPILL FAN |  | PACIFIC HVAC |  | NULL | NULL
FAN COIL UNIT - DUCTED | NA | OTHER | SA-240H(S) | CHILLED WATER | 0
FAN COIL UNIT - DUCTED | NA | OTHER | SA-210H(S) | CHILLED WATER | 0
VARIABLE SPEED DRIVE | 044202G193 | DANFOSS | 131U2251 | NULL | NULL
SWITCHBOARD DISTRIBUTION | NULL | AVTEL | NULL | NULL | NULL
AIR HANDLING UNIT | Q0166661 | AIR DESIGN | 9366 112411 | CHILLED WATER | 0
VARIABLE SPEED DRIVE | 406907A305 | DANFOSS | 131NO182 | NULL | NULL
VARIABLE SPEED DRIVE | 554307A236 | DANFOSS | 131NO182 | NULL | NULL
SWITCHBOARD MECHANICAL |  | OTHER |  | NULL | NULL
VARIABLE SPEED DRIVE | 31629001705 | ABB | ACH550-01-015A-4 | NULL | NULL
EXPANSION TANK (CLOSED LOOPS) | E8820440 | ELBI | 709L125BK050 | NULL | NULL
VARIABLE SPEED DRIVE | 3R023D6 | ZENER | MSC-3R23 | NULL | NULL
AIR HANDLING UNIT | N/A | NULL | N/A | CHILLED WATER | 0
DOSING POT (CLOSED LOOPS) | - | ABB | NEGATIVE | NULL | NULL
VARIABLE SPEED DRIVE | 3R015D6 | ZENER | MSC-3R15 | NULL | NULL
HEAT EXCHANGER - WATER TO WAT | 08115B | BRITANNIA THERM | VO900103 | NULL | NULL
HEAT EXCHANGER - WATER TO WAT | 08115A | BRITANNIA THERM | VO900103 | NULL | NULL
AIR HANDLING UNIT | NONE | PARAGON | MISSING | CHILLED WATER | 0
HEAT PUMP SPLIT SYSTEM | E016752 | DAIKIN | RZQ200LY1 | R410A | 9.5
AIR HANDLING UNIT | 13124 | PARAGON | DIAH 6CC | CHILLED & HEATING WATER | 0
HEATING HOT WATER PUMP | M23 497-4 | GRUNDFOS | CR15-3 | NULL | NULL
HEATING HOT WATER PUMP | M 23497-5 | GRUNDFOS | CR15-3 | NULL | NULL
AUTO REFILL UNIT - CLOSED LOOP | N/A | HYDROHEAT | UNKNOWN | NULL | NULL
VARIABLE SPEED DRIVE | 4938577001 | EMERSON | BA1406-E12/E54 | NULL | NULL
VARIABLE SPEED DRIVE | 4941326002 | EMERSON | BA1405/E54 | NULL | NULL
CIRCULATING PUMP | CR15-4A-FHI-AE-HQQE | GRUNDFOS | PN-SN-A96528000 | NULL | 0
CIRCULATING PUMP | CRIS-A-FGI-A-E-HQQE | GRUNFOSS | PN SN A 96528000-10000111 | NULL | 0
DOSING POT (CLOSED LOOPS) | - | HYDRO CELL | HYDRO 428 | NULL | NULL
CHILLED WATER PUMP | - | GRUNDFOS | 90LC2-24FT115-D1 | NULL | NULL
FAN COIL UNIT - DUCTED | Q337 | WALKER | ALHS 20 | CHILLED WATER | 0
FAN COIL UNIT - DUCTED | Q337 | WALKER | ALHS 15 | CHILLED WATER | 0
HEATING HOT WATER PUMP | - | GRUNDFOS | CR10-03 | NULL | NULL
TOILET EXHAUST FAN | PN.248647A | PACIFIC HVAC | RCD355-4E | NULL | NULL
AIR FAN - SUPPLY | NA | PACIFIC HVAC | NA | NULL | NULL
SMOKE EXHAUST FAN | NULL | PACIFIC HVAC | NULL | NULL | NULL
SMOKE EXHAUST FAN | NULL | PACIFIC HVAC | NULL | NULL | NULL
SMOKE EXHAUST FAN | NULL | PACIFIC HVAC | NULL | NULL | NULL
BMS | NULL | NULL | NULL | NULL | NULL
FAN COIL UNIT - DUCTED | Q337 | WALKER | ALHS 20 | CHILLED WATER | 0
TOILET EXHAUST FAN | 608042 | FANTECH | CD506V | NULL | NULL
HEAT PUMP SPLIT SYSTEM | E016753 | DAIKIN | RZQ200LY1 | R410A | 9.5
TOILET EXHAUST FAN | 674131:2 | FANTECH | CD506V | NULL | NULL
AIR FAN - RETURN | 0 | FANTECH | MISSING | NULL | NULL
SWITCHBOARD MECHANICAL | NULL | ABB | NULL | NULL | NULL
SWITCHBOARD MECHANICAL | NULL | ABB | NULL | NULL | NULL
EXPANSION TANK (CLOSED LOOPS) | 373083-032 | DURAFLEX | NEX | NULL | NULL
AIR FAN - OUTSIDE | NONE | RICHARDSON | NONE | NULL | NULL
FAN COIL UNIT - DUCTED | Q337 | WALKER | ALHS 20 | CHILLED WATER | 0
AIR HANDLING UNIT |  | CUSTOM-BUILT |  | CHILLED WATER | 0
FAN COIL UNIT - DUCTED | 3CW4/12F 400X1000A | WALKER | CMLV900-S | CHILLED WATER | 0
HEAT EXCHANGER - WATER TO WAT | M81403/SOO5520 | EDWARDS | BEU 16C/4 | NULL | NULL
AIR FAN - EXHAUST | 13780 16 | FAN & BLOWER | 27 E24-SWSI | NULL | NULL
BREAK TANK | NONE | AUTOHEAT | NONE | NULL | NULL
SWITCHBOARD MECHANICAL |  | R.G.LADD |  | NULL | NULL
SWITCHBOARD MECHANICAL |  | NULL |  | NULL | NULL
AIR FAN - EXHAUST | 13777 16 | FAN & BLOWER | 30 E21-SWSI | NULL | NULL
VARIABLE SPEED DRIVE |  | ZENER | VFS9-4110PL-WN | NULL | NULL
VARIABLE SPEED DRIVE | NULL | EMERSON | BA2402-E12/E54 | NULL | NULL
VARIABLE SPEED DRIVE |  | ZENER | VFS9-4075PL-WN | NULL | NULL
AIR FAN - EXHAUST | 607968 | FANTECH | AP0564GP6B011 | NULL | NULL
AIR FAN - EXHAUST | 13779 16 | FAN & BLOWER | 15 E23 SWSI | NULL | NULL
SWITCHBOARD MECHANICAL |  | NULL |  | NULL | NULL
PACKAGED AIR CONDITIONING UNIT | A1812001 | DUNN AIR | WPR-84L-ECP-VSC | R410A | 13
BMS | NULL | ALERTON | NULL | NULL | NULL
AIR FAN - EXHAUST | NULL | RICHARDSON | 12BX 1/2 2P/17 | NULL | NULL
AIR FAN - EXHAUST |  | RICHARDSON |  | NULL | NULL
AIR COOLED SPLIT SYSTEM | NULL | MITSUBISHI | DXC28ZL-S | R410A | 2.2
PACKAGED AIR CONDITIONING UNIT | A1812005 | DUNN AIR | WPR-45L-ECP-VSC | R410A | 2
DUCTED SPLIT SYSTEM | 485993 | NULL | SRA233C | R410A | 7.6
DUCTED SPLIT SYSTEM | 494720 | NULL | SRA233C | R410A | 7.6
AIR DAMPER | NULL | NULL | NULL | NULL | NULL
AIR DAMPER | NULL | NULL | NULL | NULL | NULL
SWITCHBOARD MECHANICAL |  | OTHER |  | NULL | NULL
CASSETTE SPLIT SYSTEM | 174 | MITSUBISHI | PLFY-P80VBM-E | R410A | 0
PACKAGED AIR CONDITIONING UNIT | A1812005 | DUNN AIR | WPR-52L-ECP-VSC | R410A | 11
SWITCHBOARD MECHANICAL |  | R.G.LADD |  | NULL | NULL
SWITCHBOARD MECHANICAL |  | OTHER |  | NULL | NULL
SWITCHBOARD MECHANICAL |  | NULL |  | NULL | NULL
PACKAGED AIR CONDITIONING UNIT | A1812003 | DUNN AIR | WPR-100L-ECP-VSC | R410A | 13
SWITCHBOARD MECHANICAL |  | NULL |  | NULL | NULL
BMS |  | NULL |  | NULL | NULL
TOILET EXHAUST FAN | N/A | NULL | N/A | NULL | NULL
VARIABLE SPEED DRIVE | NULL | EMERSON | BA2403-E12/E54 | NULL | NULL
CASSETTE SPLIT SYSTEM | 07A00925 | MITSUBISHI | PLFY-P40VBM-E | R410A | 0
AIR DAMPER | NULL | NULL | NULL | NULL | NULL
AIR DAMPER | NULL | NULL | NULL | NULL | NULL
TOILET EXHAUST FAN | N/A | RICHARDSON | N/A | NULL | NULL
VARIABLE SPEED DRIVE | NULL | ZENER | VFS9-4075PL-WN | NULL | NULL
TOILET EXHAUST FAN | RUBBER OFF | RICHARDSON | RUBBER OFF | NULL | NULL
TOILET EXHAUST FAN | N/A | RICHARDSON | N/A | NULL | NULL
TOILET EXHAUST FAN | N/A | RICHARDSON | N/A | NULL | NULL
CASSETTE SPLIT SYSTEM | OXM07138 | MITSUBISHI | PLFY-P25VCM-E2 | R410A | 0
AIR FAN - RETURN | N/A | AXIAL | N/A | NULL | NULL
CASSETTE SPLIT SYSTEM | 05A01575 | MITSUBISHI | PLFY-P63VBM-E | R410A | 0
EXPANSION TANK (CLOSED LOOPS) | 373083-033 | DURAFLEX | NEX | NULL | NULL
HEAT EXCHANGER - WATER TO WAT | 30109-90062 | ALFA LAVAL | M6-FP | NULL | NULL
HEAT EXCHANGER - WATER TO WAT | 30109-89908 | ALFA LAVAL | M3-FP | NULL | NULL
VARIABLE SPEED DRIVE | 3R00316 | ZENER | MSC-3R3 | NULL | NULL
VARIABLE SPEED DRIVE | 3R005D6 | ZENER | MSC-3R5 | NULL | NULL
DOSING POT (CLOSED LOOPS) | 0 | ACOUSTIC WALL | 0 | NULL | NULL
DUCTED SPLIT SYSTEM | 7ZU0060P | MITSUBISHI | PUHZ-RP100VHA2 | R410A | 5.5
DUCTED SPLIT SYSTEM | 7ZU00604 | MITSUBISHI | PUHZ-RP100VHA2 | R410A | 5.5
TOILET EXHAUST FAN | N/A | FANTECH | N/A | NULL | NULL
SMOKE EXHAUST FAN | NA | FANTECH | MMD808/3 | NULL | NULL
AIR HANDLING UNIT | 92963 | FANTECH | 24A | CHILLED & HEATING WATER | 0
AIR HANDLING UNIT | 92268 | FANTECH | 27A | CHILLED WATER | 0
AIR HANDLING UNIT | 92963 | FANTECH | 30A | CHILLED & HEATING WATER | 0
AIR HANDLING UNIT | 92968 | FANTECH | 33A | CHILLED WATER | 0
AIR HANDLING UNIT | 92963 | FANTECH | 30A | CHILLED & HEATING WATER | 0
AIR HANDLING UNIT | 92963 | FANTECH | 33A | CHILLED & HEATING WATER | 0
AIR HANDLING UNIT | 92963 | FANTECH | 33A | CHILLED & HEATING WATER | 0
AIR HANDLING UNIT | 92963 | FANTECH | 30A | CHILLED & HEATING WATER | 0
VARIABLE SPEED DRIVE | 3160500297 | ABB | ACH550-01-038A-4 | NULL | NULL
SMOKE EXHAUST FAN | NA | FANTECH | MMD808/3 | NULL | NULL
CASSETTE SPLIT SYSTEM | OXM07145 | MITSUBISHI | PLFY-P25VCM-E2 | R410A | 0
VARIABLE SPEED DRIVE | N/A | DANFOSS | VLT 6000 HVAC | NULL | NULL
FIRE DAMPER | NULL | NULL | TBA | NULL | NULL
VARIABLE SPEED DRIVE | N/A | DANFOSS | VLT 6000 HVAC | NULL | NULL
VARIABLE SPEED DRIVE | N/A | DANFOSS | VLT 6000 HVAC | NULL | NULL
VARIABLE SPEED DRIVE | N/A | DANFOSS | VLT 6000 HVAC | NULL | NULL
CASSETTE SPLIT SYSTEM | OXM07141 | MITSUBISHI | PLFY-P25VCM-E2 | R410A | 0
AIR HANDLING UNIT | 0016/82/41 | MONARCH | CENTFAN | CHILLED WATER | 0
AIR FAN - EXHAUST | NONE | RICHARDSON | NONE | NULL | NULL
DUCTED SPLIT SYSTEM | T000204 | FUJITSU | ARTG30LHTA | R410A | 5
AIR FAN - OUTSIDE | 07ST2160 | S&P | TD-2000315 | NULL | NULL
SWITCHBOARD MECHANICAL | NULL | NULL | NULL | NULL | NULL
AIR FAN - EXHAUST | 13778 | FAN & BLOWER | 30E59SWSI | NULL | NULL
VARIABLE SPEED DRIVE | TBA | DANFOSS | FC-102P7K5T4P55H3 | NULL | NULL
VARIABLE SPEED DRIVE | 200410G123 | DANFOSS | FC-102P7K5T4P55H3 | NULL | NULL
VARIABLE SPEED DRIVE | 200510G123 | DANFOSS | FC-102P7K5T4P55H3 | NULL | NULL
VARIABLE SPEED DRIVE | TBA | DANFOSS | FC-102P7K5T4P55H3 | NULL | NULL
AIR FAN - EXHAUST | 608518:1 | FANTECH | FLD504DD | NULL | NULL
AIR FAN - EXHAUST | 573374 | FANTECH | CE566V | NULL | NULL
AIR FAN - EXHAUST | NULL | RICHARDSON | NOT REABLE | NULL | NULL
AIR FAN - EXHAUST |  | RICHARDSON |  | NULL | NULL
AIR COOLED SPLIT SYSTEM | NULL | MITSUBISHI | MUZ-GE80VAD | R410A | 1.9
DUCTED SPLIT SYSTEM | NA | TEMPERZONE | ISD 200K-DN | R410A | 8
DUCTED SPLIT SYSTEM | 727201 | TEMPERZONE | ISD 135K-DN | R410A | 7
AIR HANDLING UNIT | N/A | RICHARDSON | N/A | CHILLED & HEATING WATER | 0
DUCTED SPLIT SYSTEM | NA | TEMPERZONE | ISD 135K-DN | R410A | 7
SWITCHBOARD MECHANICAL | NULL | NULL | NULL | NULL | NULL
HEATING HOT WATER PUMP | 6539 | BKB GROUP | 65 / 200 | NULL | NULL
DOSING POT (CLOSED LOOPS) | NONE | AUTOHEAT | NONE | NULL | NULL
WALL MOUNTED SPLIT SYSTEM | E002996 | FUJITSU | ASTG24LVCA | R410A | 5
AIR DAMPER | NULL | NULL | NULL | NULL | NULL
AIR FAN - EXHAUST | 119371 | AIR DESIGN | AF0634AP10B015 | NULL | NULL
WALL MOUNTED SPLIT SYSTEM | Y3M6PADB700189N | SAMSUNG | AQV18UWBX | R410A | 3
HEAT EXCHANGER - WATER TO WAT | 9679 | BULLOCK | BEU14 E/4 | NULL | NULL
AIR HANDLING UNIT | N/A | RICHARDSON | N/A | NA | 0
CAR PARK EXHAUST FAN | NULL | RICHARDSON | NULL | NULL | NULL
FAN COIL UNIT - NON DUCTED | UNKNOWN | MITSUBISHI | PFFY-P63VL-RMM-E | R410A | 0
AIR FAN - EXHAUST | NA | AIR DESIGN | AP0313AP5B005 | NULL | NULL
SWITCHBOARD MECHANICAL | NULL | CUSTOM-BUILT | NULL | NULL | NULL
WALL MOUNTED SPLIT SYSTEM | E018489 | FUJITSU | ASTG12LVCA | R410A | 4
CAR PARK EXHAUST FAN | NULL | RICHARDSON | NULL | NULL | NULL
AIR FAN - SUPPLY | NULL | ABB | NULL | NULL | NULL
AIR FAN - SUPPLY | NULL | ABB | NULL | NULL | NULL
AIR FAN - SUPPLY | NULL | ABB | NULL | NULL | NULL
CAR PARK EXHAUST FAN | NULL | RICHARDSON | NULL | NULL | NULL
SWITCHBOARD MECHANICAL | NULL | CUSTOM-BUILT | NULL | NULL | NULL
AIR FAN - EXHAUST | NULL | RICHARDSON | NULL | NULL | NULL
AIR DAMPER | NULL | NULL | NULL | NULL | NULL
AIR DAMPER |  | NULL |  | NULL | NULL
TOILET EXHAUST FAN | 519858 | AIR DESIGN | CHD718 | NULL | NULL
AIR COOLED SPLIT SYSTEM | NULL | PANASONIC | NULL | R410A | 1.7
VARIABLE SPEED DRIVE | 011016G103 | DANFOSS | 131B8217 | NULL | NULL
VARIABLE SPEED DRIVE | NULL | DANFOSS | NULL | NULL | NULL
CHILLER - CENTRIFUGAL | 32035251 | CLIMAVENETA | TECS2-W/LC/S 1353 | R134A | 385
VARIABLE SPEED DRIVE | NULL | DANFOSS | NULL | NULL | NULL
CHILLER - CENTRIFUGAL | 32035250 | CLIMAVENETA | TECS2-W/LC/S 1353 | R134A | 385
VARIABLE SPEED DRIVE | 011216G103 | DANFOSS | 131B8217 | NULL | NULL
CHILLER - SCREW | 32055265 | CLIMAVENETA | ERACS2-WQ/S 2502 | R134A | 100
CHILLED WATER PUMP | NULL | WILO | NULL | NULL | NULL
CONDENSER WATER PUMP | NULL | WILO | NL125/315-44 | NULL | NULL
AIR FAN - EXHAUST | NULL | RICHARDSON | NULL | NULL | NULL
VARIABLE SPEED DRIVE | NULL | DANFOSS | NULL | NULL | NULL
AIR FAN - EXHAUST | NULL | RICHARDSON | NULL | NULL | NULL
VARIABLE SPEED DRIVE | NULL | DANFOSS | NULL | NULL | NULL
CHILLED WATER PUMP | NULL | WILO | NULL | NULL | NULL
VARIABLE SPEED DRIVE | NULL | DANFOSS | NULL | NULL | NULL
CATHODIC PROTECTION | NULL | NULL | NULL | NULL | NULL
CHILLED WATER PUMP | NULL | WILO | NULL | NULL | NULL
CATHODIC PROTECTION | NULL | NULL | NULL | NULL | NULL
CONDENSER WATER PUMP | NULL | WILO | NL80/160-44 | NULL | NULL
CHILLED WATER PUMP | NULL | WILO | NULL | NULL | NULL
SWITCHBOARD MECHANICAL | NULL | CUSTOM-BUILT | NULL | NULL | NULL
CHILLED WATER PUMP | 8021063 | WILO | NL125 | NULL | NULL
SWITCHBOARD MECHANICAL | NULL | CUSTOM-BUILT | NULL | NULL | NULL
REFRIGERANT LEAK DETECTOR | NULL | CUSTOM-BUILT | NULL | NULL | NULL
CONDENSER WATER PUMP | A10C | AJAX | E50-32 | NULL | NULL
SWITCHBOARD MECHANICAL | NULL | CUSTOM-BUILT | NULL | NULL | NULL
CONDENSER WATER PUMP | NULL | AJAX | E50-32 | NULL | NULL
HEAT EXCHANGER - WATER TO WAT | 30114-91385 | ALFA LAVAL | M10-BDFM | NULL | NULL
HEAT EXCHANGER - WATER TO WAT | 30114-91383 | ALFA LAVAL | M10-BDFM | NULL | NULL
AIR FAN - SUPPLY | NULL | RICHARDSON | NULL | NULL | NULL
BOILER - GAS ATMOSPHERIC | TBC | CUSTOM-BUILT | no labeling | NULL | NULL
HOT WATER STORAGE TANK | NULL | UNKNOWN | NULL | NULL | NULL
BOILER - GAS ATMOSPHERIC | NULL | CUSTOM-BUILT | NULL | NULL | NULL
HOT WATER STORAGE TANK | NULL | NULL | NULL | NULL | NULL
HOT WATER STORAGE TANK | NULL | UNKNOWN | NULL | NULL | NULL
AIR FAN - SUPPLY | NULL | AIR DESIGN | 9W132MA-6 | NULL | NULL
AIR FAN - SUPPLY | NULL | FANTECH | NULL | NULL | NULL
AIR FAN - SUPPLY | NULL | ABB | NULL | NULL | NULL
CAR PARK EXHAUST FAN | NULL | RICHARDSON | 38B14P | NULL | NULL
VARIABLE SPEED DRIVE | NULL | DANFOSS | 102P2K2 | NULL | NULL
AIR FAN - SUPPLY | NULL | ABB | NULL | NULL | NULL
BOILER - GAS ATMOSPHERIC | NULL | RAYPAK | NULL | NULL | NULL
AIR FAN - SUPPLY | NULL | RICHARDSON | NULL | NULL | NULL
EXHAUST FAN CANOPY | NULL | NULL | NULL | NULL | NULL
FRIDGE | HA161219218 | SKOPE | BME600-AC:SM60BV | R134A | 380
AIR FAN - EXHAUST | NULL | RICHARDSON | NULL | NULL | NULL
BOILER - GAS ATMOSPHERIC | NULL | CUSTOM-BUILT | NULL | NULL | NULL
AIR INTAKE DISP PRE-FILTERS | NULL | CUSTOM-BUILT | NULL | NULL | NULL
AIR FAN - SUPPLY | NULL | RICHARDSON | UNREADABLE | NULL | NULL
ICE MACHINE | 2015070743898 | NULL | CB640A-0 | R404A | 390
VARIABLE SPEED DRIVE | NULL | DANFOSS | FC102P7 | NULL | NULL
AIR FAN - SUPPLY | NULL | RICHARDSON | UNREADABLE | NULL | NULL
AIR INTAKE DISP PRE-FILTERS | NULL | CUSTOM-BUILT | NULL | NULL | NULL
AIR FAN - SUPPLY | NULL | RICHARDSON | UNREADABLE | NULL | NULL
COOL ROOM | NULL | KIRBY | NULL | R134A | 3
AIR FAN - EXHAUST | NULL | NULL | NULL | NULL | NULL
VARIABLE SPEED DRIVE | NULL | DANFOSS | FC102P11 | NULL | NULL
AIR HANDLING UNIT | NULL | NULL | NULL | CHILLED WATER | 0
AIR INTAKE DISP PRE-FILTERS | NULL | CUSTOM-BUILT | NULL | NULL | NULL
FREEZER | F3510004 | ELECTROLUX | RE4142FF | R404A | 0.29
VARIABLE SPEED DRIVE | NULL | DANFOSS | FC102P7 | NULL | NULL
SMOKE SPILL FAN | J1256 | RICHARDSON | 13BVMB | NULL | NULL
AIR HANDLING UNIT | NULL | NULL | NULL | CHILLED WATER | 0
FREEZER | 51510010 | ELECTROLUX | RE471FF | R404A | 0.22
VARIABLE SPEED DRIVE | NULL | DANFOSS | NULL | NULL | NULL
AIR FAN - SUPPLY | NULL | FANTECH | AP064GP | NULL | NULL
SWITCHBOARD MECHANICAL | NULL | ABB | NULL | NULL | NULL
AIR HANDLING UNIT | CR146.AHU | CELAIRE | ASHF 5500 | CHILLED & HEATING WATER | 0
VRF DUCTED SPLIT | TUG | DAIKIN | FFD | R410A | 3
AIR FAN - RETURN | 16182147 | NULL | 15SWS1 | NULL | NULL
DUCTED SPLIT SYSTEM | UNKNOWN | TEMPERZONE | OSA 139RKTH | R410A | 4
DUCTED SPLIT SYSTEM | RUBBED OFF | TEMPERZONE | OSA 139RKTH | R410A | 4
AIR FAN - RETURN | PAINTED OVER | RICHARDSON | B2063 | NULL | NULL
AIR HANDLING UNIT | PAINTED OVER | RICHARDSON | PAINTED OVER | CHILLED WATER | 0
VARIABLE SPEED DRIVE | NA | ABB | ACH550-01-031A-4+V055 | NULL | NULL
VARIABLE SPEED DRIVE | 1220077 | ZENER | MSC-3R23 | NULL | NULL
AIR HANDLING UNIT | N/A | WALKER | ASH-53 | CHILLED & HEATING WATER | 0
DUCTED SPLIT SYSTEM | 26M00522 | MITSUBISHI | PEAD-RP125JAA | R410A | 0
FAN COIL UNIT - DUCTED | 89705 | FAN COIL INDUSTRIES | FCH075 | CHILLED WATER | 0
DUCTED SPLIT SYSTEM | 32242 | TEMPERZONE | ISD 250Q | R22 | 4
DUCTED SPLIT SYSTEM | 180799 | APAC | S014IHR7AL | R22 | 2.8
PACKAGE AC - WATER SOURCED | 882657 | TEMPERZONE | HWP 79RKS | R410A | 1.45
DUCTED SPLIT SYSTEM | 187429 | APAC | S011IHR7AL | R22 | 2
FRIDGE | 43910001 | ELECTROLUX | RC5N4M4T | R404A | 0.21
FAN COIL UNIT - DUCTED (RFB) | NA. | NULL | NONE VISABLE | CHILLED WATER | 0
COOL ROOM | 51707 | NULL | BFT-GD11-3X | R404A | 3
VARIABLE SPEED DRIVE | N/A | ABB | ACH550-01-023A-3+BO55 | NULL | NULL
AIR COOLED SPLIT SYSTEM | NULL | PANASONIC | NULL | R410A | 1.7
BACKFLOW PREVENTION DEVICE RPZ | 6335 | AUTOHEAT | ARU2 303HY | NULL | NULL
AIR COOLED SPLIT SYSTEM | NULL | MITSUBISHI | NULL | R410A | 2
TOILET EXHAUST FAN | S AND P | S&P | S AND P | NULL | NULL
VARIABLE SPEED DRIVE | XXX | ABB | ACS401002535 | NULL | NULL
AIR FAN - EXHAUST (DOMESTIC) | AIR FLOW | AIRFLOW | AIR FLOW | NULL | NULL
AIR COOLED SPLIT SYSTEM | NULL | MITSUBISHI | NULL | R410A | 2
AIR FAN - EXHAUST (DOMESTIC) | AIRFLOW | AIRFLOW | AIR FLOW | NULL | NULL
CHILLED WATER PUMP | M25492 2 | BKB GROUP | NK 50 315 | NULL | NULL
AIR HANDLING UNIT | N/A | FANTECH | N/A | CHILLED & HEATING WATER | 0
AIR FAN - EXHAUST | NULL | RICHARDSON | NULL | NULL | NULL
AIR FAN - SUPPLY | NULL | RICHARDSON | NULL | NULL | NULL
SMOKE SPILL FAN | COULDNT ACCESS | AUSTRALIAN | COULDNT ACCESS | NULL | NULL
DOSING POT (CLOSED LOOPS) | N/A | AAC LUKE | N/A | NULL | NULL
AIR FAN - SUPPLY | NULL | RICHARDSON | 15BK3P | NULL | NULL
AIR FAN - SUPPLY | NULL | RICHARDSON | 15BX2P | NULL | NULL
EXPANSION TANK (CLOSED LOOPS) | NULL | ZILMET | 130-CALPRO | NULL | NULL
AIR FAN - SUPPLY | NULL | NULL | 15BX2P | NULL | NULL
AIR FAN - SUPPLY | NULL | TECO | AP0402AA5B007 | NULL | NULL
AIR FAN - SUPPLY | NULL | RICHARDSON | NULL | NULL | NULL
DUCTED SPLIT SYSTEM | 2YM01285 | MITSUBISHI | PEAD-RP100JAA | R410A | 0
PACKAGE AC - WATER SOURCED | UNKNOWN | DB INDUSTRIES | UNKNOWN | R22 | 2.1
AIR FAN - SUPPLY | NULL | TECO | Q0207370 | NULL | NULL
AIR HANDLING UNIT | NULL | NULL | NULL | CHILLED WATER | 0
CAR PARK EXHAUST FAN | NULL | RICHARDSON | Q40333 | NULL | NULL
SWITCHBOARD MECHANICAL | NULL | NULL | NULL | NULL | NULL
SWITCHBOARD MECHANICAL | NULL | ABE | NULL | NULL | NULL
SWITCHBOARD MECHANICAL | NULL | NULL | NULL | NULL | NULL
FIRE PANEL | NULL | NULL | NULL | NULL | NULL
HEAT PUMP SPLIT SYSTEM | E005335 | DAIKIN | RZQ180LY1 | R410A | 8.3
SWITCHBOARD MECHANICAL | NULL | ATLANTIC | NULL | NULL | NULL
SWITCHBOARD MECHANICAL | NULL | ELSTEEL | NULL | NULL | NULL
SWITCHBOARD MECHANICAL | NULL | R.G.LADD | NULL | NULL | NULL
CHILLER - AIR COOLED | 188336LR001 | NULL | AQL 80 CO B COIL STD | R407C | 13
CHILLED WATER PUMP | 87100313 | GRUNFOSS | 80B4-19FF-165-C | NULL | NULL
CHILLER - WATER COOLED | 175066AR001 | NULL | AQL 80 CO B COIL STD | R407C | 13
CHILLED WATER PUMP | 86805905 | GRUNFOSS | 90SAA-24FT115-C | NULL | NULL
VARIABLE SPEED DRIVE | 210226G133 | DANFOSS | 131U2237 | NULL | NULL
VARIABLE SPEED DRIVE | 204725G103 | DANFOSS | 131B339 | NULL | NULL
AIR HANDLING UNIT | 300CPD | RICHARDSON | B3520 | CHILLED & HEATING WATER | 0
HEAT EXCHANGER - WATER TO WAT | 94040 | BRITANNIA THERM | V428-94 | NULL | NULL
DOSING POT (CLOSED LOOPS) | N/A | AAC LUKE | N/A | NULL | NULL
AIR FAN - SUPPLY | NULL | RICHARDSON | NULL | NULL | NULL
AIR HANDLING UNIT | RUBBED OFF | PARAGON | RUBBED OFF | CHILLED WATER | 0
WALL MOUNTED SPLIT SYSTEM | 4011322T | MITSUBISHI | MUZ GE71VAD | R410A | 5
AIR HANDLING UNIT | RUBBED OFF | RICHARDSON | A0775 | CHILLED WATER | 0
AIR HANDLING UNIT | RUBBED OFF | PARAGON | RUBBED OFF | CHILLED WATER | 0
HEATING HOT WATER PUMP | 19096-30 | SOUTHERN CROSS | ASCD2C | NULL | NULL
VARIABLE SPEED DRIVE | 3R105D6 | ZENER | MSC-3R15 | NULL | NULL
WALL MOUNTED SPLIT SYSTEM | E014358 | DAIKIN | RXS80FVMA | R410A | 3
SMOKE SPILL FAN | RUBBED OFF | RICHARDSON | A9976 | NULL | NULL
VARIABLE SPEED DRIVE | CR315D6 | ZENER | MSC 3R15 | NULL | NULL
VARIABLE SPEED DRIVE | N/A | DANFOSS | N/A | NULL | NULL
WALL MOUNTED SPLIT SYSTEM | E011211 | DAIKIN | RXS50FVMA | R410A | 1.5
WALL MOUNTED SPLIT SYSTEM | E011269 | DAIKIN | RXS50FVMA | R410A | 1.5
VARIABLE SPEED DRIVE | N/A | ABB | ACH55P-01-012A-4+B055 | NULL | NULL
AIR FAN - EXHAUST | N/A | FANTECH | N/A | NULL | NULL
AIR FAN - SUPPLY | 118982 | AIR DESIGN | AP0804CP12B075 | NULL | NULL
AIR FAN - EXHAUST | N/A | FANTECH | N/A | NULL | NULL
WALL MOUNTED SPLIT SYSTEM | 5017733T | MITSUBISHI | MUZGE25VAD | R410A | 0.8
AIR HANDLING UNIT | 805CPD | RICHARDSON | A9771 | CHILLED & HEATING WATER | 0
AIR FAN - EXHAUST | N/A | FANTECH | N/A | NULL | NULL
WALL MOUNTED SPLIT SYSTEM | 5017749 | MITSUBISHI | MUZGE25VAD | R410A | 0.8
AIR FAN - EXHAUST | N/A | FANTECH | N/A | NULL | NULL
HOT WATER STORAGE TANK | N/A | RHEEM | 61331508 | NULL | NULL
TOILET EXHAUST FAN | 153707 | FANTECH | MV252E | NULL | NULL
WALL MOUNTED SPLIT SYSTEM | 6002770T | MITSUBISHI | MUZGE80VAD | R410A | 1.9
HOT WATER STORAGE TANK | N/A | RHEEM | 61331508 | NULL | NULL
SMOKE EXHAUST FAN | 531240 | FANTECH | MONARCH | NULL | NULL
AIR FAN - EXHAUST | N/A | FANTECH | N/A | NULL | NULL
KITCHEN EXHAUST FAN | NA | FANTECH | M0132235A | NULL | NULL
CIRCULATING PUMP | N/A | GRUNDFOS | UPS 32-80 180 | NULL | NULL
CRAC UNIT | SO/140024529 | CONVOTHERM | 1001074I | NA | 0
CRAC UNIT | 10010748 | CONVOTHERM | THERMOKEY R40690 | OTHER | 0
CRAC UNIT | SO/140019925 | NULL | 10010748 | NA | 0
CHILLER - CENTRIFUGAL | NULL | MCQUAY | WDC087-BCCBC | R134A | 1140
AIR HANDLING UNIT | RUBBED OFF | RICHARDSON | A9973 | CHILLED & HEATING WATER | 0
WALL MOUNTED SPLIT SYSTEM | RUBBED OFF | AIRWELL | GCXV30RCA | R410A | 1.95
SMOKE SPILL FAN | RUBBED OFF | RICHARDSON | A9976 | NULL | NULL
AIR HANDLING UNIT | 69421 | AIR DESIGN | 081166 AHU3 | CHILLED WATER | 0
CHILLER - CENTRIFUGAL | NULL | MCQUAY | WDC087-BCCBC | R134A | 1140
VARIABLE SPEED DRIVE | 3103203030 | ABB | ACH55P-01-012A-4+B055 | NULL | NULL
AIR HANDLING UNIT | NA | AIR DESIGN | HFCH 84A06 560 | CHILLED WATER | 0
WALL MOUNTED SPLIT SYSTEM | SRC63ZK SA | MITSUBISHI | SRC63ZK S | R410A | 1.8
VARIABLE SPEED DRIVE | 8B1645845295 | SCHNEIDER | ATV212HD11N4 | NULL | NULL
VARIABLE SPEED DRIVE | 8B 1645 201152 | SCHNEIDER | ATV212HD11N4 | NULL | NULL
HEAT EXCHANGER - WATER TO WAT | 30114-91384 | ALFA LAVAL | M10-MFM | NULL | NULL
CHILLER - CENTRIFUGAL | NULL | MCQUAY | WDC087-BCCBC | R134A | 1140
CHILLER - CENTRIFUGAL | NULL | MCQUAY | WSC087-BAAAM | R134A | 444
CIRCULATING PUMP | 1020530212 | WEG | AL90S/L | NULL | NULL
SWITCHBOARD MAIN | NULL | AVTEL | NULL | NULL | NULL
VARIABLE SPEED DRIVE | 1040898094 | WEG | CFW701B07POT | NULL | NULL
AIR HANDLING UNIT | 20398 | PARAGON | DBAH600 | CHILLED WATER | 0
FAN COIL UNIT - DUCTED (RFB) | K13968/0 | MULLER | MH09 | CHILLED WATER | 0
FAN COIL UNIT - DUCTED (RFB) | NULL | MULLER | MH09 | CHILLED WATER | 0
VARIABLE SPEED DRIVE | NULL | DANFOSS | VLT | NULL | NULL
AIR FAN - SUPPLY | NULL | UNKNOWN | NULL | NULL | NULL
DOMESTIC HOT WATER PUMP | NULL | SOUTHERN CROSS | NULL | NULL | NULL
AIR INTAKE DISP PRE-FILTERS | NULL | CUSTOM-BUILT | NULL | NULL | NULL
FAN COIL UNIT - DUCTED (RFB) | NULL | MULLER | NULL | CHILLED WATER | 0
FAN COIL UNIT - DUCTED (RFB) | NULL | MULLER | NULL | CHILLED WATER | 0
SWITCHBOARD MECHANICAL | NULL | CARRIER | NULL | NULL | NULL
PACKAGED AIR CONDITIONING UNIT | UNKNOWN | TEMPERZONE | OPA960RKTBH | NA | 0
PACKAGED AIR CONDITIONING UNIT | UNREADABLE | TEMPERZONE | OPA960RKTBH | NA | 0
TOILET EXHAUST FAN | 365730 | FANTECH | CE192D | NULL | NULL
REHEAT COIL | NA | CUSTOM-BUILT | NA | NULL | NULL
REHEAT COIL | N/A | NULL | N/A | NULL | NULL
REHEAT COIL | N/A | NULL | N/A | NULL | NULL
REHEAT COIL |  | NULL | N/A | NULL | NULL
CASSETTE SPLIT SYSTEM | OXM07144 | MITSUBISHI | PLFY-P25VCM-E2 | R410A | 0
CASSETTE SPLIT SYSTEM | OXM07143 | MITSUBISHI | PLFY-P25VCM-E2 | R410A | 0
CASSETTE SPLIT SYSTEM | O8M00179 | MITSUBISHI | PLFY-P80VBM-E | R410A | 0
CASSETTE SPLIT SYSTEM | OXM07153 | MITSUBISHI | PLFY-P25VCM-E2 | R410A | 0
CASSETTE SPLIT SYSTEM | OXM07160 | MITSUBISHI | PLFY-P25VCM-E2 | R410A | 0
WALL MOUNTED SPLIT SYSTEM | E008124 | DAIKIN | RXM35QVMA | R32 | 0.85
WALL MOUNTED SPLIT SYSTEM | E095606 | DAIKIN | RXS25LVMA | R410A | 1.2
WALL MOUNTED SPLIT SYSTEM | E005323 | DAIKIN | RXM95PVMA | R32 | 2.61
WALL MOUNTED SPLIT SYSTEM | 3003320T | MITSUBISHI | MUZ-GE60VAD | R410A | 1.55
FRIDGE | 52170019 | ANUILAIRE | GDJ0640 | R134A | 2
FRIDGE | 570022 | OTHER | GDJ0640 | R134A | 1
AIR FAN - EXHAUST (DOMESTIC) | N/A | AIRFLOW | N/A | NULL | NULL
AIR FAN - EXHAUST (DOMESTIC) | N/A | AIRFLOW | N/A | NULL | NULL
AIR FAN - EXHAUST (DOMESTIC) | N/A | NULL | N/A | NULL | NULL
WALL MOUNTED SPLIT SYSTEM | E004191 | DAIKIN | RXS35KVMA | R410A | 1.2
WALL MOUNTED SPLIT SYSTEM | E012744 | DAIKIN | RXS71FBVMA | R410A | 2.3
WALL MOUNTED SPLIT SYSTEM | E074245 | DAIKIN | RXS25LVMA | R410A | 1.2
WALL MOUNTED SPLIT SYSTEM | E074175 | DAIKIN | RXS25LVMA | R410A | 1.2
WALL MOUNTED SPLIT SYSTEM | E012742 | DAIKIN | RXS71FVBMA | R410A | 2.3
WALL MOUNTED SPLIT SYSTEM | E012741 | DAIKIN | RXS71FBVMA | R410A | 2.3
WALL MOUNTED SPLIT SYSTEM | E014090 | DAIKIN | RXS71FBVMA | R410A | 2.3
KITCHEN EXHAUST FAN | N/A | NULL | N/A | NULL | NULL
WALL MOUNTED SPLIT SYSTEM | N/A | MISTRAL | MSS10 | NA | 0
WALL MOUNTED SPLIT SYSTEM | 3005924T | MITSUBISHI | MUZ-GE71VA | R410A | 1.9
WALL MOUNTED SPLIT SYSTEM | E092811 | DAIKIN | RXS25LVMA | R410A | 1.2
WALL MOUNTED SPLIT SYSTEM | E032375 | DAIKIN | RXS46LVMA | R410A | 1.7
WALL MOUNTED SPLIT SYSTEM | E094718 | DAIKIN | RXS25LVMA | R410A | 1.2
ROOM AIR CONDITIONING UNIT | N/A | BRADWAY | RAR200 | R22 | 1.42
ROOM AIR CONDITIONING UNIT | 80730069 | BRADWAY | RAR100 | R22 | 0.73
SWITCHBOARD MECHANICAL |  | NULL |  | NULL | NULL
AIR FAN - EXHAUST (DOMESTIC) | N/A | AIRFLOW | N/A | NULL | NULL
AIR FAN - EXHAUST | CE250 | AIRFLOW | CE250 | NULL | NULL
TOILET EXHAUST FAN | N/A | NULL | N/A | NULL | NULL
TOILET EXHAUST FAN | N/A | NULL | N/A | NULL | NULL
KITCHEN EXHAUST FAN | N/A | NULL | N/A | NULL | NULL
ELECTRIC DUCT HEATER | N/A | NULL | N/A | NULL | NULL
ELECTRIC DUCT HEATER | N/A | NULL | N/A | NULL | NULL
ELECTRIC DUCT HEATER | N/A | NULL | N/A | NULL | NULL
DUCTED SPLIT SYSTEM | WI64396 | EMAIL | N/A | NA | 0
WALL MOUNTED SPLIT SYSTEM | E009414 | DAIKIN | RXM25PVMA | R32 | 0.9
WALL MOUNTED SPLIT SYSTEM | E007790 | DAIKIN | RXM35QVMA | R32 | 0.85
WALL MOUNTED SPLIT SYSTEM | E005174 | DAIKIN | FTXM85PVMA | R32 | 1.8
WALL MOUNTED SPLIT SYSTEM | E004427 | DAIKIN | FTXM85PVMA | R32 | 2
VRF DUCTED SPLIT | 8XW04316 | MITSUBISHI | PEFY-P200VMH-E | R410A | 0
AIR FAN - EXHAUST (DOMESTIC) | N/A | AIRFLOW | N/A | NULL | NULL
VRF DUCTED SPLIT | 8XW04289 | MITSUBISHI | PEFY-P200VMH-E | R410A | 0
VRF DUCTED SPLIT | 8XW04320 | MITSUBISHI | PEFY-P200VMH-E | R410A | 0
VRF DUCTED SPLIT | 8XW04096 | MITSUBISHI | PEFY-P140VMH-E | R410A | 0
VRF DUCTED SPLIT | 8XW***** | MITSUBISHI | PEFY-P200VMH-E | R410A | 0
AIR FAN - EXHAUST | N/A | NULL | N/A | NULL | NULL
FAN COIL UNIT - DUCTED | 1630 Q337 | GJ WALKER | ALHS-10 | NA | 0
VARIABLE SPEED DRIVE | 4243753001 | EMERSON | BA2402-E12/E54 | NULL | NULL
SMOKE SPILL FAN | 730CPD | RICHARDSON | A9772 | NULL | NULL
VARIABLE SPEED DRIVE | 3132004038 | ABB | ACH550-01-031A-4 | NULL | NULL
VARIABLE SPEED DRIVE | 3143105270 | ABB | ACH550-01-031A-4 | NULL | NULL
SWITCHBOARD MECHANICAL | NULL | NULL | NULL | NULL | NULL
VARIABLE SPEED DRIVE | 3011000198 | ABB | ACS401003035 | NULL | 0
SWITCHBOARD MECHANICAL | NULL | ELSTEEL | NULL | NULL | NULL
HEATING HOT WATER PUMP | 344 | GRUNDFOS | 96405571-P1 | NULL | NULL
DUCTED SPLIT SYSTEM | 01U00243 | MITSUBISHI | PUHZ-RP100VKA | R410A | 5.5
AIR HANDLING UNIT | 20402 | PARAGON | DBAH300 | CHILLED WATER | 0
FIRE PANEL | NULL | NULL | NULL | NULL | NULL
SWITCHBOARD MECHANICAL | NULL | NULL | NULL | NULL | NULL
AIR HANDLING UNIT | 20397 | PARAGON | DBAH250 | CHILLED WATER | 0
FIRE DAMPER |  | NULL |  | NULL | NULL
AIR HANDLING UNIT | 20403 | PARAGON | DBAH300 | CHILLED WATER | 0
FIRE DAMPER |  | NULL |  | NULL | NULL
AIR HANDLING UNIT | 20400 | PARAGON | DBAH300 | CHILLED WATER | 0
FIRE DAMPER |  | NULL |  | NULL | NULL
AIR HANDLING UNIT | 20404 | PARAGON | DBAH300 | CHILLED WATER | 0
FIRE DAMPER |  | NULL |  | NULL | NULL
BRANCH SELECTOR BOX | NOT VISIBLE | MITSUBISHI | No Access | R410A | 0
AIR HANDLING UNIT | 20406 | PARAGON | DBAH400 | CHILLED WATER | 0
BRANCH SELECTOR BOX | NOT VISIBLE | MITSUBISHI | No acess to unit | R410A | 0
VRF DUCTED SPLIT | 88W04177 | MITSUBISHI | PEFY-P250VMH-E | R410A | 0
SWITCHBOARD DISTRIBUTION | NULL | CUSTOM-BUILT | MOELLER | NULL | NULL
AIR HANDLING UNIT | 20405 | PARAGON | DBAH400 | CHILLED WATER | 0
AIR HANDLING UNIT | 20407 | PARAGON | DBAH400 | CHILLED WATER | 0
AIR HANDLING UNIT | 20401 | PARAGON | DBAH200 | CHILLED WATER | 0
AIR HANDLING UNIT | 203990 | PARAGON | DBAH400 | CHILLED WATER | 0
CRAC AIR COOLED | 504784-0799-01 | ATLAS | PEC218FA | NA | 0
WALL MOUNTED SPLIT SYSTEM | E075577 | DAIKIN | RXS71LVMA | R410A | 2.3
WALL MOUNTED SPLIT SYSTEM | E075606 | DAIKIN | RXS71LVMA | R410A | 2.3
TOILET EXHAUST FAN | N/A | WOODS | 128427/518 | NULL | NULL
AIR FAN - EXHAUST |  | WOODS | 129107/571 | NULL | NULL
AIR FAN - EXHAUST | N/A | WOODS | NO ACCESS TO UNIT | NULL | NULL
AIR FAN - OUTSIDE | N/A | WOODS | N/A | NULL | NULL
AIR FAN - RETURN | 531616 | FANTECH | MO256305 | NULL | NULL
VRF DUCTED SPLIT | 8XW04258 | MITSUBISHI | PEFY-P200VMH-E | R410A | 0
VARIABLE SPEED DRIVE | HT4C54STR1DLF00A00 | DANFOSS | VLT6075 | NULL | NULL
AIR FAN - SUPPLY | N/A | PHOENIX FANS | n/a | NULL | NULL
VARIABLE SPEED DRIVE | XAW208004176 | SIEMENS | SED2-1 1/35B | NULL | NULL
FAN COIL UNIT - DUCTED | 1613 Q337 | GJ WALKER | ALHS-10 | NA | 0
FAN COIL UNIT - DUCTED | Q337 | GJ WALKER | ALHS 5 | NA | 0
AIR FAN - RETURN | N/A | FANTECH | MO256305 | NULL | NULL
VRF DUCTED SPLIT | 8XW04277 | MITSUBISHI | PEFY-P200VMH-E | R410A | 0
AIR FAN - RETURN | 531629 | FANTECH | 634AP53011 | NULL | NULL
FAN COIL UNIT - DUCTED | 1631 Q337 | GJ WALKER | ALHS 10 | NA | 0
VRV DUCTED SPLIT | 67P00286 | MITSUBISHI | PUHY-P200YKB-A | R410A | 6.5
KITCHEN EXHAUST FAN | 55280 | FANTECH | PCD504DD | NULL | NULL
MULTI HEAD DUCTED SPLIT SYSTEM | E000805 | DAIKIN | RQYQ10 | R410A | 6
VRF DUCTED SPLIT | 89W03903 | MITSUBISHI | PEFY-P140VMH-E | R410A | 0
VRF DUCTED SPLIT | 8XW04325 | MITSUBISHI | PEFY-P200VMH-E | R410A | 0
BRANCH SELECTOR BOX | 8YW04455 | MITSUBISHI | CMB-P1013V-GA | R410A | 0
FIRE DAMPER |  | NULL |  | NULL | NULL
FIRE DAMPER |  | NULL |  | NULL | NULL
CASSETTE SPLIT SYSTEM | E000785 | DAIKIN | RZQS100AV1 | R410A | 6
FIRE DAMPER |  | NULL |  | NULL | NULL
CASSETTE SPLIT SYSTEM | E000784 | DAIKIN | RZQS100AV1 | R410A | 6
FIRE DAMPER |  | NULL |  | NULL | NULL
BRANCH SELECTOR BOX | 8XW06061 | MITSUBISHI | CMB-P108V-GA | R410A | 0
VRV DUCTED SPLIT | A001845 | DAIKIN | REMQ10PY1 | R410A | 9
DUCTED SPLIT SYSTEM | 09M 01195 | MITSUBISHI | PEA-RP125EA | R410A | 0
VRV DUCTED SPLIT | A002946 | DAIKIN | REMQ12PY1 | R410A | 10
AIR FAN - EXHAUST | XXXX | FANTECH | PCE 456ER | NULL | NULL
VRV DUCTED SPLIT | A003348 | DAIKIN | REMQ16PY1 | R410A | 12
FIRE DAMPER |  | NULL |  | NULL | NULL
VRV DUCTED SPLIT | A003374 | DAIKIN | REMQ16PY1 | R410A | 12
VRV DUCTED SPLIT | A003361 | DAIKIN | REMQ16PY1 | R410A | 12
WALL MOUNTED SPLIT SYSTEM | E000952 | DAIKIN | RXM25QVMA | R410A | 0.85
FIRE DAMPER |  | NULL |  | NULL | NULL
VRV DUCTED SPLIT | E001388 | DAIKIN | RXYMQ8AY1 | R410A | 5.8
VRF DUCTED SPLIT | 8XW04259 | MITSUBISHI | PEFY-P200VMH-E | R410A | 0
FIRE DAMPER |  | NULL |  | NULL | NULL
VRF DUCTED SPLIT | 09W06355 | MITSUBISHI | PEFY-P140VMH-E | R410A | 0
FIRE DAMPER |  | NULL |  | NULL | NULL
AIR FAN - RETURN | PAINTED OVER | RICHARDSON | 809434QTE-B01 | NULL | NULL
AIR HANDLING UNIT | PAINTED OVER | RICHARDSON | PAINT COVERING LABEL | CHILLED WATER | 0
AIR FAN - RETURN | PAINTED OVER | RICHARDSON | B1987 | NULL | NULL
AIR HANDLING UNIT | PAINTED OVER | RICHARDSON | PAINTED OVER | CHILLED WATER | 0
DOMESTIC HW UNIT (ELECTRIC) | NA | RHEEM | 61331508 | NULL | NULL
DOMESTIC HW UNIT (ELECTRIC) | NA | RHEEM | 61331508 | NULL | NULL
SWITCHBOARD MECHANICAL | NULL | NULL | NULL | NULL | NULL
FIRE DAMPER |  | NULL |  | NULL | NULL
WALL MOUNTED SPLIT SYSTEM | E047822 | DAIKIN | RXS5OLVMA | R410A | 1.8
FIRE PANEL | NULL | NULL | NULL | NULL | NULL
SWITCHBOARD MECHANICAL | NULL | NULL | NULL | NULL | NULL
AIR HANDLING UNIT | 0 | RICHARDSON | MISSING DATA PLATE | CHILLED WATER | 0
AIR FAN - RETURN | 3658 | RICHARDSON | E2057 | NULL | NULL
HEAT EXCHANGER - WATER TO WAT | 0 | NULL | MISSING DATA PLATE | NULL | NULL
DOSING POT (CLOSED LOOPS) | 0 | NULL | NO DATA | NULL | NULL
HEATING HOT WATER PUMP | A51769W112 | REGENT PUMPS | 80-185-T41A | NULL | NULL
EXPANSION TANK (CLOSED LOOPS) | 153609 | PNEUMATEX | NONE ON DATA | NULL | NULL
AUTO REFILL UNIT - CLOSED LOOP | 4965 | AUTOHEAT | ARU2-30 | NULL | NULL
DUCTED SPLIT SYSTEM | 08M 01280 | MITSUBISHI | PEA-RP140EA2 | R410A | 0
FIRE PANEL | NULL | NULL | NULL | NULL | NULL
FIRE DAMPER |  | NULL |  | NULL | NULL
FIRE DAMPER |  | NULL |  | NULL | NULL
CIRCULATING PUMP | 0 | GRUNDFOS | UPS 32-80 B 180 | NULL | NULL
FIRE DAMPER |  | NULL |  | NULL | NULL
AIR FAN - RETURN | NONE | RICHARDSON | B1989 | NULL | NULL
FIRE DAMPER |  | NULL |  | NULL | NULL
AIR HANDLING UNIT | 0 | RICHARDSON | PAINTED OVER | CHILLED WATER | 0
SWITCHBOARD DISTRIBUTION | NULL | CUSTOM-BUILT | MOELLER | NULL | NULL
FIRE DAMPER |  | NULL |  | NULL | NULL
FRIDGE | N/A | MULLER | N/A | R134A | 0
FIRE DAMPER |  | NULL |  | NULL | NULL
FIRE PANEL | NULL | NULL | NULL | NULL | NULL
EXTRACTOR HOOD | N/A | NULL | N/A | NULL | NULL
VRF DUCTED SPLIT | 09W06473 | MITSUBISHI | PEFY-P125VMH-E | R410A | 0
FIRE DAMPER |  | NULL |  | NULL | NULL
AIR FAN - RETURN | NA | FANTECH | MO256305 | NULL | NULL
SWITCHBOARD MECHANICAL | NULL | NULL | NULL | NULL | NULL
UPRIGHT DOUBLE DOOR FRIDGE | 9083539 | ORFORD | TM34S2-R-A | R134A | 1
AIR FAN - RETURN | NA | FANTECH | MO256305 | NULL | NULL
AIR FAN - RETURN | 531633 | FANTECH | APOB634AP5011 | NULL | NULL
AIR FAN - RETURN | NA | FANTECH | MO256305 | NULL | NULL
AIR FAN - RETURN | NA | FANTECH | MO256305 | NULL | NULL
AIR FAN - RETURN | 365CPD | RICHARDSON | B1983 | NULL | NULL
AIR FAN - RETURN | 531621 | FANTECH | AP05A04AP5B003 | NULL | NULL
SWITCHBOARD MECHANICAL | NULL | NULL | NULL | NULL | NULL
FIRE PANEL | NULL | NULL | NULL | NULL | NULL
AIR HANDLING UNIT | PAINTED OVER | RICHARDSON | PAINTED OVER | CHILLED WATER | 0
VRF DUCTED SPLIT | 8XW04434 | MITSUBISHI | PEFY-P200VMH-E | R410A | 0
FIRE DAMPER |  | NULL |  | NULL | NULL
AIR FAN - RETURN | NA | FANTECH | MO256305 | NULL | NULL
FIRE DAMPER |  | NULL |  | NULL | NULL
SWITCHBOARD MECHANICAL | NULL | NULL | NULL | NULL | NULL
VRF DUCTED SPLIT | 8XW04265 | MITSUBISHI | PEFY-P200VMH-E | R410A | 0
FIRE DAMPER |  | NULL |  | NULL | NULL
VRV DUCTED SPLIT | E029089 | DAIKIN | FQMX100PVE | R410A | 12
SWITCHBOARD MECHANICAL | NULL | NULL | NULL | NULL | NULL
VRF DUCTED SPLIT | 86W03884 | MITSUBISHI | PEFY-P200VMH-E | R410A | 0
AIR FAN - RETURN | 365CPD | RICHARDSON | B1995 | NULL | NULL
AIR HANDLING UNIT | PAINTED OVER | RICHARDSON | PAINTED OVER | CHILLED WATER | 0
VRV DUCTED SPLIT | E004794 | DAIKIN | FXMQ25PVE | R410A | 12
SWITCHBOARD MECHANICAL | NULL | NULL | NULL | NULL | NULL
AIR FAN - OUTSIDE | 419334 | FANTECH | PCD454DD | NULL | NULL
KITCHEN EXHAUST FAN | N/A | NULL | N/A | NULL | NULL
VARIABLE SPEED DRIVE | 033110G464 | DANFOSS | FC102P7K5T4 | NULL | NULL
VARIABLE SPEED DRIVE | 01250G464 | DANFOSS | FC102P7K5T4 | NULL | NULL
FIRE PANEL | NULL | NULL | NULL | NULL | NULL
AIR FAN - RETURN | 531621 | FANTECH | AP00714AP5B015 | NULL | NULL
VARIABLE SPEED DRIVE | 014302G464 | DANFOSS | FC102P7K5T4 | NULL | NULL
VRV DUCTED SPLIT | 4075887 | DAIKIN | FXDYQ80MAV1 | R410A | 12
AIR FAN - RETURN | 0 | RICHARDSON | B198-- | NULL | NULL
HEAT EXCHANGER - WATER TO WAT | 0 | BRITANNIA THERM | NO MODEL | NULL | NULL
TOILET EXHAUST FAN | N/A | NULL | N/A | NULL | NULL
PACKAGED AIR CONDITIONING UNIT | 285908 | APAC | PO64AHR9AD | R22 | 6.5
VRF DUCTED SPLIT | 8YW04532 | MITSUBISHI | PEFY-P200VMH-E | R410A | 0
VARIABLE SPEED DRIVE | 015202G464 | DANFOSS | FC102P7K5T4 | NULL | NULL
AIR HANDLING UNIT | PAINTED OVER | RICHARDSON | PAINTED OVER | CHILLED WATER | 0
PACKAGED AIR CONDITIONING UNIT | 285908 | APAC | P064AHR9AD | R22 | 13
VARIABLE SPEED DRIVE | RUBBED OFF | DANFOSS | FC102P7K5T4 | NULL | NULL
VRV DUCTED SPLIT | 4085750 | DAIKIN | FXDYQ100MAV1 | R410A | 12
AIR FAN - SUPPLY | 20855 | PARAGON | DBAH150 | CHILLED WATER | 0
EXPANSION TANK (CLOSED LOOPS) |  | AUTOHEAT | STICKER MISSING | NULL | NULL
VARIABLE SPEED DRIVE | 015702G464 | DANFOSS | FC102P7K5T4 | NULL | NULL
VRV DUCTED SPLIT | E006038 | DAIKIN | FXMQ25PVE | R410A | 12
VARIABLE SPEED DRIVE | 030210G464 | DANFOSS | FC102P7K5T4 | NULL | NULL
SWITCHBOARD MECHANICAL | NULL | NULL | NULL | NULL | NULL
VARIABLE SPEED DRIVE | 012802G464 | DANFOSS | FC102P7K5T4 | NULL | NULL
AUTO REFILL UNIT - CLOSED LOOP |  | AUTOHEAT | ARU2-30 | NULL | NULL
VARIABLE SPEED DRIVE | 014402G464 | DANFOSS | FC102P7K5T4 | NULL | NULL
FIRE PANEL | NULL | NULL | NULL | NULL | NULL
DOSING POT (CLOSED LOOPS) | 0 | NULL | NO DATA | NULL | NULL
HEATING HOT WATER PUMP | A51770 W 112 | REGENT PUMPS | 80-195-T41A | NULL | NULL
FIRE PANEL | NULL | NULL | NULL | NULL | NULL
VARIABLE SPEED DRIVE | 15602464 | DANFOSS | FC102P7K5T4 | NULL | NULL
AIR FAN - SUPPLY | 20822 | PARAGON | DBAH200 | CHILLED WATER | 0
VRV DUCTED SPLIT | 4114270 | DAIKIN | FXDYQ145MAV1 | R410A | 12
AIR FAN - RETURN | 0 | NULL | MISSING DATA PLATE | NULL | NULL
VARIABLE SPEED DRIVE | 012602G464 | DANFOSS | FC102P7K5T4 | NULL | NULL
SWITCHBOARD MECHANICAL | NULL | NULL | NULL | NULL | NULL
HOT WATER STORAGE TANK | NA | RHEEM | 61331508 | NULL | NULL
VRV DUCTED SPLIT | SEE PHOTOS | DAIKIN | FXMX40PVE | R410A | 12
HOT WATER STORAGE TANK | NA | RHEEM | 61331508 | NULL | NULL
VRV DUCTED SPLIT | 4114244 | DAIKIN | FXDYQ145MAV1 | R410A | 12
SWITCHBOARD MECHANICAL |  | NULL |  | NULL | NULL
PACKAGED AIR CONDITIONING UNIT | 284866 | APAC | S011OHR9AL | R22 | 3.35
AIR HANDLING UNIT | 365 CDP | RICHARDSON | B 1982 | CHILLED WATER | 0
HOT WATER STORAGE TANK | NA | RHEEM | 61331508 | NULL | NULL
AIR HANDLING UNIT | J1255 | CROSSLE | 12BVMD | CHILLED & HEATING WATER | 0
SWITCHBOARD MECHANICAL | NULL | NULL | NULL | NULL | NULL
AIR FAN - SUPPLY | 01A43845 | S&P | TD-500 | NULL | NULL
AIR FAN - SUPPLY | 01A43844 | S&P | TD-500 | NULL | NULL
HEATING HOT WATER PUMP | 118956000 | AJAX | 210403 | NULL | NULL
AIR FAN - SUPPLY | NA | S&P | TD-2000 | NULL | NULL
DOSING POT (CLOSED LOOPS) | 0 | UNKNOWN | DOSE POT | NULL | NULL
AIR FAN - SUPPLY | NULL | S&P | TD-500 | NULL | NULL
AIR FAN - SUPPLY | NA | S&P | TD-500 | NULL | NULL
AIR FAN - SUPPLY | 01L15970 | S&P | TD-500 | NULL | NULL
AIR FAN - SUPPLY | 01L16022 | S&P | TD-500 | NULL | NULL
AIR FAN - EXHAUST | NA | S&P | TD-500 | NULL | NULL
AIR FAN - EXHAUST | NA | S&P | TD-500 | NULL | NULL
VRF DUCTED SPLIT | 86W03886 | MITSUBISHI | PEFY-P200VMH-E | R410A | 0
AIR FAN - EXHAUST | NA | S&P | TD-2000 | NULL | NULL
AIR FAN - EXHAUST | 01N29757 | S&P | TD-800 | NULL | NULL
FIRE DAMPER | NULL | NULL | NULL | NULL | NULL
VRF DUCTED SPLIT | 8YW04428 | MITSUBISHI | PEFY-P200VMH-E | R410A | 0
VRF DUCTED SPLIT | 8XW04340 | MITSUBISHI | PEFY-P200VMH-E | R410A | 0
FIRE DAMPER | NULL | NULL | NULL | NULL | NULL
VRF DUCTED SPLIT | 04W00215 | MITSUBISHI | PEFY-P25VMA-E | R410A | 0
FIRE DAMPER | NULL | NULL | NULL | NULL | NULL
FIRE DAMPER | NULL | NULL | NULL | NULL | NULL
FIRE PANEL | NULL | NULL | NULL | NULL | NULL
HEAT EXCHANGER - WATER TO WAT | 19081 | BRITANNIA THERM | ASI1210-2010 | NULL | NULL
AIR FAN - SUPPLY |  | S&P | TD-2000 | NULL | NULL
VRF DUCTED SPLIT | 07W06412 | MITSUBISHI | PEFY-P125VMH-E | R410A | 0
SWITCHBOARD MECHANICAL | NULL | NULL | NULL | NULL | NULL
VRF DUCTED SPLIT | 09W07036 | MITSUBISHI | PEFY-P100VMH-E | R410A | 0
DOSING POT (CLOSED LOOPS) | NA | NULL | NO MODEL | NULL | NULL
AIR FAN - SUPPLY | 548854 | FANTECH | PCD504DD | NULL | NULL
FAN COIL UNIT - DUCTED | COVERED UP | GJ WALKER | COVERED UP. | NA | 0
PACKAGE AC - WATER SOURCED | 12-261 | DB INDUSTRIES | SWCH-12 | R22 | 1.75
DUCTED SPLIT SYSTEM | 199156 | APAC | S011LHR7AL | R22 | 0
AIR FAN - OUTSIDE | NA | S&P | TD 2000 ECOWATT | NULL | NULL
DUCTED SPLIT SYSTEM | 8024531 | DAIKIN | FDYQN140LBV1 | R410A | 0
DUCTED SPLIT SYSTEM | 32237 | TEMPERZONE | ISD 250Q | R22 | 0
DUCTED SPLIT SYSTEM | 181306 | APAC | S011IHR7AL | R22 | 2
FIRE DAMPER | NULL | NULL | NULL | NULL | NULL
SWITCHBOARD MECHANICAL | NULL | ELDON | NULL | NULL | NULL
AIR FAN - EXHAUST | NA | NULL | NA | NULL | NULL
HEATING HOT WATER PUMP | NA | GRUNDFOS | NK40-315/334 | NULL | NULL
SWITCHBOARD MECHANICAL | NULL | NULL | NULL | NULL | NULL
FIRE DAMPER | NULL | NULL | NULL | NULL | NULL
SWITCHBOARD MECHANICAL | NA | BUTLER ELECTRIC | NA | NULL | NULL
FIRE PANEL | NULL | EXCEL FLAME | NULL | NULL | NULL
VRF DUCTED SPLIT | 8XW04276 | MITSUBISHI | PEFY-P200VMH-E | R410A | 0
AIR FAN - EXHAUST | NULL | NULL | NA | NULL | NULL
AIR FAN - EXHAUST | NULL | NULL | NA | NULL | NULL
VARIABLE SPEED DRIVE | N/A | ABB | ACH550 | NULL | NULL
AIR FAN - EXHAUST | NULL | NULL | NA | NULL | NULL
AIR FAN - EXHAUST | NULL | NULL | NA | NULL | NULL
FIRE DAMPER | NULL | NULL | NULL | NULL | NULL
AIR FAN - EXHAUST | NULL | NULL | NA | NULL | NULL
AIR FAN - EXHAUST | NULL | NULL | NA | NULL | NULL
AIR FAN - EXHAUST | NULL | NULL | NA | NULL | NULL
AIR FAN - EXHAUST | NULL | NULL | NA | NULL | NULL
AIR HANDLING UNIT | 33028 | PHOENIX | PHEONIX | CHILLED & HEATING WATER | 0
AIR FAN - EXHAUST | NULL | NULL | NA | NULL | NULL
VRF DUCTED SPLIT | 05W03926 | MITSUBISHI | PEFY-P63VMH-E | R410A | 0
FIRE DAMPER | NULL | NULL | NULL | NULL | NULL
AIR FAN - EXHAUST | NULL | NULL | NA | NULL | NULL
AIR HANDLING UNIT | N/A | WALKER | PLATE MISSING | CHILLED & HEATING WATER | 0
SWITCHBOARD DISTRIBUTION | N/A | AUSTRALIAN | N/A | NULL | NULL
DUCTED SPLIT SYSTEM | E00078 | DAIKIN | RZQS100AV1 | R410A | 5
VRF DUCTED SPLIT | N/A | MITSUBISHI | PEFY-P100VMH-E | R410A | 0
DUCTED SPLIT SYSTEM | E000777 | DAIKIN | RZQS100AV1 | R410A | 5
SWITCHBOARD MECHANICAL | NULL | R.G.LADD | NULL | NULL | NULL
SWITCHBOARD MECHANICAL | NA | NHP | NA | NULL | NULL
FIRE DAMPER | NULL | NULL | NULL | NULL | NULL
SWITCHBOARD MECHANICAL | NULL | NULL | NULL | NULL | NULL
EXPANSION TANK (CLOSED LOOPS) | NA | DURAFLEX | DJ 300-10 | NULL | NULL
VRF DUCTED SPLIT | NULL | MITSUBISHI | PEFY-P100VMH-E | R410A | 2
FIRE PANEL | NULL | NULL | NULL | NULL | NULL
DOSING POT (CLOSED LOOPS) | NA | NULL | NO MODEL | NULL | NULL
FIRE DAMPER | NULL | NULL | NULL | NULL | NULL
CASSETTE SPLIT SYSTEM | J035349 | DAIKIN | RXS50L2V1B | R410A | 3
FRIDGE | TS005U92197 | UNITED REFRIG | TCM10 | R404A | 3
SMOKE SPILL FAN | 531637 | FANTECH | RSSL0804GA6F040 | NULL | NULL
SWITCHBOARD MECHANICAL | NA | NHP | NA | NULL | NULL
VRF DUCTED SPLIT | 8ZW04371 | MITSUBISHI | PEFY-P140VMH-E | R410A | 0
SMOKE SPILL FAN | 531637 | FANTECH | RSSL08D4GA6F040 | NULL | NULL
VRF DUCTED SPLIT | N/A | MITSUBISHI | N/A | R410A | 0
CASSETTE SPLIT SYSTEM | E009516 | DAIKIN | RZQ71KCV4A | R410A | 4
VRF DUCTED SPLIT | N/A | MITSUBISHI | N/A | R410A | 0
DOMESTIC HW UNIT (ELECTRIC) | 2835369 | RHEEM | 61331508 | NULL | NULL
DOMESTIC HW UNIT (ELECTRIC) | 2870457 | RHEEM | 61331508 | NULL | NULL
DOMESTIC HW UNIT (ELECTRIC) | 61331508 | RHEEM | 61331508 | NULL | NULL
HEATING HOT WATER PUMP | SPA52129 W 100 | REGENT PUMPS | F80X50-212R-T41M | NULL | NULL
INLINE MOTOR PUMP | 52062221 | GRUNDFOS | UPS 32-80 B 180 | NULL | NULL
FAN COIL UNIT - DUCTED | UNKNOWN | GJ WALKER | OTHER | NA | 0
HEAT EXCHANGER - WATER TO WAT | 7701 | NULL | BFU 18D/4 | NULL | NULL
HEAT EXCHANGER - WATER TO WAT | 7700 | NULL | BEU 18E/4 | NULL | NULL
FIRE DAMPER | NULL | CUSTOM-BUILT | NULL | NULL | NULL
FIRE DAMPER | NULL | CUSTOM-BUILT | NULL | NULL | NULL
FIRE DAMPER | NULL | CUSTOM-BUILT | NULL | NULL | NULL
DOSING POT (CLOSED LOOPS) | N/A | NULL | N/A | NULL | NULL
HEATING HOT WATER PUMP | M11OM | BKB GROUP | 100X65-315M11 | NULL | NULL
FAN COIL UNIT - DUCTED | Q337 | GJ WALKER | ALHS-20 | NA | 0
AIR FAN - SUPPLY | 01C07941 | S&P | TD-800 | NULL | NULL
AIR FAN - SUPPLY |  | S&P | TD-800 | NULL | NULL
VRV DUCTED SPLIT | E028153 | DAIKIN | FXMQ80PVE | R410A | 12
FAN COIL UNIT - DUCTED | CECM 002399M1 003 | WALKER | ALEC500 | CHILLED & HEATING WATER | 0
VRV DUCTED SPLIT | E029088 | DAIKIN | FXMQ100PVE | R410A | 12
FAN COIL UNIT - DUCTED | Q337 | GJ WALKER | ALHS20 | NA | 0
FAN COIL UNIT - DUCTED | CECM002399N1008 | WALKER | ALEC500 | CHILLED WATER | 0
FIRE DAMPER | NULL | NULL | NULL | NULL | NULL
FIRE DAMPER | NULL | NULL | NULL | NULL | NULL
FAN COIL UNIT - DUCTED | CECM 002399P1 007 | WALKER | ALEC1000 | CHILLED WATER | 0
FAN COIL UNIT - DUCTED | CECM002399N1-005 | WALKER | ALEC500 | CHILLED WATER | 0
FAN COIL UNIT - DUCTED | Q337 | GJ WALKER | ALHS20 | NA | 0
VRV DUCTED SPLIT | E022784 | DAIKIN | FXMQ63PVE | R410A | 12
VRV DUCTED SPLIT | E029090 | DAIKIN | FXMQ100PVE | R410A | 12
FAN COIL UNIT - DUCTED | CECM002399P1 003 | WALKER | ALEC1000 | CHILLED WATER | 0
FAN COIL UNIT - DUCTED | CECM0023999N-0010 | WALKER | ALEC500 | CHILLED WATER | 0
FAN COIL UNIT - DUCTED | CECM002399L1001 | WALKER | ALEC500 | CHILLED WATER | 0
VRV DUCTED SPLIT | E022738 | DAIKIN | FXMQ63PVE | R410A | 12
VRV DUCTED SPLIT | E022782 | DAIKIN | FXMQ63PVE | R410A | 12
FAN COIL UNIT - DUCTED | 109318 | HURLCON | AH 1000 | CHILLED WATER | 0
VRV DUCTED SPLIT | SEE PHOTO | DAIKIN | FXMQ80PVE | R410A | 12
VRV DUCTED SPLIT | E023374 | DAIKIN | FXMQ63PVE | R410A | 12
VRV DUCTED SPLIT | 4085765 | DAIKIN | FXDYQ100MAV1 | R410A | 12
FAN COIL UNIT - DUCTED | 109318 | HURLCON | AH1200 | NA | 0
AIR FAN - EXHAUST | 260123A | PACIFIC HVAC | ICQ400 4EE | NULL | NULL
VRV DUCTED SPLIT | 4084144 | DAIKIN | FXDYQ80MAV1 | R410A | 12
FAN COIL UNIT - DUCTED | 109318 | HURLCON | AH1200 | NA | 0
VRV DUCTED SPLIT | 4085745 | DAIKIN | FXDYQ100MAV1 | R410A | 12
FAN COIL UNIT - DUCTED | RUBBERD OFF | PARAGON | RUBBERED OFF | CHILLED WATER | 0
FAN COIL UNIT - DUCTED | 109318 | HURLCON | AH1200 | NA | 0
FAN COIL UNIT - DUCTED | 10085 | PARAGON | DBCC500 | CHILLED WATER | 0
AIR FAN - EXHAUST | NA | S&P | TD-800 | NULL | NULL
FAN COIL UNIT - DUCTED | 10091 | PARAGON | DBCC 350 | CHILLED WATER | 0
FAN COIL UNIT - DUCTED | 10088 | PARAGON | DBCC350 | CHILLED WATER | 0
FAN COIL UNIT - DUCTED | 10089 | PARAGON | DBCC 350 | CHILLED WATER | 0
FIRE DAMPER | NULL | NULL | NULL | NULL | NULL
FIRE DAMPER | NULL | NULL | NULL | NULL | NULL
FIRE DAMPER | NULL | NULL | NULL | NULL | NULL
FIRE DAMPER | NULL | NULL | NULL | NULL | NULL
FIRE DAMPER | NULL | NULL | NULL | NULL | NULL
FIRE DAMPER | NULL | NULL | NULL | NULL | NULL
FIRE DAMPER | NULL | NULL | NULL | NULL | NULL
FIRE DAMPER | NULL | NULL | NULL | NULL | NULL
FIRE DAMPER | NULL | NULL | NULL | NULL | NULL
FIRE DAMPER | NULL | NULL | NULL | NULL | NULL
FIRE DAMPER | NULL | NULL | NULL | NULL | NULL
FIRE DAMPER | NULL | NULL | NULL | NULL | NULL
FIRE DAMPER | NULL | NULL | NULL | NULL | NULL
FIRE DAMPER | NULL | NULL | NULL | NULL | NULL
FIRE DAMPER | NULL | NULL | NULL | NULL | NULL
FIRE DAMPER | NULL | NULL | NULL | NULL | NULL
BOILING/CHILLED WATER UNIT | Q 95695659 LPCH | BILLI QUADRA | 904065LPCH | NULL | NULL
FIRE DAMPER | NULL | NULL | NULL | NULL | NULL
FIRE DAMPER | NULL | NULL | NULL | NULL | NULL
FIRE DAMPER | NULL | NULL | NULL | NULL | NULL
FIRE DAMPER | NULL | NULL | NULL | NULL | NULL
PACKAGED AIR CONDITIONING UNIT | 927740 | TEMPERZONE | OPA34ORKTBGP | R410A | 24
FIRE DAMPER | NULL | NULL | NULL | NULL | NULL
FIRE DAMPER | NULL | NULL | NULL | NULL | NULL
FIRE DAMPER |  | NULL |  | NULL | NULL
FIRE DAMPER | NULL | NULL | NULL | NULL | NULL
BOILING/CHILLED WATER UNIT | 2018030702138 | ZIP HYDROTAP | HYDROTAP | NULL | NULL
BOILING/CHILLED WATER UNIT | U 06 69 60043 | BILLI QUADRA | 904065 | NULL | NULL
SMOKE DAMPERS | NULL | BELMO | NULL | NULL | NULL
SMOKE DAMPERS | NULL | BELMO | NULL | NULL | NULL
SMOKE DAMPERS | NULL | BELMO | NULL | NULL | NULL
SMOKE DAMPERS | NULL | BELMO | NULL | NULL | NULL
SMOKE DAMPERS | NULL | BELMO | NULL | NULL | NULL
SMOKE DAMPERS | NULL | BELMO | NULL | NULL | NULL
SMOKE DAMPERS | NULL | BELMO | NULL | NULL | NULL
SMOKE DAMPERS | NULL | BELMO | NULL | NULL | NULL
SMOKE DAMPERS | NULL | BELMO | NULL | NULL | NULL
SMOKE DAMPERS | NULL | BELMO | NULL | NULL | NULL
SMOKE DAMPERS | NULL | SIEMENS | NULL | NULL | NULL
SMOKE DAMPERS | NULL | BELMO | NULL | NULL | NULL
SMOKE DAMPERS | NULL | BELMO | NULL | NULL | NULL
SMOKE DAMPERS | NULL | BELMO | NULL | NULL | NULL
SMOKE DAMPERS | NULL | BELMO | NULL | NULL | NULL
SMOKE DAMPERS | NULL | BELMO | NULL | NULL | NULL
SMOKE DAMPERS | NULL | BELMO | NULL | NULL | NULL
SMOKE DAMPERS | NULL | BELMO | NULL | NULL | NULL
SMOKE DAMPERS | NULL | BELMO | NULL | NULL | NULL
SMOKE DAMPERS | NULL | BELMO | NULL | NULL | NULL
VRV DUCTED SPLIT | 111 | DAIKIN | 111 | NA | 0
VRV DUCTED SPLIT | HTCCJJJH | DAIKIN | TBA | OTHER | 6
AIR FAN - EXHAUST (DOMESTIC) | N/A | AIRFLOW | N/A | NULL | NULL
AIR FAN - EXHAUST (DOMESTIC) | N/A | AIRFLOW | N/A | NULL | NULL
SMOKE SPILL FAN | N/A | NULL | N/A | NULL | NULL
SMOKE SPILL FAN | N/A | NULL | N/A | NULL | NULL
AIR FAN - EXHAUST | N/A | AIRFLOW | N/A | NULL | NULL
SMOKE SPILL FAN | 465992 | FANTECH | CR404V | NULL | NULL
SMOKE SPILL FAN | 6042388 | OTHER | 3-4AP90-6 | NULL | NULL
SMOKE SPILL FAN | 6042388 | OTHER | 3-4AP90S-6 | NULL | NULL
ELECTRIC DUCT HEATER | N/A | NULL | N/A | NULL | NULL
ELECTRIC DUCT HEATER | N/A | NULL | N/A | NULL | NULL
AIR FAN - SUPPLY | N/A | NULL | N/A | NULL | NULL
FAN COIL UNIT - DUCTED | 2106 | MULLER | SCB81C | CHILLED WATER | 0
FAN COIL UNIT - DUCTED | N/A | CARRIER | NA | CHILLED WATER | 0
FAN COIL UNIT - DUCTED | 03C105939 | CARRIER | 39BA-090 | CHILLED WATER | 0
TOILET EXHAUST FAN | N/A | NULL | N/A | NULL | NULL
TOILET EXHAUST FAN | N/A | NULL | N/A | NULL | NULL
FAN COIL UNIT - DUCTED | N/A | NULL | N/A | CHILLED WATER | 0
FAN COIL UNIT - DUCTED | N/A | NULL | N/A | CHILLED WATER | 0
FAN COIL UNIT - DUCTED | N/A | CARRIER | na | CHILLED WATER | 0
AIR FAN - SUPPLY | N/A | NULL | N/A | NULL | NULL
UPRIGHT DOUBLE DOOR FRIDGE | A001027891 | SKOPE | TME1000-C | R134A | 0.4
FAN COIL UNIT - DUCTED | 40APB60052390 | CARRIER | 40APB060 | CHILLED WATER | 0
EXTRACTOR HOOD | N/A | NULL | N/A | NULL | NULL
AIR FAN - EXHAUST | ISL.CL.B | NULL | 5145510300 | NULL | NULL
EXTRACTOR HOOD | N/A | NULL | N/A | NULL | NULL
BRANCH SELECTOR BOX | NULL | MITSUBISHI | CMB-P106V-HA | NULL | NULL
FAN COIL UNIT - DUCTED | 40APB6005239001 | CARRIER | 40APB060 | CHILLED WATER | 0
SWITCHBOARD MECHANICAL | NULL | NULL | NULL | NULL | NULL
VRF DUCTED SPLIT | 05W05458 | MITSUBISHI | PEFY-P80VMH-E | R410A | 0
FRIDGE | N/A | KIRBY | N/A | R134A | 0
BMS | NA | DAIKIN | DAIKIN | NULL | NULL
FAN COIL UNIT - DUCTED | 40HW007052385 | CARRIER | 40HW007 | CHILLED WATER | 0
BRANCH SELECTOR BOX | NULL | MITSUBISHI | CMB-P106V-HA | NULL | NULL
FREEZER ROOM | 14447916003 | BUFFALO | BRLE023 | R404A | 5
BRANCH SELECTOR BOX | NULL | MITSUBISHI | CMB-P106V-HA | NULL | NULL
WALL MOUNTED SPLIT SYSTEM | E06091O | DAIKIN | FTXS35LVMA | R410A | 2
COOL ROOM | 14527112002 | BUFFALO | BR032 | R404A | 5
FAN COIL UNIT - DUCTED | 3616 | HURLCON | AH 1000 | CHILLED WATER | 0
AIR FAN - EXHAUST | 800280800001 | NULL | 315USW1 | NULL | NULL
AIR FAN - EXHAUST | NULL | NULL | 315USW1 | NULL | NULL
DUCTED SPLIT SYSTEM | 42377 | TEMPERZONE | ISD390Q | R22 | 14
AIR FAN - EXHAUST | NULL | FANTECH | NULL | NULL | NULL
VRF DUCTED SPLIT | N/A | MITSUBISHI | painted label | R410A | 0
DUCTED SPLIT SYSTEM | 42928 | TEMPERZONE | ISD 390Q | R22 | 14
VRF DUCTED SPLIT | N/A | MITSUBISHI | painted label | R410A | 0
AIR HANDLING UNIT | 14380-01-01 | AIR CHANGE | ACPP6500-ECP | R407C | 25
VRF DUCTED SPLIT | N/A | MITSUBISHI | Painted Label | R410A | 0
SWITCHBOARD DISTRIBUTION | NULL | NULL | NULL | NULL | NULL
BRANCH SELECTOR BOX | NULL | MITSUBISHI | NULL | NULL | NULL
FAN COIL UNIT - DUCTED | 109318 | HURLCON | AH 1200 | CHILLED WATER | 0
VRF DUCTED SPLIT | 04W06138 | MITSUBISHI | PEFY-P125VMH-E | R410A | 0
FAN COIL UNIT - DUCTED | NA | OTHER | SA-210H(S) | CHILLED WATER | 0
FAN COIL UNIT - DUCTED | RUBBER OFF | CARRIER | RUBBER OFF | CHILLED WATER | 0
BRANCH SELECTOR BOX | 88W00310 | MITSUBISHI | CMB-P1016V-HA | NULL | NULL
AIR FAN - EXHAUST | NULL | S&P | TD-800 | NULL | NULL
VRF DUCTED SPLIT | 05W06737 | MITSUBISHI | PEFY-P100VMH-E | R410A | 0
AIR FAN - EXHAUST | NULL | S&P | TD-500 | NULL | NULL
VRV DUCTED SPLIT | E000436 | DAIKIN | REYQ14TYI | R410A | 11
VRF DUCTED SPLIT | 89W04135 | MITSUBISHI | PEFY-P200VMH-E | R410A | 0
VRF DUCTED SPLIT | 04W06139 | MITSUBISHI | PEFY-P125VMH-E | R410A | 0
VRV DUCTED SPLIT | A900014 | DAIKIN | REYQ14PY1R | R410A | 15
VRV DUCTED SPLIT | NULL | DAIKIN | REYQ12TYI | R410A | 8.5
WALL MOUNTED SPLIT SYSTEM | E000779 | DAIKIN | RZQS100AV1 | R410A | 5
VRV DUCTED SPLIT | NULL | DAIKIN | REYQ14TYI | R410A | 11
VRV DUCTED SPLIT | NULL | DAIKIN | REYQ14TYI | R410A | 8.5
AIR FAN - EXHAUST | 518289 | FANTECH | PCE314ER | NULL | NULL
VRF DUCTED SPLIT | 8YW04533 | MITSUBISHI | PEFY-P200VMH-E | R410A | 0
FAN COIL UNIT - DUCTED | RUBBER OFF | G J WALKER | ALHS20 | CHILLED WATER | 0
AIR FAN - OUTSIDE | NULL | NULL | NULL | NULL | NULL
VRF DUCTED SPLIT | 8XW04433 | MITSUBISHI | PEFY-P2050VMH-E | R410A | 0
WALL MOUNTED SPLIT SYSTEM | E000786 | DAIKIN | RZQS100AV1 | R410A | 5
AIR FAN - EXHAUST | NULL | NULL | NULL | NULL | NULL
AIR FAN - EXHAUST |  | NULL |  | NULL | NULL
AIR FAN - EXHAUST | NULL | NULL | NULL | NULL | NULL
AIR FAN - EXHAUST | NULL | NULL | NULL | NULL | NULL
AIR FAN - EXHAUST | NULL | NULL | NULL | NULL | NULL
FAN COIL UNIT - DUCTED | 13870 | PARAGON | DBCC1500 | CHILLED WATER | 0
AIR FAN - EXHAUST | NULL | NULL | NULL | NULL | NULL
VRF DUCTED SPLIT | 86W03931 | MITSUBISHI | PEFY-P250VMH-E | R410A | 0
VRV DUCTED SPLIT | E006001 | DAIKIN | FXMQ25PVE | R410A | 15
AIR FAN - EXHAUST |  | FANTECH |  | NULL | NULL
VRF DUCTED SPLIT | 05W06736 | MITSUBISHI | PEFY-P100VMH-E | R410A | 0
FAN COIL UNIT - DUCTED | 13869 | PARAGON | DBCC1500 | CHILLED WATER | 0
VRV DUCTED SPLIT | E006016 | DAIKIN | FXMQ25PVE | R410A | 15
FAN COIL UNIT - DUCTED | 109318 | HURLCON | AH 500 | CHILLED WATER | 0
VRF DUCTED SPLIT | 3XW04445 | MITSUBISHI | PEFY-P250VMH-E | R410A | 0
SWITCHBOARD MECHANICAL | NULL | NULL | NULL | NULL | NULL
VRV DUCTED SPLIT | E013824 | DAIKIN | FXMQ40PVE | R410A | 15
BRANCH SELECTOR BOX | 88W00283 | MITSUBISHI | CMB-P1016V-HA | NULL | NULL
VRV DUCTED SPLIT | E015204 | DAIKIN | FXMQ50PVE | R410A | 15
VRF DUCTED SPLIT | 8XW04446 | MITSUBISHI | PEFY-P250VMH-E | R410A | 0
VRV DUCTED SPLIT | E006017 | DAIKIN | FXMQ25PVE | R410A | 15
VRF DUCTED SPLIT | N/A | MITSUBISHI | Painted Label | R410A | 0
VRF DUCTED SPLIT | 8XW04264 | MITSUBISHI | PEFY-P200VMH-E | R410A | 0
HEAT PUMP SPLIT SYSTEM | 4100084367 | ACCENT AIR | HWPE00-3P | R407C | 38
AIR FAN - SUPPLY | 01K70689 | S&P | TD-500 | NULL | NULL
VRF DUCTED SPLIT | N/A | MITSUBISHI | painted label | R410A | 0
HEAT PUMP SPLIT SYSTEM | 4100084366 | ACCENT AIR | HWP300-3P | R407C | 38
AIR FAN - SUPPLY | NULL | S&P | TD-500 | NULL | NULL
HEAT PUMP SPLIT SYSTEM | 4100084368 | ACCENT AIR | HWP150-3P | R407C | 15
VRV DUCTED SPLIT | E015205 | DAIKIN | FXMQ50PVE | R410A | 15
VRF DUCTED SPLIT | 09W06474 | MITSUBISHI | PEFY-P125VMH-E | R410A | 0
SWITCHBOARD MECHANICAL | NULL | NULL | NULL | NULL | NULL
AIR FAN - SUPPLY | NULL | S&P | TD-500 | NULL | NULL
VRV DUCTED SPLIT | E016222 | DAIKIN | FXMQ50PVE | R410A | 15
VRF DUCTED SPLIT | 0 | MITSUBISHI | PEFY-P100VMH-E | R410A | 0
BRANCH SELECTOR BOX | N/A | MITSUBISHI | CMB-P1016V-HA | NULL | NULL
SWITCHBOARD MAIN | NULL | MERLIN GERIN | NULL | NULL | NULL
AIR COOLED SPLIT SYSTEM | NULL | DAIKIN | REY7TH | R410A | 2.4
VRV DUCTED SPLIT | E023691 | DAIKIN | FXMQ63PVE | R410A | 15
WALL MOUNTED SPLIT SYSTEM | E065S30 | DAIKIN | FTXS25LVMA | R410A | 1.8
AIR FAN - EXHAUST | NULL | RICHARDSON | 38TR6P | NULL | NULL
WALL MOUNTED SPLIT SYSTEM | E000883 | DAIKIN | FAQ100CVEA | R410A | 5
WALL MOUNTED SPLIT SYSTEM | E000932 | DAIKIN | FAQ100CVEA | R410A | 15
FAN COIL UNIT - DUCTED | MISSING | WALKER | MISSING | CHILLED WATER | 0
AIR FAN - SUPPLY | 01J06602 | S&P | TD-500 | NULL | NULL
MAKE UP TANK | NULL | CUSTOM-BUILT | NULL | NULL | NULL
AIR FAN - SUPPLY | NULL | S&P | TD-800 | NULL | NULL
MAKE UP TANK | NULL | CUSTOM-BUILT | NULL | NULL | NULL
MAKE UP TANK | NULL | CUSTOM-BUILT | NULL | NULL | NULL
MAKE UP TANK | NULL | CUSTOM-BUILT | NULL | NULL | NULL
AIR FAN - SUPPLY | 01J06604 | S&P | TD-500 | NULL | NULL
VARIABLE SPEED DRIVE | G1108064 | ZENER | MSC-3R23 | NULL | NULL
SWITCHBOARD MECHANICAL | NULL | NULL | NULL | NULL | NULL
SWITCHBOARD MECHANICAL | NULL | ABB | NULL | NULL | NULL
DUCTED SPLIT SYSTEM | 53U05512 | MITSUBISHI | PUHZ-RP140VKA2 | R410A | 5.5
SWITCHBOARD MECHANICAL | NULL | R.G.LADD | NULL | NULL | NULL
DUCTED SPLIT SYSTEM | 53U00797 | MITSUBISHI | PUHZ-RP170VKA2 | R410A | 7.7
AIR FAN - EXHAUST | 01J06603 | S&P | TD 500 | NULL | NULL
AIR FAN - SUPPLY | NULL | S&P | TD-500 | NULL | NULL
FIRE PANEL | NULL | NULL | NULL | NULL | NULL
DUCTED SPLIT SYSTEM | 65U04981 | MITSUBISHI | PUHZ-RP125VKA2 | R410A | 5.5
DUCTED SPLIT SYSTEM | 53W00858 | MITSUBISHI | PUHZ-RP250YKM-A | R410A | 9
AIR FAN - EXHAUST |  | S&P | TD 1300 | NULL | NULL
EVAPORATIVE COOLER | 171483 | BRAEMAR | RPB700SL | NULL | NULL
AIR FAN - EXHAUST | NULL | S&P | TD 500 | NULL | NULL
EVAPORATIVE COOLER | 154699 | BRAEMAR | EA150D AUS | NULL | NULL
AIR HANDLING UNIT | 10781 | PARAGON | DBAH 400 | CHILLED WATER | 0
VARIABLE SPEED DRIVE | 403741G116 | DANFOSS | VLT-6000 | NULL | NULL
KITCHEN EXHAUST FAN | PN257210A | PACIFIC HVAC | AX80HE45A-4KMF | NULL | NULL
KITCHEN EXHAUST FAN | 257185A | PACIFIC HVAC | R3G560AK32-11 | NULL | NULL
VARIABLE SPEED DRIVE | 223725G143 | DANFOSS | 131B4061 | NULL | NULL
TOILET EXHAUST FAN | 255075D | PACIFIC HVAC | VCQ-0+ | NULL | NULL
SWITCHBOARD DISTRIBUTION | NULL | NHP | NULL | NULL | NULL
DUCTED SPLIT SYSTEM | 4114731 | DAIKIN | FDYQ100LAV1 | R410A | 5
AIR HANDLING UNIT | N/A | CARRIER | N/A | CHILLED WATER | 0
AIR HANDLING UNIT | N/A | CARRIER | N/A | CHILLED WATER | 0
AIR HANDLING UNIT | 19412 | PARAGON | DBAH 600 | CHILLED WATER | 0
AIR FAN - SUPPLY |  | S&P | TD-1300 | NULL | NULL
VARIABLE SPEED DRIVE | 3174400100 | ABB | ACH550-01-038A-4 | NULL | NULL
AIR HANDLING UNIT | N/A | CARRIER | N/A | CHILLED WATER | 0
AIR HANDLING UNIT | 19413 | PARAGON | DBAH 1000 | CHILLED WATER | 0
AIR FAN - EXHAUST | N/A | NULL | N/A | NULL | NULL
SWITCHBOARD DISTRIBUTION | NULL | NHP | NULL | NULL | NULL
FAN COIL UNIT - DUCTED | 19720 | PARAGON | DBCC 500 | CHILLED WATER | 0
FAN COIL UNIT - DUCTED | 19719 | PARAGON | DBCC 500 | CHILLED WATER | 0
SWITCHBOARD MECHANICAL | NULL | NHP | NULL | NULL | NULL
SWITCHBOARD DISTRIBUTION | NULL | MERLIN GERIN | NULL | NULL | NULL
SWITCHBOARD DISTRIBUTION | NULL | SCHNEIDER | NULL | NULL | NULL
AIR FAN - EXHAUST | 600068 | FANTECH | CD636D | NULL | NULL
AIR FAN - EXHAUST | 600068 | FANTECH | CD636D | NULL | NULL
AIR FAN - EXHAUST | UNKNOWN | FANTECH | UNKNOWN | NULL | NULL
AIR FAN - EXHAUST | UNKNOWN | AIRFLOW | VRA 400-4D | NULL | NULL
DUCTED SPLIT SYSTEM | 58P00137 | MITSUBISHI | SUZ-KA35VAD | R410A | 1.05
DUCTED SPLIT SYSTEM | E031786 | DAIKIN | RZQ140LV1 | R410A | 4.2
AIR FAN - OUTSIDE | 655588:26 | FANTECH | MRV2 | NULL | NULL
AIR FAN - OUTSIDE | 645929:1 | FANTECH | MV304E | NULL | NULL
AIR FAN - OUTSIDE | 647638:7 | FANTECH | RV1 | NULL | NULL
AIR FAN - OUTSIDE | 631802:20 | FANTECH | MRV1 | NULL | NULL
AIR FAN - OUTSIDE | 655990:5 | FANTECH | MRV1 | NULL | NULL
SMOKE EXHAUST FAN | 632 | NULL | AXIAL FLOW FAN | NULL | NULL
TOILET EXHAUST FAN | UNKNOWN | UNKNOWN | UNKNOWN | NULL | NULL
VARIABLE SPEED DRIVE | 425407A425 | DANFOSS | 131N0178 | NULL | NULL
SWITCHBOARD DISTRIBUTION | NULL | MERLIN GERIN | NULL | NULL | NULL
VRV DUCTED SPLIT | E016663 | DAIKIN | FXMQ50PVE | R410A | 15
VRV DUCTED SPLIT | E012860 | DAIKIN | FXMQ40PVE | R410A | 15
SWITCHBOARD DISTRIBUTION | NULL | MERLIN GERIN | NULL | NULL | NULL
VRV DUCTED SPLIT | 4114269 | DAIKIN | FXDYQ145MAV1 | R410A | 15
SWITCHBOARD DISTRIBUTION | NULL | SCHNEIDER | NULL | NULL | NULL
FIRE DAMPER | NULL | NULL | NULL | NULL | NULL
FIRE DAMPER | NULL | NULL | NULL | NULL | NULL
FIRE DAMPER | NULL | NULL | NULL | NULL | NULL
TOILET EXHAUST FAN | 119371 | AIR DESIGN | RVE0564AP10B007 | NULL | NULL
EXHAUST FAN CANOPY | 400019 | FANTECH | M0159667 | NULL | NULL
FIRE DAMPER | NULL | NULL | NULL | NULL | NULL
FIRE DAMPER | NULL | NULL | NULL | NULL | NULL
FIRE DAMPER | NULL | NULL | NULL | NULL | NULL
VARIABLE SPEED DRIVE | 015802G464 | DANFOSS | 102P4K | NULL | NULL
VARIABLE SPEED DRIVE | 030410G464 | DANFOSS | 102P4K | NULL | NULL
AIR HANDLING UNIT | 19354 | PARAGON | DBAH 1200 | CHILLED WATER | 0
FIRE DAMPER | NULL | NULL | NULL | NULL | NULL
FIRE DAMPER | NULL | NULL | NULL | NULL | NULL
FAN COIL UNIT - DUCTED | 11620 | PARAGON | DBCC 500 | CHILLED WATER | 0
FIRE DAMPER | NULL | NULL | NULL | NULL | NULL
VARIABLE SPEED DRIVE | 012902G464 | DANFOSS | 102P2K | NULL | NULL
VARIABLE SPEED DRIVE | 030310G464 | DANFOSS | 102P5K | NULL | NULL
AIR FAN - EXHAUST | 576784 | FANTECH | CHD454 | NULL | NULL
FIRE DAMPER | NULL | NULL | NULL | NULL | NULL
FIRE DAMPER | NULL | NULL | NULL | NULL | NULL
VARIABLE SPEED DRIVE | 030010G64 | DANFOSS | 102P5K | NULL | NULL
AIR FAN - EXHAUST | N/A | FANTECH | CHD454 | NULL | NULL
VARIABLE SPEED DRIVE | 014202G464 | DANFOSS | 102P1K | NULL | NULL
DUCTED SPLIT SYSTEM | E004079 | DAIKIN | RZQ250LY1 | R410A | 9.3
VARIABLE SPEED DRIVE | 030510G464 | DANFOSS | 102P15K | NULL | NULL
FIRE PANEL | NULL | NULL | NULL | NULL | NULL
VARIABLE SPEED DRIVE | 014502G464 | DANFOSS | 102P1K | NULL | NULL
DIGITAL CONTROLS | 490 | GRUNDFOS | CU351 | NULL | NULL
SMOKE EXHAUST FAN | 531637 | FANTECH | RSSL0804GA6/22 | NULL | NULL
SWITCHBOARD DISTRIBUTION | NULL | MERLIN GERIN | NULL | NULL | NULL
FAN COIL UNIT - DUCTED | LT08- 00015T1- 001 | WALKER | CMLH1400- S | CHILLED WATER | 0
VARIABLE SPEED DRIVE | 012702G464 | DANFOSS | 102P2K | NULL | NULL
WATER PUMP | A96546726P11248 | GRUNDFOS | CRIE5-8 A-CA-I-E-HQQE | NULL | NULL
WATER PUMP | A9654672P11248 | GRUNDFOS | CRIE5-8 A-CA-I-E-HQQE | NULL | NULL
SWITCHBOARD DISTRIBUTION | NULL | MERLIN GERIN | NULL | NULL | NULL
FIRE DAMPER | NULL | NULL | NULL | NULL | NULL
DIGITAL CONTROLS | N/A | NULL | HYDRO 10 | NULL | NULL
FIRE DAMPER | NULL | NULL | NULL | NULL | NULL
SMOKE EXHAUST FAN | 531637 | FANTECH | RSSL0804GA6/22 | NULL | NULL
FIRE DAMPER | NULL | NULL | NULL | NULL | NULL
WATER PUMP | 85U059063112240091 | GRUNDFOS | MG90SB2-24FT115-H3 | NULL | NULL
AIR FAN - SUPPLY | 475995 | FANTECH | PCE404ER | NULL | NULL
SWITCHBOARD DISTRIBUTION | NULL | MERLIN GERIN | NULL | NULL | NULL
FIRE DAMPER | NULL | NULL | NULL | NULL | NULL
VARIABLE SPEED DRIVE | 175Z7053 | DANFOSS | VLT6000 | NULL | NULL
SMOKE EXHAUST FAN | 531637 | FANTECH | RSSL0804GA6/22 | NULL | NULL
FIRE DAMPER | NULL | NULL | NULL | NULL | NULL
VARIABLE SPEED DRIVE | 175Z7053 | DANFOSS | VLT6000 | NULL | NULL
FIRE DAMPER | NULL | NULL | NULL | NULL | NULL
TOILET EXHAUST FAN | 581827 | FANTECH | CE454D | NULL | NULL
CASSETTE SPLIT SYSTEM | E006443 | DAIKIN | RZQS140Y1 | R410A | 5
FIRE DAMPER | NULL | NULL | NULL | NULL | NULL
CASSETTE SPLIT SYSTEM | E006444 | DAIKIN | RZQS1401Y1 | R410A | 5
AIR HANDLING UNIT | 440 | CARRIER | 39BA100 | CHILLED WATER | 0
WALL MOUNTED SPLIT SYSTEM | E026832 | DAIKIN | FTXM35QVMA | R32 | 0.85
FIRE DAMPER | NULL | NULL | NULL | NULL | NULL
WALL MOUNTED SPLIT SYSTEM | E030913 | DAIKIN | FTXM71QVMA | R32 | 1.6
FIRE DAMPER | NULL | NULL | NULL | NULL | NULL
FIRE DAMPER | NULL | NULL | NULL | NULL | NULL
SWITCHBOARD MECHANICAL | NULL | IPD | NULL | NULL | NULL
CHILLER - RECIPROCATING | 12P002807 | CARRIER | 30HT-161-0123-EE | R22 | 75
SWITCHBOARD MECHANICAL |  | OTHER |  | NULL | NULL
FIRE DAMPER | NULL | NULL | NULL | NULL | NULL
CONDENSER WATER PUMP | 13064/137 | LOWARA | LM112B14S2/355 | NULL | NULL
CHILLED WATER PUMP | 12396 | CROMPTON PARKINSON | CP4521 | NULL | NULL
FIRE DAMPER | NULL | NULL | NULL | NULL | NULL
AIR HANDLING UNIT | NOT SHOWN | ELECTRA | Not shown | CHILLED WATER | 0
BOILER - GAS FIRED | 715.V7 | VERTIPAK | 715.V7 | NULL | NULL
AIR HANDLING UNIT | NIL | ELECTRA | Not shown | CHILLED WATER | 0
AIR HANDLING UNIT | NOT SHOWN | ELECTRA | Not Shown | CHILLED & HEATING WATER | 0
HEATING HOT WATER PUMP | CFSB | GRUNDFOS | 12LS | NULL | NULL
AIR HANDLING UNIT | NOT SHOWN | ELECTRA | Not Shown | CHILLED & HEATING WATER | 0
PACKAGED AIR CONDITIONING UNIT | 562326 | TEMPERZONE | OPA 600RB | R22 | 7.4
CAR PARK EXHAUST FAN | 35378 | HALL THERMOTANK | 35378 | NULL | NULL
AIR HANDLING UNIT | PETRA | PHOENIX | NA | CHILLED & HEATING WATER | 0
PACKAGED AIR CONDITIONING UNIT | 63005 | TEMPERZONE | OPA 600RB | R22 | 7.4
AIR HANDLING UNIT | NOT SHOWN | ELECTRA | Not Shown | CHILLED & HEATING WATER | 0
HEATING HOT WATER PUMP | 16432-1 | AJAX | 2104160 | NULL | NULL
BOILER - GAS FIRED | NA | RHEEM | 9IN1060 | NULL | NULL
PACKAGE AC - WATER SOURCED | 887540 | TEMPERZONE | HWP 141RKT | R410A | 2.1
PACKAGE AC - WATER SOURCED | UNKNOWN | DB INDUSTRIES | UNKNOWN | R22 | 0
FAN COIL UNIT - DUCTED | 60602 | FAN COIL INDUSTRIES | FCH 230 | CHILLED WATER | 1
AIR FAN - SUPPLY | NIL | PACIFIC HVAC | Other | NULL | NULL
SUMP/DRAINAGE PUMP | N/A | NULL | 7264B-K | NULL | NULL
AIR FAN - SUPPLY | NIL | UNKNOWN | NIL | NULL | NULL
WATER PUMP | 53011RT00 | LOWARA | PLM4100B5S67330 | NULL | NULL
VARIABLE SPEED DRIVE | TPYE P | NAIS | VF-7F | NULL | NULL
ELECTRIC DUCT HEATER |  | NULL | null | NULL | NULL
WATER PUMP | N/A | NULL | WHISPERFLOW | NULL | NULL
ELECTRIC DUCT HEATER |  | NULL | null | NULL | NULL
ELECTRIC DUCT HEATER |  | NULL | null | NULL | NULL
ELECTRIC DUCT HEATER |  | NULL | null | NULL | NULL
ELECTRIC DUCT HEATER |  | NULL | null | NULL | NULL
ELECTRIC DUCT HEATER |  | NULL | null | NULL | NULL
WALL MOUNTED SPLIT SYSTEM | 5001436T | MITSUBISHI | MUZ-GE71VAD | R410A | 1.9
WALL MOUNTED SPLIT SYSTEM | N/A | MITSUBISHI | MUZ-GE71VAD | R410A | 1.9
AIR HANDLING UNIT | 180 | CARRIER | 39BA120 | CHILLED WATER | 0
COOLING TOWER | M589 | AQUA COOL TOWER | MSS045A | NULL | NULL
PACKAGED AIR CONDITIONING UNIT | 104942 | TEMPERZONE | OPA465RKTBH | R410A | 12
PACKAGED AIR CONDITIONING UNIT | 853428 | TEMPERZONE | OPA294KTBH | R410A | 5.6
AIR FAN - OUTSIDE | PN249622A | PACIFIC HVAC | AX63HB26P-4DSF | NULL | NULL
AIR FAN - OUTSIDE | 252172A | PACIFIC HVAC | RCV280-4E | NULL | NULL
KITCHEN EXHAUST FAN | PN249609B | PACIFIC HVAC | KMV630-4DD | NULL | NULL
KITCHEN EXHAUST FAN | 252172B | PACIFIC HVAC | RCV280-4E | NULL | NULL
KITCHEN EXHAUST FAN | PN24922B | PACIFIC HVAC | AX63HB26P-4DSF | NULL | NULL
KITCHEN EXHAUST FAN | PN249622B | PACIFIC HVAC | AX63HB26P-4DSF | NULL | NULL
KITCHEN EXHAUST FAN | 249609A | PACIFIC HVAC | KMV630-4DD | NULL | NULL
KITCHEN EXHAUST FAN | PN249613A | PACIFIC HVAC | VD80WZ12A-4KSF | NULL | NULL
AIR FAN - EXHAUST | 247845A | PACIFIC HVAC | RCD355-4E | NULL | NULL
AIR FAN - EXHAUST | PN245308A | PACIFIC HVAC | RCV450-6E | NULL | NULL
EXTRACTOR HOOD | N/A | NULL | NO LABELL | NULL | NULL
PACKAGED AIR CONDITIONING UNIT | 104021 | TEMPERZONE | OPA850RKTBH | R410A | 17
PACKAGED AIR CONDITIONING UNIT | 103456 | TEMPERZONE | OPA850RKTBH | R410A | 17
AIR FAN - OUTSIDE | 249623A | PACIFIC HVAC | AX63 | NULL | NULL
CASSETTE SPLIT SYSTEM | 1000032 | FUJITSU | AOT25FWD | R22 | 2.4
WALL MOUNTED SPLIT SYSTEM | NOT VISABLE | SAMSUNG | AQV09TWQX | R410A | 1
KITCHEN EXHAUST FAN | 2024-09-10 | CYCLO FANS | V38-186-SPH | NULL | NULL
DUCTED SPLIT SYSTEM | E000940 | DAIKIN | RZQS71AV1 | R410A | 2.9
SWITCHBOARD MECHANICAL | NULL | MERLIN GERIN | NULL | NULL | NULL
VARIABLE SPEED DRIVE | 3131104011 | ABB | ACH550-01-031A-4 | NULL | NULL
VARIABLE SPEED DRIVE | 3131604537 | ABB | ACH550-01-023A-4 | NULL | NULL
VARIABLE SPEED DRIVE | 3131800203 | ABB | ACH550-01-023A-4 | NULL | NULL
VARIABLE SPEED DRIVE | 3132003878 | ABB | ACH550-01-08A8-4 | NULL | NULL
SWITCHBOARD MECHANICAL | NULL | R.G.LADD | NULL | NULL | NULL
DUCTED SPLIT SYSTEM | 3063581 | DAIKIN | FDYQ200LV1 | R410A | 9.3
AIR FAN - OUTSIDE | 2006-05-31 | NU AIR | NOSBD150/2EB-SC | NULL | NULL
AIR FAN - OUTSIDE | 2006-05-31 | NU AIR | NOSBD150/2EB-SC | NULL | NULL
AIR HANDLING UNIT | 19414 | PARAGON | DBAH1000 | CHILLED WATER | 0
VARIABLE SPEED DRIVE | G1109051 | ZENER | MSC-3R11 | NULL | NULL
VARIABLE SPEED DRIVE | 306826G363 | DANFOSS | 131B5662 | NULL | NULL
VARIABLE SPEED DRIVE | G1122066 | ZENER | MSC-3R11 | NULL | NULL
VARIABLE SPEED DRIVE | G1145072 | ZENER | MSC-3R23 | NULL | NULL
SWITCHBOARD DISTRIBUTION | NULL | MERLIN GERIN | NULL | NULL | NULL
VARIABLE SPEED DRIVE | G1145066 | ZENER | MSC-3R23 | NULL | NULL
VARIABLE SPEED DRIVE | G1106103 | ZENER | MSC-3R23 | NULL | NULL
VARIABLE SPEED DRIVE | G1106105 | ZENER | MSC-3R23 | NULL | NULL
VARIABLE SPEED DRIVE | N/A | ABB | ACH550 | NULL | NULL
VARIABLE SPEED DRIVE | G1119074 | ZENER | MSC-3R30 | NULL | NULL
FIRE DAMPER | NULL | NULL | NULL | NULL | NULL
SWITCHBOARD DISTRIBUTION | NULL | MERLIN GERIN | NULL | NULL | NULL
VARIABLE SPEED DRIVE | N/A | DANFOSS | 131B5661 | NULL | NULL
SWITCHBOARD MECHANICAL | NULL | NULL | NULL | NULL | NULL
VARIABLE SPEED DRIVE | N/A | DANFOSS | 131B5661 | NULL | NULL
AIR FAN - EXHAUST | TBC | FANTECH | TBC | NULL | NULL
AIR FAN - OUTSIDE | N/A | S&P | TD-1300250 | NULL | NULL
CHILLED WATER PUMP | B8160810010 | MONARCH | AS1359IEC34&72 | NULL | NULL
HEATING HOT WATER PUMP | N/A | GRUNFOSS | UD0808 | NULL | NULL
HEATING HOT WATER PUMP | N/A | GRUNFOSS | UD0808 | NULL | NULL
FIRE DAMPER | NULL | NULL | NULL | NULL | NULL
FIRE DAMPER | NULL | NULL | NULL | NULL | NULL
FIRE DAMPER | NULL | A G COOMBS | NULL | NULL | NULL
HEATING HOT WATER PUMP | N/A | GRUNFOSS | UD0808 | NULL | NULL
VARIABLE SPEED DRIVE | NA | ABB | ACH550-01-012A-4+B055 | NULL | NULL
VARIABLE SPEED DRIVE | N/A | ABB | ACH550-01-012A-4+B055 | NULL | NULL
CHILLED WATER PUMP | B8160810025 | MONARCH | AS1359IEC34&72 | NULL | NULL
FAN COIL UNIT - DUCTED | NA | WALKER | CMLH1400- S | CHILLED WATER | 0
HEATING HOT WATER PUMP |  | GRUNFOSS | UD0808 | NULL | NULL
AIR FAN - EXHAUST | NA | NULL | NA | NULL | NULL
FIRE DAMPER | NULL | NULL | NULL | NULL | NULL
FIRE DAMPER | NULL | NULL | NULL | NULL | NULL
EXPANSION TANK (CLOSED LOOPS) | E8820438 | ELBI | ERCE 150 LITRES | NULL | NULL
AIR FAN - EXHAUST | N/A | NULL | NA | NULL | NULL
DOSING POT (CLOSED LOOPS) | N/A | NULL | NO ID PLATE | NULL | NULL
DOSING POT (CLOSED LOOPS) |  | NULL | NO ID PLATE | NULL | NULL
HEAT EXCHANGER - WATER TO WAT | 30109-90107 | ALFA LAVAL | M6-FG | NULL | NULL
EXPANSION TANK (CLOSED LOOPS) | E8820439 | ELBI | ERCE 150 LITRES | NULL | NULL
HEAT EXCHANGER - WATER TO WAT | 30109-89907 | ALFA LAVAL | M6-FG | NULL | NULL
WALL MOUNTED SPLIT SYSTEM | 4001635T | MITSUBISHI | MSZ-GE60VAD | R410A | 1.55
WALL MOUNTED SPLIT SYSTEM | 4001639T | MITSUBISHI | MSZ-GE60VAD | R410A | 1.55
AIR FAN - OUTSIDE | 06NY2252 | S&P | TD 800/200 | NULL | NULL
AIR FAN - EXHAUST (DOMESTIC) | N/A | NULL | N/A | NULL | NULL
AIR FAN - EXHAUST (DOMESTIC) | N/A | AIRFLOW | N/A | NULL | NULL
CHILLED WATER PUMP | 10102 | MONARCH | AS1359IEC34 | NULL | NULL
AIR FAN - EXHAUST (DOMESTIC) | N/A | AIRFLOW | N/A | NULL | NULL
VARIABLE SPEED DRIVE | 3094501850 | ABB | ACH550-01-072A-4+B055 | NULL | NULL
VARIABLE SPEED DRIVE | 3093800950 | ABB | ACH550-01-072A-4+B055 | NULL | NULL
HEAT PUMP SPLIT SYSTEM | E008577 | DAIKIN | RXS50KVMA | R410A | 1.5
VARIABLE SPEED DRIVE | 1094000082 | ABB | ACH550-01-023A-4+BO55 | NULL | NULL
AIR FAN - EXHAUST | 442888 | FANTECH | FPMD304 | NULL | NULL
HEAT PUMP SPLIT SYSTEM | E008599 | DAIKIN | FTXS50KVMA | R410A | 1.5
HOT WATER STORAGE TANK | N/A | RHEEM | 41140008 | NULL | NULL
VARIABLE SPEED DRIVE | 064023G042 | DANFOSS | VLT6000 | NULL | NULL
VARIABLE SPEED DRIVE | 063623GO42 | DANFOSS | VLT6000 | NULL | NULL
VARIABLE SPEED DRIVE | 3090402114 | ABB | ACH550-01-038A-4+BO55 | NULL | NULL
VARIABLE SPEED DRIVE | 3090900244 | ABB | ACH550-01-038A-4+BO55 | NULL | NULL
VARIABLE SPEED DRIVE | 3093303455 | ABB | ACH550-01-015A-4+BO55 | NULL | NULL
CONDENSER WATER PUMP | NULL | ABB | AS1359IEC34&72 | NULL | NULL
CONDENSER WATER PUMP | NA | MONARCH | AS1359IEC34&72 | NULL | NULL
SWITCHBOARD MECHANICAL | NULL | ACSON | NULL | NULL | NULL
VARIABLE SPEED DRIVE | G0937003 | ZENER | MSC-3R15 | NULL | NULL
VARIABLE SPEED DRIVE | G0937011 | ZENER | MSC-3R15 | NULL | NULL
VARIABLE SPEED DRIVE | G0937004 | ZENER | MSC-3R15 | NULL | NULL
CONDENSER WATER PUMP | NULL | MONARCH | NA | NULL | NULL
VARIABLE SPEED DRIVE | 014402G464 | DANFOSS | 102P1K | NULL | NULL
VARIABLE SPEED DRIVE | G0937041 | ZENER | MSC-3R15 | NULL | NULL
SWITCHBOARD MECHANICAL | NULL | ARITE | NULL | NULL | NULL
DUCTED SPLIT SYSTEM | E021054 | DAIKIN | RZA100CV1 | R32 | 2.6
SWITCHBOARD MECHANICAL | NULL | NULL | NULL | NULL | NULL
VARIABLE SPEED DRIVE | RUBBER OFF | DANFOSS | 102P2K | NULL | NULL
VARIABLE SPEED DRIVE | 030610G464 | DANFOSS | 102P5K | NULL | NULL
CHILLER - CENTRIFUGAL | U01A06133 | TRANE | RTHC1D2U0G0G3L4G3LF0000D | R134A | 386
CHILLER - CENTRIFUGAL | 101K06308 | TRANE | RTHC1D2U0G0G3L4G3LF0000D | R134A | 386
CHILLER - CENTRIFUGAL | JL6368 | POWER PAX | WA031.1BH5.44N | R134A | 164
VARIABLE SPEED DRIVE | N/A | TECO | IP66/NEMA 4X | NULL | NULL
AIR FAN - EXHAUST | A1555 | AERO | 24RVV | NULL | NULL
FAN COIL UNIT - DUCTED | 109318 | HURLCON | HUCRLCON | CHILLED WATER | 0
AIR FAN - EXHAUST | A1555 | NULL | 24RVV | NULL | NULL
HEAT EXCHANGER - WATER TO WAT | NA | BRITANNIA THERM | BEU EXCHANGER | NULL | NULL
VARIABLE SPEED DRIVE | 067517G464 | DANFOSS | 131B3319 | NULL | NULL
VARIABLE SPEED DRIVE | 067417G464 | DANFOSS | 131B3319 | NULL | NULL
HEAT EXCHANGER - WATER TO WAT | 0 | BRITANNIA THERM | BEU EXCHANGER | NULL | NULL
AUTO REFILL UNIT - CLOSED LOOP | 9742 | AUTOHEAT | ARU2-303 | NULL | NULL
EXPANSION TANK (CLOSED LOOPS) | 0BBBB | AUTOHEAT | DATA PLATE NOT VISIBLE | NULL | 0
FAN COIL UNIT - DUCTED | NO ACCESS IS PHOTO | HURLCON | HUCRLCON | CHILLED WATER | 0
DOSING POT (CLOSED LOOPS) | 0 | UNKNOWN | NO BUILD PLATE | NULL | NULL
AIR FAN - OUTSIDE | 07E31017 | S&P | TD-5000/150 | NULL | NULL
HEATING HOT WATER PUMP | 3114180006 | GRUNDFOS | MG1601D2 | NULL | 0
HEATING HOT WATER PUMP | 311480007 | GRUNDFOS | MG1601D2 | NULL | 0
FAN COIL UNIT - DUCTED | ASHD 300 | NULL | ASHD 300 | CHILLED WATER | 0
FAN COIL UNIT - DUCTED | ASHD 300 | HURLCON | ASHD 300 | CHILLED WATER | 0
FAN COIL UNIT - DUCTED | NA | TEMPERZONE | IMD-95 4/1 | CHILLED WATER | 0
CAR PARK EXHAUST FAN |  | NULL | null | NULL | NULL
AIR FAN - EXHAUST | 225/5 | CFM FANS | MUC355 | NULL | NULL
SWITCHBOARD MAIN DISTRIBUTION |  | NULL |  | NULL | NULL
DUCTED SPLIT SYSTEM |  | UNKNOWN |  | R438A | 22
SWITCHBOARD MECHANICAL |  | OTHER |  | NULL | NULL
PACKAGED AIR CONDITIONING UNIT | 112426 | TEMPERZONE | OPA 705RKTB01 | R410A | 14
FAN COIL UNIT - DUCTED | NO LABEL | CARRIER | NO LABEL | R22 | 0
AIR HANDLING UNIT | N/A | WALKER | CW072-S | CHILLED & HEATING WATER | 0
PACKAGED AIR CONDITIONING UNIT | 112427 | TEMPERZONE | OPA705RKTB01 | R410A | 14
ELECTRIC DUCT HEATER |  | NULL | null | NULL | NULL
AIR HANDLING UNIT | CECM-005224B1-001 | WALKER | CW072-S | CHILLED WATER | 0
ELECTRIC DUCT HEATER |  | NULL | null | NULL | NULL
BOILING/CHILLED WATER UNIT | P 1161 11280 LCH | BILLI QUADRA | 904010LCH | NULL | NULL
ELECTRIC DUCT HEATER |  | NULL | null | NULL | NULL
FAN COIL UNIT - DUCTED | NONE | COLAIR | ASHD 500 | CHILLED WATER | 0
AIR HANDLING UNIT | N/A | WALKER | ALEC1500-S | CHILLED WATER | 0
STAND ALONE CONTROLS - ELEC | NA | HONEYWELL | NA | NULL | NULL
WALL MOUNTED SPLIT SYSTEM | 6018338 | MITSUBISHI | MUZ-GE25VAD | R410A | 0.8
STAND ALONE CONTROLS - ELEC | NA | HONEYWELL | NA | NULL | NULL
CASSETTE SPLIT SYSTEM | 76P00792 | MITSUBISHI | SUZ-KA50VAD | R410A | 1.6
FAN COIL UNIT - DUCTED | NONE | NULL | ASHD 300 | CHILLED WATER | 0
SWITCHBOARD MECHANICAL |  | OTHER |  | NULL | NULL
FAN COIL UNIT - DUCTED | NO LABEL | CARRIER | NO LABEL | R22 | 0
ELECTRIC DUCT HEATER |  | NULL | null | NULL | NULL
ELECTRIC DUCT HEATER |  | NULL | null | NULL | NULL
ELECTRIC DUCT HEATER |  | NULL | null | NULL | NULL
BOILING/CHILLED WATER UNIT | 2017070303017 | ZIP HYDROTAP | BC100/75 HT1764 | NULL | NULL
WATER COOLED CONDENSOR |  | CARRIER | NULL | NULL | NULL
WATER COOLED CONDENSOR |  | CARRIER | null | NULL | NULL
FAN COIL UNIT - DUCTED | NONE | COLAIR | ASHD 300 | CHILLED WATER | 0
WATER COOLED CONDENSOR |  | CARRIER | NO MARKNGS | NULL | NULL
WATER COOLED CONDENSOR |  | CARRIER | null | NULL | NULL
CASSETTE SPLIT SYSTEM | Y22600088KF | MITSUBISHI | FDCJ224HKXE2D | R22 | 12
WALL MOUNTED SPLIT SYSTEM | 2013179 | MITSUBISHI | MUZ GE71VA | R410A | 2
BOILING/CHILLED WATER UNIT | P 11 6111265 LCH | BILLI QUADRA | 904010LCH | NULL | NULL
CASSETTE SPLIT SYSTEM | NA | MITSUBISHI | FDCJ224HKXE2D | R22 | 12
WALL MOUNTED SPLIT SYSTEM | NA | MITSUBISHI | MUZ A26YZ | R410A | 1.6
INSTANT HW UNIT (GAS) | 18.03-114596 | RINNAI | REU-A2626WB-50-AK | NULL | NULL
INSTANT HW UNIT (GAS) | 19.09.125499 | RINNAI | REU-A2626WB-50-AK | NULL | NULL
FAN COIL UNIT - DUCTED | ASHD 300 | COLAIR | ASHD 300 | CHILLED WATER | 0
DUCTED SPLIT SYSTEM | E001332 | DAIKIN | RXS50KVMA | R410A | 4
DUCTED SPLIT SYSTEM | E001321 | DAIKIN | RXS50KVMA | R410A | 3
DUCTED SPLIT SYSTEM | E001128 | DAIKIN | RXS50KVMA | R410A | 3
DUCTED SPLIT SYSTEM | E000475 | DAIKIN | RZQS60AV1 | R410A | 3
FAN COIL UNIT - DUCTED | NONE | NULL | ASHD 700 | CHILLED WATER | 0
CASSETTE SPLIT SYSTEM | J060095 | DAIKIN | RXS25L3V1B | R410A | 2
DUCTED SPLIT SYSTEM | E007703 | DAIKIN | RZQ100KCV4A | R410A | 3.7
CASSETTE SPLIT SYSTEM | E001134 | DAIKIN | RZQS71AV1 | R410A | 3
DUCTED SPLIT SYSTEM | AC40082 | ACCENT AIR | AC40-2 | R22 | 8
FIRE PANEL | NULL | NULL | NULL | NULL | NULL
FIRE PANEL |  | NULL | null | NULL | NULL
SWITCHBOARD MECHANICAL | NULL | NULL | NULL | NULL | NULL
SWITCHBOARD MECHANICAL | NULL | NULL | NULL | NULL | NULL
SWITCHBOARD MECHANICAL | NULL | NULL | NULL | NULL | NULL
SWITCHBOARD MECHANICAL | NULL | NULL | NULL | NULL | NULL
DUCTED SPLIT SYSTEM | AC40083 | ACCENT AIR | AC40-2 | R22 | 10
CASSETTE SPLIT SYSTEM | E009474 | DAIKIN | RZQ71KCV4A | R410A | 3
CASSETTE SPLIT SYSTEM | J035199 | DAIKIN | RXS50L2V1B | R410A | 2
AIR FAN - SUPPLY | NULL | S&P | TD 500 | NULL | NULL
TOILET EXHAUST FAN | 2855.2 | CROMPTON PARKINSON | 121/4SW | NULL | NULL
AIR FAN - EXHAUST |  | WOODS | null | NULL | NULL
SWITCHBOARD MECHANICAL | NULL | BROOKS MARCHANT | NULL | NULL | NULL
AIR FAN - SUPPLY | NULL | S&P | TD 500 | NULL | NULL
BREAK TANK |  | NULL | NA | NULL | NULL
PACKAGED AIR CONDITIONING UNIT | 932121 | TEMPERZONE | OPA186RKTYGH | R410A | 5.2
AIR FAN - SUPPLY | NULL | S&P | TD 800 | NULL | NULL
AIR FAN - RETURN | WORN LABEL | WOODS | WORN LABEL | NULL | NULL
PACKAGED AIR CONDITIONING UNIT | 932122 | TEMPERZONE | OPA 186RKTYGH | R410A | 5.2
VARIABLE SPEED DRIVE | NOT VISIBLE | VACON | NOT VISIBLE | NULL | NULL
VARIABLE SPEED DRIVE | V00000014275 | VACON | 3L-0084-HVAC+IP54 | NULL | NULL
AIR HANDLING UNIT |  | NULL |  | CHILLED WATER | 0
AIR HANDLING UNIT | NA | CUSTOM-BUILT | NA | CHILLED WATER | 0
WALL MOUNTED SPLIT SYSTEM | E007179 | DAIKIN | RXM25QVMA | R32 | 0.85
AIR FAN - EXHAUST | NULL | S&P | TD500 | NULL | NULL
AIR FAN - EXHAUST | NULL | S&P | TD500 | NULL | NULL
DX CONDENSING UNIT |  | NULL | null | R438A | 500
AIR FAN - EXHAUST | 01L15787 | S&P | TD500 | NULL | NULL
COOLING TOWER |  | TEMCEL | null | NULL | NULL
MULTI HEAD NON DUCTED SPLIT | A000608 | DAIKIN | REMQ16PY1 | R410A | 11.7
COOLING TOWER | 6975 | TEMCEL | TED445 | NULL | NULL
CASSETTE SPLIT SYSTEM | G1470029RTF | MITSUBISHI | FDC508HES3B | R22 | 1.9
BOILING/CHILLED WATER UNIT | 2017082203067 | ZIP HYDROTAP | BC 100/75 2824AU | NULL | NULL
CASSETTE SPLIT SYSTEM | NA | MITSUBISHI | FDC508HES3B | R22 | 5
TOILET EXHAUST FAN | NONE | FANTECH | NONE | NULL | NULL
CASSETTE SPLIT SYSTEM | NA | MITSUBISHI | FDC508HES3B | R22 | 1.9
BOILING/CHILLED WATER UNIT | 2017100402039 | ZIP HYDROTAP | BC 100/75 2824AU | NULL | NULL
FAN COIL UNIT - DUCTED | NONE | NULL | ASHD 700 | CHILLED WATER | 0
AIR FAN - EXHAUST | 58P301 | FANTECH | CE192D | NULL | NULL
DOMESTIC HW UNIT (ELECTRIC) | V110112389 | RHEEM | 191050V7 | NULL | NULL
HOT WATER STORAGE TANK | 5762448 | RHEEM | 6163507 | NULL | NULL
KITCHEN EXHAUST FAN | 578648 | FANTECH | CHD564 | NULL | NULL
HOT WATER STORAGE TANK | 5750807 | RHEEM | 6163507 | NULL | NULL
AIR HANDLING UNIT | CM18-00574B1-001R | GJ WALKER | CW072-S | R410A | 5.2
HOT WATER STORAGE TANK | 5750822 | RHEEM | 6163507 | NULL | NULL
AIR FAN - EXHAUST | RUBBED OFF | FANTECH | MV252E | NULL | NULL
HOT WATER STORAGE TANK | 5753334 | RHEEM | 6163507 | NULL | NULL
HOT WATER STORAGE TANK | 5724096 | RHEEM | 6163507 | NULL | NULL
DUCTED SPLIT SYSTEM | E006528 | DAIKIN | RZYQ10PUY1 | R410A | 12
DUCTED SPLIT SYSTEM | E002192 | DAIKIN | RZQS100A1 | R410A | 5
CRAC UNIT | ACCD75221 | BUFFALO | QCRAC RD410A | R410A | 6
DUCTED SPLIT SYSTEM | E006523 | DAIKIN | RZYQ10PUY1 | R410A | 11
DUCTED SPLIT SYSTEM | E006506 | DAIKIN | RZYQ10PUY1 | R410A | 12
DUCTED SPLIT SYSTEM | E001986 | DAIKIN | RZQS160AV1 | R410A | 6
DUCTED SPLIT SYSTEM | 3P085602-3A | DAIKIN | RZP125DV1 | R407C | 5
CRAC AIR COOLED | 530356-0507-01 | LIEBERT | LSF20-S-K | R22 | 8
WALL MOUNTED SPLIT SYSTEM | 5001443T | MITSUBISHI | MUZ-GE71VAD | R410A | 1.9
AIR HANDLING UNIT | TBA | CARRIER | NO ACCESS TO UNIT | CHILLED WATER | 0
TOILET EXHAUST FAN | N/A | NULL | N/A | NULL | NULL
TOILET EXHAUST FAN | N/A | NULL | N/A | NULL | NULL
AIR FAN - EXHAUST | N/A | NULL | NO LABEL | NULL | NULL
AIR FAN - EXHAUST | N/A | NULL | N/A | NULL | NULL
AIR FAN - EXHAUST | N/A | NULL | N/A | NULL | NULL
AIR COMPRESSOR | N/A | NULL | N/A | NULL | NULL
DOMESTIC HW UNIT (ELECTRIC) | V11031832 | RHEEM | 191050V7 | NULL | NULL
AIR FAN - EXHAUST (DOMESTIC) | CE250 | AIRFLOW | CE250 | NULL | NULL
AIR FAN - EXHAUST (DOMESTIC) | CE250 | AIRFLOW | CE250 | NULL | NULL
AIR FAN - EXHAUST (DOMESTIC) | CE250 | AIRFLOW | CE250 | NULL | NULL
AIR FAN - EXHAUST (DOMESTIC) | CE250 | AIRFLOW | CE250 | NULL | NULL
AIR FAN - EXHAUST (DOMESTIC) | CE250 | AIRFLOW | CE250 | NULL | NULL
AIR FAN - EXHAUST (DOMESTIC) | CE250 | AIRFLOW | CE250 | NULL | NULL
AIR FAN - EXHAUST (DOMESTIC) | N/A | NULL | NO ACCESS | NULL | NULL
CASSETTE SPLIT SYSTEM | E000148 | DAIKIN | RXSS60LBVMA | R410A | 2.8
CASSETTE SPLIT SYSTEM | E000165 | DAIKIN | RXSS60LBVMA | R410A | 2.8
VRV DUCTED SPLIT | E002858 | DAIKIN | RXYMQ6PV4A | R410A | 4
VRV DUCTED SPLIT | E000166 | DAIKIN | RXS60LBVMA | R410A | 2.8
DUCTED SPLIT SYSTEM | E017341 | DAIKIN | RZQ125KV4A | R410A | 3.7
DUCTED SPLIT SYSTEM | E000346 | DAIKIN | RZQ140KC4VA | R410A | 3.7
DUCTED SPLIT SYSTEM | E000353 | DAIKIN | RZQ140KC4VA | R410A | 3.7
DUCTED SPLIT SYSTEM | E003832 | DAIKIN | RZQ71KCV4A | R410A | 2.75
DUCTED SPLIT SYSTEM | E003803 | DAIKIN | RZQ71KCV4A | R410A | 2.75
DUCTED SPLIT SYSTEM | E0038222 | DAIKIN | RZQ71KCV4A | R410A | 2.75
DUCTED SPLIT SYSTEM | E006421 | DAIKIN | RXM46QVMA | R32 | 1.2
TOILET EXHAUST FAN | N/A | NULL | N/A | NULL | NULL
CRAC UNIT | ACCD75221 | BUFFALO | QCRAC RD410A | R410A | 6
DUCTED SPLIT SYSTEM | E006503 | DAIKIN | RZYQ10PUY1 | R410A | 11
DUCTED SPLIT SYSTEM | E021206 | DAIKIN | RZQ125KV4A | R410A | 3.7
HEAT PUMP SPLIT SYSTEM | 5006719T | MITSUBISHI | MUZ GE60VAD | R410A | 1.55
DUCTED SPLIT SYSTEM | E000151 | DAIKIN | RZA100C2Y1 | R32 | 4
CASSETTE SPLIT SYSTEM | 5004133 T | MITSUBISHI | MUZ GE60VAD | R410A | 1.55
DUCTED SPLIT SYSTEM | E015700 | DAIKIN | RZQ150KV4A | R410A | 3.7
SWITCHBOARD MECHANICAL | NULL | ABB | NULL | NULL | NULL
DUCTED SPLIT SYSTEM | E015907 | DAIKIN | RZQ150KV4A | R410A | 3.7
SWITCHBOARD MECHANICAL | NULL | ABB | NULL | NULL | NULL
DUCTED SPLIT SYSTEM | E007580 | DAIKIN | RZQ125KV4A | R410A | 3.7
HEAT PUMP SPLIT SYSTEM | 570601708BE | MITSUBISHI | SRC92ZMA S | R410A | 3.15
DUCTED SPLIT SYSTEM | E007882 | DAIKIN | RZQ125KV4A | R410A | 3.7
SMOKE EXHAUST FAN | 565129 | FANTECH | APS1256CA12/30 | NULL | NULL
TOILET EXHAUST FAN | 595191 | FANTECH | PCE404ER | NULL | NULL
DUCTED SPLIT SYSTEM | E008712 | DAIKIN | RZQ125KV4A | R410A | 3.7
DUCTED SPLIT SYSTEM | E008818 | DAIKIN | RZQ125KV4A | R410A | 3.7
CASSETTE SPLIT SYSTEM | E002966 | DAIKIN | RY100LUY1 | R22 | 3.7
CASSETTE SPLIT SYSTEM | 880407016BE | MITSUBISHI | SRC35ZSA-W | R32 | 1
CASSETTE SPLIT SYSTEM | E003021 | DAIKIN | RY71LUV1 | R22 | 2.8
DUCTED SPLIT SYSTEM | 738320 | TEMPERZONE | OSA230RKT | R410A | 7
CASSETTE SPLIT SYSTEM | E003022 | DAIKIN | RY71LUV1 | R22 | 2.8
SWITCHBOARD MECHANICAL | NA | NULL | NA | NULL | NULL
HEAT PUMP SPLIT SYSTEM | E048021 | DAIKIN | RXS50LVMA | R410A | 1.8
HEAT PUMP SPLIT SYSTEM | E047789 | DAIKIN | RXS50LVMA | R410A | 1.8
CASSETTE SPLIT SYSTEM | MISSING | DAIKIN | RY45EV1A | R22 | 3
CASSETTE SPLIT SYSTEM | AS ABOVE | DAIKIN | FADED LABEL | R22 | 2
TOILET EXHAUST FAN | RUBBED OFF | FANTECH | RUBBED OFF | NULL | NULL
AIR FAN - SUPPLY | MISSING | FANTECH | MISSING | NULL | NULL
VARIABLE SPEED DRIVE | 015402G464 | DANFOSS | 102P4K | NULL | NULL
VARIABLE SPEED DRIVE | 015502G464 | DANFOSS | 102P1K | NULL | NULL
CONDENSATE PUMP | 15K141608651W | NULL | VCMA-20S | NULL | NULL
CONDENSATE PUMP | 15K141609641W | NULL | VCMA-20S | NULL | NULL
EXTRACTOR HOOD | N/A | NULL | N/A | NULL | NULL
VARIABLE SPEED DRIVE | S00000055578 | VACON | 151225 | NULL | NULL
WALL MOUNTED SPLIT SYSTEM | E032233 | DAIKIN | RXS60LVMA | R410A | 1.8
AIR HANDLING UNIT | 10607 | PARAGON | DBAH400 | CHILLED WATER | 0
AIR HANDLING UNIT | 10578 | PARAGON | DBAH250 | CHILLED WATER | 0
KITCHEN EXHAUST FAN | N/A | NULL | N/A | NULL | NULL
SWITCHBOARD MECHANICAL | NULL | OTHER | NULL | NULL | NULL
AIR HANDLING UNIT | NO LABEL OR PLATE | PARAGON | DBAH400 ? | CHILLED WATER | 0
SWITCHBOARD MECHANICAL | NULL | NULL | NULL | NULL | NULL
SMOKE EXHAUST FAN | N/A | FANTECH | WORN LABEL | NULL | NULL
AIR FAN - OUTSIDE | 6381991 | FANTECH | PCE454ER | NULL | NULL
KITCHEN EXHAUST FAN | RUBBED OFF | FANTECH | CHD454 | NULL | NULL
TOILET EXHAUST FAN | 307188 | FANTECH | OHD638 | NULL | NULL
AIR FAN - EXHAUST | 296642 | FANTECH | CE456V | NULL | NULL
DUCTED SPLIT SYSTEM | AC40120 | ACCENT AIR | AC41-2 | R22 | 5.5
VARIABLE AIR VOLUME UNITS |  | COILPAC | HCVHW350 | NULL | NULL
VARIABLE AIR VOLUME UNITS |  | COILPAC | HCVHW400 | NULL | NULL
VARIABLE AIR VOLUME UNITS | NULL | COILPAC | HCVHW350 | NULL | NULL
VARIABLE AIR VOLUME UNITS | NULL | COILPAC | HCVHW250 | NULL | NULL
VARIABLE AIR VOLUME UNITS | NULL | COILPAC | HCVHW250 | NULL | NULL
VARIABLE AIR VOLUME UNITS | NULL | COILPAC | HCVHW350 | NULL | NULL
VARIABLE AIR VOLUME UNITS | NULL | COILPAC | HCVHW350 | NULL | NULL
VARIABLE AIR VOLUME UNITS | NULL | COILPAC | HCVHW300 | NULL | NULL
VARIABLE AIR VOLUME UNITS | NULL | COILPAC | HCVHW300 | NULL | NULL
VARIABLE AIR VOLUME UNITS | NULL | COILPAC | HCVHW350 | NULL | NULL
VARIABLE AIR VOLUME UNITS | NULL | COILPAC | HCVHW350 | NULL | NULL
VARIABLE AIR VOLUME UNITS | NULL | COILPAC | HCVHW350 | NULL | NULL
VARIABLE AIR VOLUME UNITS | NULL | COILPAC | HCVHW350 | NULL | NULL
VARIABLE AIR VOLUME UNITS | NULL | COILPAC | HCVHW350 | NULL | NULL
VARIABLE AIR VOLUME UNITS | NULL | COILPAC | HCVHW250 | NULL | NULL
VARIABLE AIR VOLUME UNITS | NULL | COILPAC | HCVHW250 | NULL | NULL
VARIABLE AIR VOLUME UNITS | NULL | COILPAC | HCVHW300 | NULL | NULL
VARIABLE AIR VOLUME UNITS | NULL | COILPAC | HCVHW350 | NULL | NULL
VARIABLE AIR VOLUME UNITS | NULL | COILPAC | HCVHW300 | NULL | NULL
VARIABLE AIR VOLUME UNITS | NULL | COILPAC | HCVHW250 | NULL | NULL
VARIABLE AIR VOLUME UNITS | NULL | COILPAC | HCVHW300 | NULL | NULL
VARIABLE AIR VOLUME UNITS | NULL | COILPAC | HCVHW350 | NULL | NULL
VARIABLE AIR VOLUME UNITS | NULL | COILPAC | HCVHW300 | NULL | NULL
VARIABLE AIR VOLUME UNITS | NULL | COILPAC | HCVHW350 | NULL | NULL
VARIABLE AIR VOLUME UNITS | NULL | COILPAC | HCVHW300 | NULL | NULL
DUCTED SPLIT SYSTEM | 373685 | TEMPERZONE | OSA180R | R22 | 8
SMOKE EXHAUST FAN | 278932 | FANTECH | RSSL080GA6FOO7 | NULL | NULL
WALL MOUNTED SPLIT SYSTEM | 8018184 | MITSUBISHI | MUZ-GA25VA | R410A | 0.85
DUCTED SPLIT SYSTEM | GC 12375 | EMAIL | XD00410 | R438A | 6.5
VARIABLE SPEED DRIVE | N/A | ABB | N/A | NULL | NULL
DOMESTIC HW UNIT (ELECTRIC) | 6331436 | RHEEM | 111025R7 | NULL | NULL
SMOKE EXHAUST FAN | 278932 | FANTECH | RSSL080GA6FOO7 | NULL | NULL
SMOKE EXHAUST FAN | 278932 | FANTECH | RSSL080GA6FOO7 | NULL | NULL
TOILET EXHAUST FAN | 308177 | FANTECH | OHD638 | NULL | NULL
VARIABLE SPEED DRIVE | N/A | ABB | N/A | NULL | NULL
SWITCHBOARD MECHANICAL |  | OTHER |  | NULL | NULL
AIR COOLED SPLIT SYSTEM | E002734 | DAIKIN | RXS35EVMA | R410A | 1
FAN COIL UNIT - DUCTED | OO5054MC | MULLER | MLH18BHBR60P28 | NA | 0
AIR FAN - SUPPLY | NOT VISIBLE | FANTECH | MTP132 | NULL | NULL
AIR HANDLING UNIT | 1040 | WALKER | ASH 11 | CHILLED WATER | 0
AIR HANDLING UNIT | 1040 | WALKER | ASH08 | CHILLED WATER | 0
AIR FAN - SUPPLY | NOT VISIBLE | FANTECH | MTP132 | NULL | NULL
DX COMPRESSOR | D3003903 | CARRIER | 5H66-179 | R427A | 120
DUCTED SPLIT SYSTEM | 444735 | NULL | SRA233C-0100 | R410A | 7.6
DX COMPRESSOR | 33417250 | CARRIER | 5H66-179 | R438A | 120
FAN COIL UNIT - DUCTED | 003198LC | MULLER | MLH18BHBR60P28 | NA | 0
WALL MOUNTED SPLIT SYSTEM | E043603 | DAIKIN | RXS25EBVMA | R410A | 1
CONDENSER WATER PUMP | UNKNOWN | CRANE DEMING | UNKNOWN | NULL | NULL
DUCTED SPLIT SYSTEM | NA | TEMPERZONE | OSA100R | R22 | 5
CONDENSER WATER PUMP | UNKNOWN | CRANE DEMING | UNKNOWN | NULL | NULL
CONDENSER WATER PUMP |  | WEG | null | NULL | NULL
WALL MOUNTED SPLIT SYSTEM | E033340 | DAIKIN | RXS71LVMA | R410A | 2.3
AIR FAN - EXHAUST | N/A | S&P | EDM-300 | NULL | NULL
BMS | NA | TRIDIUM | JAYCE ??? | NULL | NULL
WALL MOUNTED SPLIT SYSTEM | E033655 | DAIKIN | RXS71LVMA | R410A | 2.3
AIR FAN - SUPPLY | 65X | WOODS | 10843/65X | NULL | NULL
AIR FAN - EXHAUST (DOMESTIC) | N/A | EXPELAIR | N/A | NULL | NULL
AIR FAN - EXHAUST | NA | WOODS | WALL MOUNT | NULL | NULL
TOILET EXHAUST FAN | N/A | EXPELAIR | N/A | NULL | NULL
0 - NOT SET | S | NULL | S | NULL | NULL
KITCHEN EXHAUST FAN | NOT VISIBLE | FANTECH | NOT VISIBLE | NULL | NULL
AIR FAN - EXHAUST (DOMESTIC) | N/A | AIRFLOW | N/A | NULL | NULL
BOILER - GAS ATMOSPHERIC | H.W.74250 | AQUATHERM | OA.3. | NULL | NULL
HEATING HOT WATER PUMP | UNKNOWN | GRUNDFOS | UNKNOWN | NULL | NULL
AIR FAN - SUPPLY | N/A | NULL | N/A | NULL | NULL
AIR FAN - EXHAUST (DOMESTIC) | N/A | AIRFLOW | N/A | NULL | NULL
AIR FAN - EXHAUST | NA | WOODS | INLINE AXIAL | NULL | NULL
COOL ROOM | NA | HERMETIQUE | CAJT4517ZHR-2 | R404A | 6
UPRIGHT DOUBLE DOOR FREEZER | 921913011307005 | NULL | QUIPWELL-TSC10 | R404A | 0.55
UPRIGHT DOUBLE DOOR FRIDGE | N/A | NULL | QUIPWELL-BSA13 | R134A | 0.4
DOMESTIC HW UNIT (ELECTRIC) | V110112375 | RHEEM | 191050V7 | NULL | NULL
TOILET EXHAUST FAN | N/A | S&P | TD-2000/315 | NULL | NULL
REFRIGERATION COMPRESSORS | 12018101 | BITZER | 4TC12.2-LCS1 | R404A | 10
TOILET EXHAUST FAN | N/A | S&P | TD-2000/315 | NULL | NULL
AIR HANDLING UNIT | NONE | COLAIR | ASH 1500 | CHILLED & HEATING WATER | 0
BOILING/CHILLED WATER UNIT | Q 01 63 3129 LPCH | BILLI QUADRA | 904025LPCH | NULL | NULL
AIR HANDLING UNIT | 0R169 | COLAIR | ASH 5500 | CHILLED & HEATING WATER | 0
BOILING/CHILLED WATER UNIT | Q 01 63 3160 LPCH | BILLI QUADRA | 904025LPCH | NULL | NULL
FAN COIL UNIT - DUCTED | 0059992NC | MULLER | MLH18BL60P9 | NA | 0
AIR HANDLING UNIT | NONE | WALKER | ASH 110A | CHILLED & HEATING WATER | 0
PACKAGED AIR CONDITIONING UNIT | 150316 | APAC | P036AHR9AA | NA | 0
DOMESTIC HW UNIT (ELECTRIC) | V110076042 | EVERHOT | 291050V7 | NULL | NULL
TOILET EXHAUST FAN | RRR | S&P | ddd | NULL | NULL
AIR FAN - EXHAUST (DOMESTIC) |  | AIRFLOW |  | NULL | NULL
FAN COIL UNIT - DUCTED | 2T 0603-00918 | TRANE | HCCA14DNM1ADEB-W1 | NA | 0
FAN COIL UNIT - DUCTED | NONE | TEMPERZONE | TEMPERZONE IMDL 40 | CHILLED WATER | 0
FAN COIL UNIT - DUCTED | 005976NC | MULLER | HCCA14DNM1ADEB-W1 | NA | 0
DOMESTIC HW UNIT (ELECTRIC) | 3742839 | RHEEM | 11112507 | NULL | NULL
FRIDGE | 1000383 | NULL | S8E23LA V3 | NA | 0
WALL MOUNTED SPLIT SYSTEM | E025496 | DAIKIN | RXV71WVMA | R410A | 1.6
SWITCHBOARD MECHANICAL | NULL | RLG | NULL | NULL | NULL
SWITCHBOARD MECHANICAL | NULL | RLG | NULL | NULL | NULL
VARIABLE SPEED DRIVE | 029410G408 | DANFOSS | 102P2K2T4P55H1 | NULL | NULL
ROOM AIR CONDITIONING UNIT | NULL | LENNOX | LNC0503702301 | R22 | 1
FUME EXTRACTION SYSTEM | GA03792 | WEG | AL90S/L | NULL | NULL
SWITCHBOARD MECHANICAL | NULL | CUSTOM-BUILT | NULL | NULL | NULL
FUME EXTRACTION SYSTEM | FY17102 | WEG | AL90S/L | NULL | NULL
FUME EXTRACTION SYSTEM | FZ49378 | WEG | AL90S/L | NULL | NULL
BOILER - GAS ATMOSPHERIC | 02F2794 | AIRA | HH1010-ON2E2 | NULL | NULL
FUME EXTRACTION SYSTEM | FY17111 | WEG | AL90S/L | NULL | NULL
BOILER - GAS ATMOSPHERIC | 02F2795 | AIRA | HH1010-ON2E2 | NULL | NULL
FUME EXTRACTION SYSTEM | 812504/02-080 | CMG | SLA80A-2 | NULL | NULL
BOILER - GAS ATMOSPHERIC | O2H2826 | AIRA | HH850-ON2M2 | NULL | NULL
SWITCHBOARD MECHANICAL | NULL | CUSTOM-BUILT | NULL | NULL | NULL
AIR FAN - EXHAUST | 515751 | FANTECH | CD506V | NULL | NULL
ROOM AIR CONDITIONING UNIT | NULL | LENNOX | LNC0503702301 | R22 | 1
SWITCHBOARD MECHANICAL | NULL | NULL | NULL | NULL | NULL
SWITCHBOARD MECHANICAL | NULL | CUSTOM-BUILT | NULL | NULL | NULL
HEATING HOT WATER PUMP | M14536 | BKB GROUP | CR8-40 | NULL | NULL
HEATING HOT WATER PUMP | S18759 | BKB GROUP | CR10-4 | NULL | NULL
VARIABLE SPEED DRIVE | 017105G387 | DANFOSS | 102P1K1T4P55H1 | NULL | NULL
SWITCHBOARD MECHANICAL | NULL | CUSTOM-BUILT | NULL | NULL | NULL
HEATING HOT WATER PUMP | 6 | GRUNDFOS | A96500982P11703 | NULL | NULL
VARIABLE SPEED DRIVE | 111098911004102 | EUROTHERM | 650/015/230/F/00/DISP/UK/0/0 | NULL | NULL
VARIABLE SPEED DRIVE | 111847712008043 | EUROTHERM | 650/015/230/F/00/DISP/UK/0/0 | NULL | NULL
VARIABLE SPEED DRIVE | 111098911003102 | EUROTHERM | 650/015/230/F/00/DISP/UK/0/0 | NULL | NULL
SWITCHBOARD MECHANICAL | NULL | CUSTOM-BUILT | NULL | NULL | NULL
DOSING POT (CLOSED LOOPS) | 1965 | NULL | 15L | NULL | NULL
VARIABLE SPEED DRIVE | NA | LENZE | LENZE SMD | NULL | NULL
TOILET EXHAUST FAN | 668397:2 | FANTECH | CE 192V | NULL | NULL
SWITCHBOARD MECHANICAL | NULL | CUSTOM-BUILT | NULL | NULL | NULL
EXPANSION TANK (CLOSED LOOPS) | RUBBED OFF | DURAFLEX | 60L | NULL | NULL
VARIABLE SPEED DRIVE | RUBBED OFF | ZENER | RUBBED OFF | NULL | NULL
TOILET EXHAUST FAN | 307868 | FANTECH | CE 192V | NULL | NULL
SWITCHBOARD MECHANICAL | NULL | CUSTOM-BUILT | NULL | NULL | NULL
VARIABLE SPEED DRIVE | NULL | DANFOSS | VLT | NULL | NULL
HEATING HOT WATER PUMP | M10238 | BKB GROUP | AUS 40-250 | NULL | NULL
HEATING HOT WATER PUMP | NULL | AJAX | NULL | NULL | NULL
HEATING HOT WATER PUMP | NULL | AJAX | NULL | NULL | NULL
HEATING HOT WATER PUMP | NULL | AJAX | NULL | NULL | NULL
HEATING HOT WATER PUMP | NULL | AJAX | NULL | NULL | NULL
DUCTED SPLIT SYSTEM | 74373 | TEMPERZONE | OSA 500RB X | R22 | 8
HEATING HOT WATER PUMP | NULL | AJAX | NULL | NULL | NULL
AIR HANDLING UNIT | N/A | PARAGON | ASH 11 | CHILLED WATER | 0
EXPANSION TANK (CLOSED LOOPS) | 185 | AUTOMATIC ELECT | WRC9111027 | NULL | NULL
HEATING HOT WATER PUMP | NULL | AJAX | NULL | NULL | NULL
SWITCHBOARD MECHANICAL | NULL | CUSTOM-BUILT | NULL | NULL | NULL
AIR HANDLING UNIT | RUBBER OFF | PARAGON | DBAH250 | CHILLED WATER | 0
AIR FAN - OUTSIDE | 309762 | FANTECH | APO714P | NULL | NULL
HEATING HOT WATER PUMP | NULL | AJAX | NULL | NULL | NULL
HEATING HOT WATER PUMP | NULL | AJAX | NULL | NULL | NULL
DOSING POT (CLOSED LOOPS) | NA | NULL | NO MODEL | NULL | NULL
SWITCHBOARD MECHANICAL | NULL | ABB | NULL | NULL | NULL
HOT WATER STORAGE TANK | 2924194 | RHEEM | 6163507 | NULL | NULL
CHILLER - AIR COOLED | NA | TRANE | CH 532 | R407C | 44
DOSING POT (CLOSED LOOPS) | N/A | NULL | 15L | NULL | NULL
HOT WATER STORAGE TANK | 28881952 | RHEEM | 6163507 | NULL | NULL
FAN COIL UNIT - DUCTED | 60555 | TEMPERZONE | IJD950-4RC/EH | CHILLED WATER | 0
EXPANSION TANK (CLOSED LOOPS) | RUBBED OFF | DURAFLEX | 40L | NULL | NULL
KITCHEN EXHAUST FAN | 37797 | FANTECH | CHD718HT | NULL | NULL
HOT WATER STORAGE TANK | 2881577 | RHEEM | 6163507 | NULL | NULL
KITCHEN EXHAUST FAN | 37797 | FANTECH | CHD718HT | NULL | NULL
CHILLER - AIR COOLED | EKM1207 | TRANE | RTAC 155 | R134A | 140
HEAT EXCHANGER - WATER TO WAT | 10335 | NULL | BEU 14D/4 | NULL | NULL
UPRIGHT DISPLAY CABINET REFRIG | NULL | NULL | NULL | NA | 1
UPRIGHT DISPLAY CABINET REFRIG | NULL | CUSTOM-BUILT | NULL | NA | 2
CHILLED WATER PUMP | M14533 | BKB GROUP | 65-315 | NULL | NULL
CHILLED WATER PUMP | 14534 | BKB GROUP | 40-315 | NULL | NULL
VARIABLE AIR VOLUME UNITS | NULL | CUSTOM-BUILT | NULL | NULL | NULL
ELECTRIC DUCT HEATER | NULL | CUSTOM-BUILT | NULL | NULL | NULL
SWITCHBOARD MECHANICAL | NULL | CLARKSTONE ELECTRICS | NULL | NULL | NULL
FAN COIL UNIT - DUCTED | 005974NC | MULLER | MLH14BHDR60X98 | CHILLED WATER | 0
FAN COIL UNIT - DUCTED | 003276LC | WALKER | MLH14BHDR60X98 | CHILLED WATER | 0
ELECTRIC DUCT HEATER | 60555 | TEMPERZONE | IJD 950 | NULL | NULL
ELECTRIC DUCT HEATER | 60555 | TEMPERZONE | IJD 950 | NULL | NULL
CHILLED WATER PUMP | NULL | NULL | NO ACCESS | NULL | NULL
ELECTRIC DUCT HEATER | 60555 | TEMPERZONE | IJD 950 | NULL | NULL
FAN COIL UNIT - DUCTED | UNABLE TO READ | WALKER | MLH14BHDR60X98 | CHILLED WATER | 0
ELECTRIC DUCT HEATER | N/A | NULL | N/A | NULL | NULL
AIR FAN - EXHAUST | 439043 | FANTECH | PCD354DD | NULL | NULL
ELECTRIC DUCT HEATER | N/A | NULL | N/A | NULL | NULL
FAN COIL UNIT - DUCTED | 000943KD | MULLER | MLH18BH1DL60GA98 | CHILLED WATER | 0
ELECTRIC DUCT HEATER | N/A | NULL | N/A | NULL | NULL
ELECTRIC DUCT HEATER | 60611 | TEMPERZONE | IJD950 | NULL | NULL
ELECTRIC DUCT HEATER | 60611 | TEMPERZONE | IDJ 950 | NULL | NULL
ELECTRIC DUCT HEATER | 60611 | TEMPERZONE | IDJ 950 | NULL | NULL
ELECTRIC DUCT HEATER | 60612 | TEMPERZONE | IJD 950 | NULL | NULL
ELECTRIC DUCT HEATER | 60612 | TEMPERZONE | IJD 950 | NULL | NULL
ELECTRIC DUCT HEATER | 60612 | TEMPERZONE | IJD 950 | NULL | NULL
ELECTRIC DUCT HEATER | 60556 | TEMPERZONE | IJD1400 | NULL | NULL
ELECTRIC DUCT HEATER | 60556 | TEMPERZONE | IJD1400 | NULL | NULL
ELECTRIC DUCT HEATER | 60556 | TEMPERZONE | IJD1400 | NULL | NULL
VARIABLE AIR VOLUME UNITS | NULL | CUSTOM-BUILT | NULL | NULL | NULL
ELECTRIC DUCT HEATER | NULL | CUSTOM-BUILT | NULL | NULL | NULL
DOMESTIC HW UNIT (GAS) | 18.04- 101226 | RINNAI | REU- VRM2632FFUC-A | NULL | NULL
WALL MOUNTED SPLIT SYSTEM | 535100853BE | MITSUBISHI | SRK60ZMXA-S | R410A | 1.5
FAN COIL UNIT - DUCTED (RFB) | NULL | MULLER | NULL | NA | 0
WALL MOUNTED SPLIT SYSTEM | 3001388T | MITSUBISHI | MSZ-GE80VAD | R410A | 2
VARIABLE AIR VOLUME UNITS | NULL | CUSTOM-BUILT | NULL | NULL | NULL
VARIABLE AIR VOLUME UNITS | NULL | CUSTOM-BUILT | NULL | NULL | NULL
ELECTRIC DUCT HEATER | NULL | CUSTOM-BUILT | NULL | NULL | NULL
ELECTRIC DUCT HEATER | NULL | CUSTOM-BUILT | NULL | NULL | NULL
AIR FAN - RETURN | RUBBED OFF | FANTECH | RUBBED OFF | NULL | NULL
PACKAGED AIR CONDITIONING UNIT | 936024 | TEMPERZONE | OPA336RKTF-P | R410A | 9
PACKAGED AIR CONDITIONING UNIT | NA | EMAIL | RM120H | R22 | 4
PACKAGED AIR CONDITIONING UNIT |  | APAC |  | R22 | 5
PACKAGED AIR CONDITIONING UNIT |  | APAC |  | R22 | 4
PACKAGED AIR CONDITIONING UNIT |  | EMAIL |  | R22 | 5
AIR FAN - EXHAUST | 198063 | FANTECH | CHD718 | NULL | NULL
SWITCHBOARD MECHANICAL | NULL | NULL | NULL | NULL | NULL
PACKAGED AIR CONDITIONING UNIT |  | APAC |  | R22 | 4
PACKAGED AIR CONDITIONING UNIT |  | EMAIL |  | R22 | 4
PACKAGED AIR CONDITIONING UNIT |  | EMAIL |  | R22 | 4
PACKAGED AIR CONDITIONING UNIT |  | APAC |  | R22 | 4
PACKAGED AIR CONDITIONING UNIT |  | APAC |  | R22 | 4
FAN COIL UNIT - DUCTED | NULL | TEMPERZONE | IMD420-4/1 | CHILLED WATER | 0
FAN COIL UNIT - DUCTED (RFB) | NULL | MULLER | NULL | NA | 0
FAN COIL UNIT - DUCTED (RFB) | NULL | MULLER | NULL | NA | 0
PACKAGED AIR CONDITIONING UNIT |  | EMAIL |  | R22 | 5
PACKAGED AIR CONDITIONING UNIT |  | EMAIL |  | R22 | 4
FAN COIL UNIT - DUCTED (RFB) | NULL | MULLER | NULL | NA | 0
PACKAGED AIR CONDITIONING UNIT |  | APAC |  | R22 | 4
PACKAGED AIR CONDITIONING UNIT | RUBBER OFF | APAC | T014AHR9AD | R22 | 4
PACKAGED AIR CONDITIONING UNIT | 936020 | TEMPERZONE | OPA336RKTF-P | R410A | 9
PACKAGED AIR CONDITIONING UNIT | 932119 | TEMPERZONE | OPA186RKTYGH | R410A | 5.2
PACKAGED AIR CONDITIONING UNIT | NA | APAC | T014AHR9AD | R22 | 4
FAN COIL UNIT - DUCTED (RFB) | NULL | MULLER | NULL | NA | 0
FAN COIL UNIT - DUCTED | 60611 | TEMPERZONE | IJD950 | CHILLED WATER | 0
FAN COIL UNIT - DUCTED | J23898 | TEMPERZONE | IMDL 90 | CHILLED & HEATING WATER | 0
FAN COIL UNIT - DUCTED | 60613 | TEMPERZONE | IJD950 | CHILLED WATER | 0
VARIABLE SPEED DRIVE | NULL | DANFOSS | VLT | NULL | NULL
FAN COIL UNIT - DUCTED | 551948 | TEMPERZONE | IMDL90 | CHILLED & HEATING WATER | 0
FILTER PUMP | NULL | SOUTHERN CROSS | NULL | NULL | NULL
FILTER PUMP | NULL | SOUTHERN CROSS | NULL | NULL | NULL
FAN COIL UNIT - DUCTED | 551950 | TEMPERZONE | IMDL90 | CHILLED WATER | 0
VARIABLE SPEED DRIVE | 215223G392 | DANFOSS | VLT6022HT4C54STR3DLF00A00C0 | NULL | NULL
FAN COIL UNIT - DUCTED | 60612 | TEMPERZONE | IJD950 | CHILLED WATER | 0
DOMESTIC HW UNIT (GAS) | 18.04.101213 | RINNAI | REU-VRM2632FFUC-A | NULL | NULL
VARIABLE SPEED DRIVE | 0 | DANFOSS | VLT 6000 | NULL | NULL
FAN COIL UNIT - DUCTED | 557904 | TEMPERZONE | IMDL90 | CHILLED WATER | 0
INSTANT HW UNIT (GAS) | 18.04.101122 | RINNAI | REU-VRM2632FFUC-A | NULL | NULL
FAN COIL UNIT - DUCTED | 60556 | TEMPERZONE | IJD1400 | CHILLED WATER | 0
PACKAGED AIR CONDITIONING UNIT | 597993 | TEMPERZONE | OPA180R | R22 | 4
FAN COIL UNIT - DUCTED | 551949 | TEMPERZONE | IMDL90 | CHILLED WATER | 0
AIR HANDLING UNIT | 1407102-9 | ARMCOR | XC 4000AHU | CHILLED & HEATING WATER | 0
AIR FAN - OUTSIDE | 1407102 11 | ARTISAN | XC 600 AHU | NULL | NULL
FAN COIL UNIT - DUCTED | N/A | TEMPERZONE | IMD135 | CHILLED WATER | 0
AIR FAN - EXHAUST | 540844 | FANTECH | PCD354DD | NULL | NULL
AIR HANDLING UNIT | 1407102 10 | ARMCOR | XC 1000 AHU | NA | 0
INSTANT HW UNIT (GAS) | 18.04-101131 | RINNAI | REU-VRM2632FFUC-A | NULL | NULL
AIR FAN - EXHAUST | 38070 | AIR DESIGN | AP0804G10A40 | NULL | NULL
HEAT PUMP SPLIT SYSTEM | E010414 | DAIKIN | RXS95LVMA | R410A | 3.2
AIR HANDLING UNIT | 20157 | PARAGON | DBAH100 | CHILLED WATER | 0
0 - NOT SET | NULL | NULL | NULL | NULL | NULL
HEAT PUMP SPLIT SYSTEM | E015407 | DAIKIN | RXS95LVMA | R410A | 3.2
AIR HANDLING UNIT | 1407102 8 | ARMCOR | XC 6000 AHU | CHILLED WATER | 0
SMOKE SPILL FAN | 538415 | FANTECH | SS1004GA6HO75 | NULL | NULL
AIR FAN - EXHAUST | 366298 | FANTECH | PCD354DD | NULL | NULL
AIR FAN - EXHAUST | 366248 | FANTECH | PCD354DD | NULL | NULL
SMOKE SPILL FAN | 538415 | FANTECH | SS1004GA6HO75 | NULL | NULL
SMOKE SPILL FAN | 538413 | FANTECH | SS1004GA6HO75 | NULL | NULL
AIR HANDLING UNIT | 1407102 6 | ARMCOR | XC 3400 AHU | CHILLED WATER | 0
SMOKE SPILL FAN | 538413 | FANTECH | SS1004GA6HO75 | NULL | NULL
AIR HANDLING UNIT | 1407102 7 | ARMCOR | XC6000 AHU | CHILLED WATER | 0
SWITCHBOARD MECHANICAL | NULL | CUSTOM-BUILT | NULL | NULL | NULL
FIRE DAMPER | NULL | NULL | NULL | NULL | NULL
FIRE DAMPER | NULL | NULL | NULL | NULL | NULL
FIRE DAMPER | NULL | NULL | NULL | NULL | NULL
FIRE DAMPER | NULL | NULL | NULL | NULL | NULL
FIRE DAMPER | NULL | NULL | NULL | NULL | NULL
FIRE DAMPER | NULL | NULL | NULL | NULL | NULL
SMOKE DAMPERS | NULL | BELMO | NULL | NULL | NULL
SMOKE DAMPERS | NULL | BELMO | NULL | NULL | NULL
SMOKE DAMPERS | NULL | BELMO | NULL | NULL | NULL
SMOKE DAMPERS | NULL | BELMO | NULL | NULL | NULL
SMOKE DAMPERS | NULL | BELMO | NULL | NULL | NULL
SMOKE DAMPERS | NULL | BELMO | NULL | NULL | NULL
SMOKE DAMPERS | NULL | TAC | NULL | NULL | NULL
SMOKE DAMPERS | NULL | BELMO | NULL | NULL | NULL
SMOKE DAMPERS | NULL | BELMO | NULL | NULL | NULL
SMOKE DAMPERS | NULL | BELMO | NULL | NULL | NULL
SMOKE DAMPERS | NULL | BELMO | NULL | NULL | NULL
SMOKE DAMPERS | NULL | BELMO | NULL | NULL | NULL
SMOKE DAMPERS | NULL | BELMO | NULL | NULL | NULL
SMOKE DAMPERS | NULL | BELMO | NULL | NULL | NULL
SMOKE DAMPERS | NULL | BELMO | NULL | NULL | NULL
SMOKE DAMPERS | NULL | BELMO | NULL | NULL | NULL
SMOKE DAMPERS | NULL | BELMO | NULL | NULL | NULL
SMOKE DAMPERS | NULL | BELMO | NULL | NULL | NULL
SMOKE DAMPERS | NULL | BELIMO | NULL | NULL | NULL
SMOKE DAMPERS | NULL | BELMO | NULL | NULL | NULL
SMOKE DAMPERS | NULL | BELMO | NULL | NULL | NULL
SMOKE DAMPERS | NULL | BELMO | NULL | NULL | NULL
SMOKE DAMPERS | NULL | BELMO | NULL | NULL | NULL
SMOKE DAMPERS | NULL | BELMO | NULL | NULL | NULL
SMOKE DAMPERS | NULL | BELMO | NULL | NULL | NULL
SMOKE DAMPERS | NULL | BELMO | NULL | NULL | NULL
SMOKE DAMPERS | NULL | BELMO | NULL | NULL | NULL
SMOKE DAMPERS | NULL | BELMO | NULL | NULL | NULL
SMOKE DAMPERS | NULL | BELMO | NULL | NULL | NULL
SMOKE DAMPERS | NULL | BELMO | NULL | NULL | NULL
SMOKE DAMPERS | NULL | BELMO | NULL | NULL | NULL
SMOKE DAMPERS | NULL | BELMO | NULL | NULL | NULL
SMOKE DAMPERS | NULL | BELMO | NULL | NULL | NULL
SMOKE DAMPERS | NULL | BELMO | NULL | NULL | NULL
SMOKE DAMPERS | NULL | BELMO | NULL | NULL | NULL
SMOKE DAMPERS | NULL | BELMO | NULL | NULL | NULL
SMOKE DAMPERS | NULL | BELMO | NULL | NULL | NULL
SMOKE DAMPERS | NULL | BELMO | NULL | NULL | NULL
SMOKE DAMPERS | NULL | BELMO | NULL | NULL | NULL
SMOKE DAMPERS | NULL | BELMO | NULL | NULL | NULL
SMOKE DAMPERS | NULL | BELMO | NULL | NULL | NULL
SMOKE DAMPERS | NULL | BELMO | NULL | NULL | NULL
SMOKE DAMPERS | NULL | BELMO | NULL | NULL | NULL
SMOKE DAMPERS | NULL | BELMO | NULL | NULL | NULL
SMOKE DAMPERS | NULL | BELMO | NULL | NULL | NULL
SMOKE DAMPERS | NULL | BELMO | NULL | NULL | NULL
SMOKE DAMPERS | NULL | BELMO | NULL | NULL | NULL
SMOKE DAMPERS | NULL | BELMO | NULL | NULL | NULL
SMOKE DAMPERS | NULL | BELMO | NULL | NULL | NULL
SMOKE DAMPERS | NULL | BELMO | NULL | NULL | NULL
SMOKE DAMPERS | NULL | BELMO | NULL | NULL | NULL
SMOKE DAMPERS | NULL | BELMO | NULL | NULL | NULL
WALL MOUNTED SPLIT SYSTEM | E016285 | DAIKIN | RXS95LVMA | R410A | 5
AIR HANDLING UNIT | 1407102 4 | ARMCOR | XC3500 AHU | NA | 0
CASSETTE SPLIT SYSTEM | E014025 | DAIKIN | RXS95LVMA | R410A | 5
WALL MOUNTED SPLIT SYSTEM | E106284 | DAIKIN | RXS95LVMA | R410A | 5
WALL MOUNTED SPLIT SYSTEM | E016279 | DAIKIN | RXS95LVMA | R410A | 5
WALL MOUNTED SPLIT SYSTEM | E015405 | DAIKIN | RXS95LVMA | R410A | 5
WALL MOUNTED SPLIT SYSTEM | E013987 | DAIKIN | RXS95LVMA | R410A | 5
AIR HANDLING UNIT | 1407102 5 | ARMCOR | XC10 000 AHU | CHILLED WATER | 0
HEAT PUMP SPLIT SYSTEM | E015391 | DAIKIN | RXS95LVMA | R410A | 5
HEAT PUMP SPLIT SYSTEM | E009969 | DAIKIN | RXS95LVMA | R410A | 5
AIR FAN - EXHAUST | 543821 | FANTECH | PCD354DD | NULL | NULL
AIR FAN - EXHAUST | 565171 | FANTECH | RDE0564BP14/11 | NULL | NULL
FAN COIL UNIT - DUCTED | N/A | AIR DESIGN | SMH19-0-5L-0H-L | CHILLED WATER | 0
SMOKE SPILL FAN | 538414 | FANTECH | SS1004GA6H075 | NULL | NULL
AIR HANDLING UNIT | 1407102 1 | ARMCOR | XC10 000 AHU | CHILLED WATER | 0
AIR FAN - OUTSIDE | 538343 | FANTECH | AP0312AP5/10 | NULL | NULL
AIR HANDLING UNIT | 1407102 2 | ARMCOR | XC 4000 AHU | CHILLED WATER | 0
CASSETTE SPLIT SYSTEM | C002298 | DAIKIN | FCQ100VEA | R410A | 4
WALL MOUNTED SPLIT SYSTEM | 323708743 | PANASONIC | CS-A90KR | R22 | 1
TOILET EXHAUST FAN | NULL | NULL | NULL | NULL | NULL
TOILET EXHAUST FAN | NULL | NULL | NULL | NULL | NULL
0 - NOT SET | NULL | NULL | NULL | NULL | NULL
0 - NOT SET |  | NULL |  | NULL | NULL
0 - NOT SET |  | NULL |  | NULL | NULL
0 - NOT SET | NULL | NULL | NULL | NULL | NULL
0 - NOT SET | NULL | NULL | NULL | NULL | NULL
0 - NOT SET |  | NULL |  | NULL | NULL
EXHAUST FAN CANOPY | NULL | FANTECH | NULL | NULL | NULL
WALL MOUNTED SPLIT SYSTEM | 391703521 | PANASONIC | CS-E90DKRW | R410A | 1
AIR FAN - EXHAUST | 550773 | FANTECH | PCE314ER | NULL | NULL
AIR HANDLING UNIT | 1407102 3 | ARMCOR | XC2000 AHU | NA | 0
WALL MOUNTED SPLIT SYSTEM | 7552807342 | PANASONIC | CU-E24HKR | R410A | 1.7
AIR FAN - EXHAUST | 566240 | FANTECH | CGD716MET | NULL | NULL
WALL MOUNTED SPLIT SYSTEM | 725205502 | PANASONIC | CU-A241KR | R22 | 1.8
AIR FAN - SUPPLY | 566241 | FANTECH | PCD716DD | NULL | NULL
KITCHEN EXHAUST FAN | 701751 | FLAKT | VJR 540 | NULL | NULL
KITCHEN EXHAUST FAN | 11628 | AEROVENT | DI031-401CV | NULL | NULL
AIR FAN - EXHAUST | 557910 | FANTECH | AP0804CA12/17 | NULL | NULL
VARIABLE SPEED DRIVE | NA | DANFOSS | VLT HVAC DRIVE | NULL | NULL
AIR FAN - EXHAUST | PN.242391A | PACIFIC HVAC | ICQ710-6DD | NULL | NULL
VARIABLE SPEED DRIVE | 0 | ABB | ACH55 | NULL | NULL
AIR FAN - SUPPLY | AX71DC18A-4DAF | PACIFIC HVAC | AX71DC18A-4DAF | NULL | NULL
AIR HANDLING UNIT | 19415 | PARAGON | DBAH800 | CHILLED WATER | 0
CASSETTE SPLIT SYSTEM | J000407 | DAIKIN | FFA60A2VEB | R410A | 1.5
VARIABLE SPEED DRIVE | COVERED LABELL | ABB | COVERED LABEL | NULL | NULL
AIR FAN - OUTSIDE | NO IDENTIFICATION LABEL | ARMCOR | FRESH AIR | NULL | NULL
AIR FAN - SUPPLY | 820764:3 | FANTECH | PUD454DD | NULL | NULL
KITCHEN EXHAUST FAN | 832813:1 | FANTECH | HUD504 | NULL | NULL
DOMESTIC HW UNIT (GAS) | 6360554 | RHEEM | 630260N0 | NULL | NULL
AIR HANDLING UNIT | 1407102 12 | ARMCOR | XC 12000 AHU | CHILLED WATER | 0
AIR FAN - EXHAUST | 242482A | PACIFIC HVAC | KMV560-4DE | NULL | NULL
VARIABLE SPEED DRIVE | G1108059 | ZENER | MSC-3R23 | NULL | NULL
AIR FAN - EXHAUST | UNKNOWN | NULL | 24RVV | NULL | NULL
AIR FAN - EXHAUST | UNKNOWN | NULL | 24RVV | NULL | NULL
CASSETTE SPLIT SYSTEM | NULL | DAIKIN | NULL | R410A | 4.2
TOILET EXHAUST FAN |  | FANTECH |  | NULL | NULL
SMOKE SPILL FAN | 61674 | FANTECH | 55071-10-28.5 | NULL | NULL
SMOKE SPILL FAN | 61674 | FANTECH | 55071-10-28.5 | NULL | NULL
TOILET EXHAUST FAN | RUBBER OFF | FANTECH | RUBBER OFF | NULL | NULL
WALL MOUNTED SPLIT SYSTEM | E013325 | DAIKIN | RXS71KAVMA | R410A | 2.3
SMOKE SPILL FAN | 61674 | FANTECH | 55071-10.28.5 | NULL | NULL
KITCHEN EXHAUST FAN | NONE | FANTECH | NONE | NULL | NULL
WALL MOUNTED SPLIT SYSTEM | E048466 | DAIKIN | RXS60LVMA | R410A | 1.8
AIR FAN - EXHAUST | NONE | FANTECH | NONE | NULL | NULL
WALL MOUNTED SPLIT SYSTEM | E006984 | FUJITSU | AOT9RSGC | R22 | 1
SMOKE SPILL FAN | NONE | FANTECH | 55071-10-271/2 | NULL | NULL
HEAT & VENT FAN |  | NULL |  | NULL | NULL
WALL MOUNTED SPLIT SYSTEM | E000929 | DAIKIN | FTYN25KV1A | R410A | 1
WALL MOUNTED SPLIT SYSTEM | 7534302600 | PANASONIC | CU-E15GKR | R410A | 1
WALL MOUNTED SPLIT SYSTEM | E035930 | DAIKIN | FTXS85LVMA | R410A | 2.8
WALL MOUNTED SPLIT SYSTEM | E035901 | DAIKIN | FTXS85LVMA | R410A | 2.8
FAN COIL UNIT - DUCTED | N/A | TEMPERZONE | IMD170 | CHILLED WATER | 0
TOILET EXHAUST FAN | N/A | NULL | N/A | NULL | NULL
SMOKE EXHAUST FAN | 61674 | FANTECH | SS071-10-28-6 | NULL | NULL
SMOKE EXHAUST FAN | 61674 | FANTECH | SS071-10-28.5 | NULL | NULL
AIR FAN - EXHAUST | 1999-06-01 | DUCTLINE | DFC 450-4E | NULL | NULL
AIR FAN - RETURN | NO LEGABLE | FANTECH | APO 50 -C/15 | NULL | NULL
WALL MOUNTED SPLIT SYSTEM | E087194 | DAIKIN | FTXS35LVM | R410A | 1.2
AIR HANDLING UNIT |  | MULLER |  | CHILLED WATER | 0
AIR FAN - EXHAUST | 0 | FANTECH | 0 | NULL | NULL
SMOKE EXHAUST FAN | 61675 | FANTECH | SS071-10-27.5 | NULL | NULL
SMOKE EXHAUST FAN | 61675 | FANTECH | SS071-10-27.5 | NULL | NULL
SMOKE EXHAUST FAN | 61675 | FANTECH | SS071-10-27.5 | NULL | NULL
SMOKE EXHAUST FAN | 61675 | FANTECH | SS071-10-27.5 | NULL | NULL
TOILET EXHAUST FAN | MISSING | FANTECH | MISSING | NULL | NULL
TOILET EXHAUST FAN | MISSING | FANTECH | MISSING | NULL | NULL
WALL MOUNTED SPLIT SYSTEM | 7534302603 | PANASONIC | CU-E15GKR | R410A | 1
WALL MOUNTED SPLIT SYSTEM | E101495 | DAIKIN | FTXS25LVM | R410A | 1.2
WALL MOUNTED SPLIT SYSTEM | E191494 | DAIKIN | FTXS25LVM | R410A | 1.2
WALL MOUNTED SPLIT SYSTEM | 722008594 | PANASONIC | CU-90KR | R22 | 1
INSTANT HW UNIT (GAS) | B14-0418900240 | RHEEM | 872627NF-C | NULL | NULL
TOILET EXHAUST FAN |  | FANTECH | COVERED LABELL | NULL | NULL
INSTANT HW UNIT (GAS) | B14-0418900256 | RHEEM | 872627NF-C | NULL | NULL
WALL MOUNTED SPLIT SYSTEM | 6002691 T | MITSUBISHI | MUZ-GE71VAD | R410A | 1.9
TOILET EXHAUST FAN | NULL | FANTECH | NULL | NULL | NULL
INSTANT HW UNIT (GAS) | B14-0418900216 | RHEEM | 872627NF-C | NULL | NULL
AIR FAN - EXHAUST (DOMESTIC) | N/A | AIRFLOW | N/A | NULL | NULL
WALL MOUNTED SPLIT SYSTEM | E002714 | DAIKIN | RYN35DV1A | R410A | 1
AIR HANDLING UNIT | N/A | WALKER | ASH66 | CHILLED & HEATING WATER | 0
FAN COIL UNIT - DUCTED | 0005238P | CARRIER | 40APB080 | CHILLED & HEATING WATER | 0
COOL/FREEZER ROOM | NULL | HERMETIQUE | CAJT2464ZBR- | R404A | 4
0 - NOT SET | N/A | NULL | N/A | NULL | NULL
COOL ROOM |  | KIRBY | KN017MH1-1 | R404A | 4
SWITCHBOARD MECHANICAL | NULL | NULL | NULL | NULL | NULL
COOL ROOM | NULL | KIRBY | NULL | R404A | 5
KITCHEN EXHAUST FAN | 119371 | AIR DESIGN | AP1004CA9B075 | NULL | NULL
SMOKE SPILL FAN | 72128 | FANTECH | AP125-18/35 | NULL | NULL
SMOKE EXHAUST FAN | NA | FANTECH | CANNOT GET ACCESS TO UNIT | NULL | NULL
VARIABLE SPEED DRIVE | 109625G093 | DANFOSS | 131B5665 | NULL | NULL
KITCHEN EXHAUST FAN | 1193771 | AIR DESIGN | AP1004CA9B110 | NULL | NULL
TOILET EXHAUST FAN | NULL | NULL | NULL | NULL | NULL
SWITCHBOARD MECHANICAL | NULL | BUTLER ELECTRIC | NULL | NULL | NULL
SMOKE SPILL FAN | 72415 | FANTECH | AP100 8/24 | NULL | NULL
AIR HANDLING UNIT | A92K0047 | TRANE | DWA13-10 | CHILLED & HEATING WATER | 0
SWITCHBOARD MECHANICAL | NULL | BUTLER ELECTRIC | NULL | NULL | NULL
SWITCHBOARD MECHANICAL | NULL | BUTLER ELECTRIC | NULL | NULL | NULL
WALL MOUNTED SPLIT SYSTEM | E006506 | FUJITSU | AOT7RSCC | R22 | 1
AIR FAN - EXHAUST | NA | NULL | NA | NULL | NULL
AIR HANDLING UNIT | NA | WALKER | ASH 27 | CHILLED & HEATING WATER | 0
CAR PARK EXHAUST FAN | 12390 | AIR DESIGN | AP074GP6B030 | NULL | NULL
AIR HANDLING UNIT | N/A | WALKER | ASH 53 | CHILLED & HEATING WATER | 0
WALL MOUNTED SPLIT SYSTEM | E047797 | DAIKIN | RXS50LVMA | R410A | 1.8
WALL MOUNTED SPLIT SYSTEM | E000521 | DAIKIN | RXS95LVMA | R410A | 3.2
AIR FAN - OUTSIDE | 0 | S&P | TD-2000315 | NULL | NULL
HEAT PUMP SPLIT SYSTEM | E015085 | DAIKIN | RZQ200LY1 | R410A | 8.3
WALL MOUNTED SPLIT SYSTEM | E048009 | DAIKIN | RXS50LVMA | R410A | 1.8
HEAT PUMP SPLIT SYSTEM | E110756 | DAIKIN | RXS35LVMA | R410A | 1.2
WALL MOUNTED SPLIT SYSTEM | E016333 | FUJITSU | AOTG09LVC | R410A | 0.85
WALL MOUNTED SPLIT SYSTEM | E001147 | FUJITSU | AOTR12LFC | R410A | 1.15
EVAPORATIVE COOLER | 150021 | AIRA | AL22S 302 | NULL | NULL
AIR FAN - OUTSIDE | N/A | ARMCOR | XC 1000 AHU | NULL | NULL
AIR COMPRESSOR | 15910574 | NULL | C13R | NULL | NULL
WALL MOUNTED SPLIT SYSTEM | 7534603335 | PANASONIC | CU-E24GKR | R410A | 1.7
AIR FAN - EXHAUST | PN242498A | PACIFIC HVAC | KMV560-4DE | NULL | NULL
AIR FAN - EXHAUST | NO ACCESS | NULL | NO ACCESS | NULL | NULL
AIR FAN - EXHAUST | N/A | NULL | N/A | NULL | NULL
WALL MOUNTED SPLIT SYSTEM |  | PANASONIC |  | R410A | 2
AIR FAN - EXHAUST | N/A | NULL | NO ACCESS | NULL | NULL
AIR FAN - EXHAUST | N/A | NULL | NO ACCESS | NULL | NULL
EVAPORATIVE COOLER | 6783 | BRAEMAR | RPC32CS | NULL | NULL
AIR FAN - SUPPLY | PN 242480A | PACIFIC HVAC | ICQ500 4DE | NULL | NULL
TOILET EXHAUST FAN | NULL | FANTECH | NULL | NULL | NULL
TOILET EXHAUST FAN | NULL | FANTECH | NULL | NULL | NULL
WALL MOUNTED SPLIT SYSTEM | E042264 | DAIKIN | RXS71LVMA | R410A | 2.3
TOILET EXHAUST FAN | NULL | FANTECH | NULL | NULL | NULL
KITCHEN EXHAUST FAN | 555567 | FANTECH | CHD716 | NULL | NULL
AIR FAN - OUTSIDE | PN 242497A | PACIFIC HVAC | ICQ450 4DD | NULL | NULL
WALL MOUNTED SPLIT SYSTEM | E028689 | DAIKIN | RXS46LVMA | R410A | 1.7
ROOM AIR CONDITIONING UNIT | N/A | FUJITSU | NO LABEL | NA | 0
WALL MOUNTED SPLIT SYSTEM | E077731 | DAIKIN | RXS71LVMA | R410A | 2.3
AIR FAN - EXHAUST | NONE | NULL | NONE | NULL | NULL
AIR FAN - EXHAUST (DOMESTIC) | N/A | AIRFLOW | N/A | NULL | NULL
ICE MACHINE | XK002010 | SCOTSMAN | NW1008WSO | R404A | 1.2
AIR HANDLING UNIT | CECM-004626A1-001 | WALKER | CWO72-S | CHILLED WATER | 0
EEL - SINGLE POINT | VARIOUS | FAMCO | VARIOUS | NULL | NULL
AIR HANDLING UNIT | CECM-004626B1-001 | WALKER | CW126-S | CHILLED WATER | 0
AIR FAN - EXHAUST (DOMESTIC) | N/A | AIRFLOW | N/A | NULL | NULL
COOLING TOWER | M5882B | AQUA COOL TOWER | MSS141A | NULL | NULL
AIR HANDLING UNIT | CECM-004626C1-001 | WALKER | CW56-S | CHILLED WATER | 0
AIR FAN - EXHAUST (DOMESTIC) | N/A | AIRFLOW | NO LABEL | NULL | NULL
AIR FAN - EXHAUST (DOMESTIC) | N/A | AIRFLOW | N/A | NULL | NULL
HEAT PUMP SPLIT SYSTEM | E011848 | DAIKIN | RZQS100AV1 | R410A | 4
ROOM AIR CONDITIONING UNIT | N/A | FUJITSU | N/A | NA | 0
AIR FAN - EXHAUST | N/A | FAMCO | FSDF6 | NULL | NULL
WALL MOUNTED SPLIT SYSTEM | E090600 | FUJITSU | AOTR09LCC | R410A | 0.9
WALL MOUNTED SPLIT SYSTEM | E072316 | FUJITSU | AOTR12LCC | R410A | 1.05
WALL MOUNTED SPLIT SYSTEM | A000890 | DAIKIN | RZQ90CV4A | R410A | 2.8
WALL MOUNTED SPLIT SYSTEM | E072157 | FUJITSU | AOTR12LCC | R410A | 1.05
DUCTED SPLIT SYSTEM | EA136082 | EMAIL | DN186H | NA | 0
KITCHEN EXHAUST FAN | 577158 | FANTECH | CHD716 | NULL | NULL
SWITCHBOARD DISTRIBUTION | NULL | NHP | NULL | NULL | NULL
AIR FAN - EXHAUST (DOMESTIC) | N/A | AIRFLOW | N/A | NULL | NULL
HEAT PUMP SPLIT SYSTEM | E040977 | DAIKIN | RXS95LVMA | R410A | 3.2
HEAT PUMP SPLIT SYSTEM | E038783 | DAIKIN | RXS95LVMA | R410A | 3.2
WALL MOUNTED SPLIT SYSTEM | E079317 | FUJITSU | AOTR12LCC | R410A | 1.05
DOMESTIC HW UNIT (ELECTRIC) | 6375471 | RHEEM | 111025R7 | NULL | NULL
DOMESTIC HW UNIT (ELECTRIC) | 6375550 | RHEEM | 111025R7 | NULL | NULL
DOMESTIC HW UNIT (ELECTRIC) | 6342113 | RHEEM | 491160G7 | NULL | NULL
WATER FLOW METER | N1J8020061 | SIEMENS | SITRANS F M MAG 500 | NULL | NULL
WATER FLOW METER | N1J8020051 | SIEMENS | SITRANS F M MAG 500 | NULL | NULL
DOMESTIC HW UNIT (ELECTRIC) | V110116681 | RHEEM | 191045V7 | NULL | NULL
WATER FLOW METER | 69212872 | SIEMENS | UC50-L030-AU06-E | NULL | NULL
WATER FLOW METER | 69244626 | SIEMENS | UC50-T030-AU06-E | NULL | NULL
COOLING TOWER | M5882B | AQUA COOL TOWER | MSS141A | NULL | NULL
VARIABLE SPEED DRIVE | 371007A196 | DANFOSS | 131N0182 | NULL | NULL
VARIABLE SPEED DRIVE | 463807A185 | DANFOSS | 131N0182 | NULL | NULL
VARIABLE SPEED DRIVE |  | DANFOSS | 131N0182 | NULL | NULL
FAN COIL UNIT - DUCTED | 65843 | TEMPERZONE | IMD210-4/1 | CHILLED WATER | 0
FAN COIL UNIT - DUCTED | 65842 | TEMPERZONE | IMD210-4/1 | CHILLED WATER | 0
SMOKE EXHAUST FAN | NULL | FANTECH | NULL | NULL | NULL
SMOKE EXHAUST FAN | NULL | FANTECH | NULL | NULL | NULL
SMOKE EXHAUST FAN | NULL | AERMEC | NULL | NULL | NULL
AIR FAN - OUTSIDE | 820175-0134 | SYSTEMAIR | K200M | NULL | NULL
WALL MOUNTED SPLIT SYSTEM | 880503912BE | MITSUBISHI | SRC50ZSA-W | R32 | 1.05
SMOKE EXHAUST FAN | 356847 | FANTECH | APS0804CA12/32 | NULL | NULL
SMOKE EXHAUST FAN | 356748 | FANTECH | APS0804CA12/32 | NULL | NULL
SMOKE EXHAUST FAN | 356748 | FANTECH | APS0804CA12/32 | NULL | NULL
SMOKE EXHAUST FAN |  | FANTECH | APS0804CA12/32 | NULL | NULL
SMOKE EXHAUST FAN |  | FANTECH | APS0804CA12/32 | NULL | NULL
SMOKE EXHAUST FAN |  | FANTECH | APS0804CA12/32 | NULL | NULL
0 - NOT SET | N/A | NULL | N/A | NULL | NULL
VRV MULTI HEAD OUTDOOR UNIT | E000419 | DAIKIN | RXYQ12TY1A | R410A | 20
VRV MULTI HEAD OUTDOOR UNIT | E000598 | DAIKIN | RXYQ14TY1A | R410A | 20
VRV MULTI HEAD OUTDOOR UNIT | E000555 | DAIKIN | RXYQ12TY1A | R410A | 20
AIR FAN - OUTSIDE | 1407102-17 | ARMCOR | XC 2000 AHU | NA | 0
AIR HANDLING UNIT | 1407102 16 | ARMCOR | XC 1000 AHU | NA | 0
VRV MULTI HEAD OUTDOOR UNIT | E000494 | DAIKIN | REYQ20TY1A | R410A | 20
WALL MOUNTED SPLIT SYSTEM | 840603027BE | MITSUBISHI | SRK50ZSA-W | R32 | 0
COOL ROOM | NULL | HERMETIQUE | CAJT9513ZMHR | R404A | 3
COOL ROOM | NULL | HERMETIQUE | CAJT96132MHR | R404A | 3
COOLING TOWER | - | BALTIMORE | - | NULL | NULL
COOL/FREEZER ROOM | NULL | HERMETIQUE | FHT2480ZBR | R404A | 6
KITCHEN EXHAUST FAN | LEGIBLE | FANTECH | CHD 564 | NULL | NULL
AIR FAN - EXHAUST | 17548 | CFM FANS | MCV 400 | NULL | NULL
0 - NOT SET | N/A | NULL | N/A | NULL | NULL
AIR COOLED SPLIT SYSTEM | N/A | LENNOX | LNFS5210 | R410A | 1.9
PACKAGED AIR CONDITIONING UNIT | PO18RAE256057 | APAC | PO18AHR9AE | R22 | 7
WALL MOUNTED SPLIT SYSTEM | E002730 | DAIKIN | RXS71FBVMA | R410A | 2.3
WALL MOUNTED SPLIT SYSTEM | N/A | LENNOX | LNE0052C | R410A | 0
WALL MOUNTED SPLIT SYSTEM | E015245 | DAIKIN | RXS71FBVMA | R410A | 2.3
COOLING TOWER | T4882 | AQUA COOL TOWER | AQXD1200 | NULL | NULL
0 - NOT SET | N/A | NULL | N/A | NULL | NULL
DRAINAGE & STORMWATER PITS | NA | NULL | NA | NULL | NULL
DRAINAGE & STORMWATER PITS | NA | NULL | NA | NULL | NULL
VARIABLE SPEED DRIVE | 3756100325 | DANFOSS | 13105563 | NULL | NULL
TOILET EXHAUST FAN | NULL | FANTECH | MMD314/4 | NULL | NULL
TOILET EXHAUST FAN | NULL | FANTECH | MTP232 | NULL | NULL
AIR FAN - EXHAUST | 550773 | FANTECH | PCE314ER | NULL | NULL
SMOKE SPILL FAN | 538416 | FANTECH | SS1004GA6H075 | NULL | NULL
SMOKE SPILL FAN | 538416 | FANTECH | SS1004GA6H075 | NULL | NULL
SWITCHBOARD MECHANICAL | NULL | NULL | NULL | NULL | NULL
AIR HANDLING UNIT | 980202-8 | STORZ | H96-FC | CHILLED WATER | 0
SWITCHBOARD MECHANICAL | NULL | NULL | NULL | NULL | NULL
AIR HANDLING UNIT | 1407102 15 | ARMCOR | XC 14000 AHU | CHILLED WATER | 0
AIR HANDLING UNIT | 980202-7 | STORZ | H44-FC | CHILLED WATER | 0
AIR FAN - EXHAUST | NULL | FANTECH | MMD314/4 | NULL | NULL
AIR FAN - EXHAUST | NULL | FANTECH | MMD314/4 | NULL | NULL
DUCTED SPLIT SYSTEM | T000075 | FUJITSU | AOT45RCA3L | R22 | 3.4
DUCTED SPLIT SYSTEM | T000058 | FUJITSU | AOT45RCA3L | R22 | 3.4
DUCTED SPLIT SYSTEM | T000062 | FUJITSU | AOT45R0AST | R22 | 3.4
DUCTED SPLIT SYSTEM | T000077 | FUJITSU | AOT45RCA3L | R22 | 3.4
DUCTED SPLIT SYSTEM | T000057 | FUJITSU | AOT45ROA3L | R22 | 3.4
DUCTED SPLIT SYSTEM | PUH8MYC EUS | MITSUBISHI | PUH8MYC | R22 | 6.6
CIRCULATING PUMP | 20000100005 | WILO | TOP-Z 30/10 RG | NULL | NULL
CIRCULATING PUMP | 20000100004 | WILO | TOP-Z 30/10 RG | NULL | NULL
SMOKE SPILL FAN | 18/10/2002-32889 | NU AIR | A1400 | NULL | NULL
DUCTED SPLIT SYSTEM | 37W05046 | MITSUBISHI | PUHY-P200YJM-A | R410A | 6.5
SMOKE EXHAUST FAN | 72415 | FANTECH | AP100 8/24 | NULL | NULL
KITCHEN EXHAUST FAN | 504794 | FANTECH | CHD638 | NULL | NULL
VARIABLE SPEED DRIVE | 288126G242 | DANFOSS | 131U2226 | NULL | NULL
SMOKE SPILL FAN | RUBBED OFF | FANTECH | AP071 14 16 | NULL | NULL
AIR FAN - EXHAUST | 490192 | FANTECH | CE224V | NULL | NULL
AIR FAN - EXHAUST | 40870 | CFM FANS | MCU.400-4/D | NULL | NULL
CAR PARK EXHAUST FAN | 22437 | PHOENIX | AECPXX | NULL | NULL
CAR PARK EXHAUST FAN | N/A | PHOENIX | AECPXX | NULL | NULL
VARIABLE SPEED DRIVE | V0000042745 | VACON | IP54/TYPE12 | NULL | NULL
AIR FAN - EXHAUST | 518274 | FANTECH | CE254V | NULL | NULL
KITCHEN EXHAUST FAN | 358548 | FANTECH | CHO554 | NULL | NULL
KITCHEN EXHAUST FAN | 504796 | FANTECH | CD406VGL | NULL | NULL
AIR FAN - EXHAUST | 501612 | FANTECH | CE254V | NULL | NULL
AIR FAN - EXHAUST | 2001-08-07 | DUCTLINE | VDC 355-4E | NULL | NULL
DUCTED SPLIT SYSTEM | 9140 | FRIGOPOL | S14 HP/CBH | R22 | 4
DOMESTIC HW UNIT (ELECTRIC) | 4100082432 | RHEEM | 95302200C/H | NULL | NULL
DOMESTIC HW UNIT (ELECTRIC) | 4100082431 | RHEEM | 95302200C/H | NULL | NULL
DOMESTIC HW UNIT (ELECTRIC) | 5248305 | RHEEM | 61043050 | NULL | NULL
DOMESTIC HW UNIT (ELECTRIC) | 5248303 | RHEEM | 61043050 | NULL | NULL
DOMESTIC HW UNIT (ELECTRIC) |  | RHEEM | DAMAGED DATA PLATE | NULL | NULL
AIR FAN - EXHAUST | 503906 | FANTECH | CE284V | NULL | NULL
KITCHEN EXHAUST FAN | 503265 | FANTECH | CHD716 | NULL | NULL
VARIABLE SPEED DRIVE | 313300395 | ABB | ACH550-01-05A4-4 | NULL | NULL
AIR FAN - EXHAUST | UNK | FANTECH | CE284V | NULL | NULL
AIR FAN - OUTSIDE | NA | FANTECH | MISSING | NULL | NULL
VARIABLE SPEED DRIVE | UNK | ABB | ACH550-01-05A4-4 | NULL | NULL
VARIABLE SPEED DRIVE | UNK | ABB | ACH550-01-3A3-4 | NULL | NULL
AIR HANDLING UNIT | 20096 | PARAGON | DBAH250 | CHILLED WATER | 0
AIR HANDLING UNIT | 20097 | PARAGON | DBAH400 | CHILLED WATER | 0
VARIABLE SPEED DRIVE | UNK | ABB | ACH550-01-06A9-4 | NULL | NULL
VARIABLE SPEED DRIVE | UNK | ABB | ACH550-01-012A-4 | NULL | NULL
COOLING TOWER | M5882A | AQUA COOL TOWER | MSS141A | NULL | NULL
AIR COOLED SPLIT SYSTEM | A000516 | DAIKIN | RXYQ5PAY1 | R410A | 6.2
AIR COOLED SPLIT SYSTEM | A000621 | DAIKIN | RXYQ5PAY1 | R410A | 6.2
SWITCHBOARD MECHANICAL |  | OTHER |  | NULL | NULL
AIR COOLED SPLIT SYSTEM | A000754 | DAIKIN | RXYQ10PAY1 | R410A | 7.9
COOLING TOWER | M5882A | AQUA COOL TOWER | MSS141A | NULL | NULL
AIR COOLED SPLIT SYSTEM | A000647 | DAIKIN | RXYQ10PAY1 | R410A | 7.9
AIR COOLED SPLIT SYSTEM | A000707 | DAIKIN | RXYQ10PAY1 | R410A | 7.9
SWITCHBOARD DISTRIBUTION | NULL | CONCEPT PLUS | NULL | NULL | NULL
CIRCULATING PUMP | 20000100011 | WILO | TOP-Z 30/10 RG | NULL | NULL
VARIABLE SPEED DRIVE | XXX | ABB | ACH550-01-05A4-4 | NULL | NULL
AIR FAN - RETURN | XXX | FANTECH | AP0806CP12/23 | NULL | NULL
AIR FAN - RETURN | V1479/2618 | GJ WALKER | AM110/AHU-2 | NULL | NULL
DUCTED SPLIT SYSTEM | 268312 | NULL | SCA45 | R22 | 13.1
PACKAGED AIR CONDITIONING UNIT | 98157 | TEMPERZONE | OPA550RKTBH | R410A | 18
DUCTED SPLIT SYSTEM | 614535 | TEMPERZONE | ISD 85Q | R22 | 0
CIRCULATING PUMP | 20000100059 | WILO | TOP-Z 30/10 RG | NULL | NULL
FAN COIL UNIT - DUCTED | NULL | TEMPERZONE | IMD 280 - 4/1 | CHILLED WATER | 0
PACKAGE AC - WATER SOURCED | 813749 | TEMPERZONE | IMD280 | NA | 0
SWITCHBOARD MECHANICAL | NULL | R.G.LADD | NULL | NULL | NULL
PACKAGE AC - WATER SOURCED | NULL | TEMPERZONE | IMD210 | NA | 0
TOILET EXHAUST FAN | N/A | NULL | N/A | NULL | NULL
FAN COIL UNIT - DUCTED | NULL | TEMPERZONE | IMD 280 - 4/1 | CHILLED WATER | 0
TOILET EXHAUST FAN | N/A | NULL | N/A | NULL | NULL
TOILET EXHAUST FAN | N/A | NULL | N/A | NULL | NULL
ELECTRIC DUCT HEATER | N/A | MIJELL ELEMENTS | NONE | NULL | NULL
AIR FAN - EXHAUST | N/A | NULL | Other | NULL | NULL
AIR FAN - SUPPLY | NULL | NULL | NULL | NULL | NULL
DIGITAL CONTROLS | 3XCITE | NULL | IQE | NULL | NULL
AIR FAN - RETURN | V1479 2618 AHU-1 | GJ WALKER | AM-66 | NULL | NULL
AIR HANDLING UNIT | V1479/2618 | GJ WALKER | AM110/AHU-2 | CHILLED WATER | 0
AIR HANDLING UNIT | V14792618 AHU-1 | GJ WALKER | AM-66 | CHILLED WATER | 0
AIR FAN - EXHAUST | 26/6/206.V1072 | AXUS | AX10TE15A-4KSF | NULL | NULL
AIR FAN - EXHAUST | 26/6/206-V1072 | AXUS | AX10TE15A-4KSF | NULL | NULL
AIR FAN - EXHAUST | 503394 | FANTECH | VD406 | NULL | NULL
AIR FAN - EXHAUST | 504797 | FANTECH | CHD568 | NULL | NULL
VARIABLE SPEED DRIVE | V00000427460 | VACON | MISSING | NULL | NULL
TOILET EXHAUST FAN | NULL | WOODS | MISSING | NULL | NULL
CASSETTE SPLIT SYSTEM | 3004280 | MITSUBISHI | MUZ-GE71V | R410A | 1.9
HEAT PUMP SPLIT SYSTEM | 15U00916 | MITSUBISHI | PUHZ-RP100VKA | R410A | 6
CASSETTE SPLIT SYSTEM | 15U00917 | MITSUBISHI | PUHZ-RP100VKA | R410A | 6
CASSETTE SPLIT SYSTEM | 15U00914 | MITSUBISHI | PUHZ-RP100VKA | R410A | 6
BOILING/CHILLED WATER UNIT | 2018071302034 | ZIP HYDROTAP | HT1764 | NULL | NULL
AIR COOLED SPLIT SYSTEM | E004236 | DAIKIN | RXS71KVMA | R410A | 2.3
AIR COOLED SPLIT SYSTEM | E005305 | DAIKIN | RXS80HVMA | R410A | 2.3
AIR COOLED SPLIT SYSTEM | E004160 | DAIKIN | RXS71KVMA | R410A | 2.3
AIR COOLED SPLIT SYSTEM | E016433 | DAIKIN | RXS71KVMA | R410A | 2.3
AIR COOLED SPLIT SYSTEM | E016515 | DAIKIN | FTXS71KVMA | R410A | 2.3
AIR COOLED SPLIT SYSTEM | E008557 | DAIKIN | RXS71JVMA | R410A | 2.3
AIR COOLED SPLIT SYSTEM | E007787 | DAIKIN | FTXS71JVMA | R410A | 2.3
AIR COOLED SPLIT SYSTEM | E007409 | DAIKIN | RXS71JVMA | R410A | 2.3
WALL MOUNTED SPLIT SYSTEM | 4900106 | DAIKIN | RKD50BVMA | R22 | 1.25
AIR COOLED SPLIT SYSTEM | E001916 | DAIKIN | FTXS50QVMA | R32 | 1.5
AIR FAN - EXHAUST | 439043 | FANTECH | PCD345DD | NULL | NULL
PACKAGE AC - WATER SOURCED | NULL | APAC | NULL | NA | 0
PACKAGE AC - WATER SOURCED | 3998W121737 | APAC | W4511 S65 WC/BV-02 | R22 | 4.7
SWITCHBOARD MECHANICAL | NULL | NULL | NULL | NULL | NULL
SWITCHBOARD MECHANICAL |  | NULL |  | NULL | NULL
PACKAGE AC - WATER SOURCED | NULL | APAC | W4511 S65 WC/BV-02 | R22 | 4.7
WALL MOUNTED SPLIT SYSTEM | E093402 | DAIKIN | RXS35LVMA | R410A | 1.2
PACKAGE AC - WATER SOURCED | 3998W121738 | APAC | W4511 S45 WC/BV-02 | R438A | 4.7
AIR HANDLING UNIT | K24849/G1 | MULLER | FS080HF.I | CHILLED WATER | 0
WALL MOUNTED SPLIT SYSTEM | 490031 | DAIKIN | RKS71BVMA | R410A | 1.7
WALL MOUNTED SPLIT SYSTEM | 1995Y01573 | CARRIER | 38KNL022703 | R22 | 1.5
SMOKE EXHAUST FAN |  | HADEN | MISSING | NULL | NULL
SMOKE EXHAUST FAN | NA | HADEN | NA | NULL | NULL
SMOKE EXHAUST FAN | NA | HADEN | MISSING | NULL | NULL
HEAT EXCHANGER - AIR TO AIR | - | ARMCOR | CANT LOCATE | NA | 10
AIR FAN - EXHAUST |  | FANTECH | MT254 | NULL | NULL
DUCTED SPLIT SYSTEM | S0100HRAN | APAC | S0100HR9AN | R22 | 5
SWITCHBOARD MECHANICAL | NULL | ABB | NULL | NULL | NULL
DUCTED SPLIT SYSTEM | 340807 | ACTRON | SRA230C-0300 | R410A | 10
FAN COIL UNIT - DUCTED (RFB) | NO TAG | SYNKO | NO TAG | CHILLED WATER | 0
VRV MULTI HEAD OUTDOOR UNIT | E000143 | DAIKIN | RXYQ8TY1A | R410A | 10
SWITCHBOARD MECHANICAL | NULL | ABB | NULL | NULL | NULL
VRV CASSETTE SPLIT | E000564 | DAIKIN | FXFQ50PVE | NA | 0
VRV CASSETTE SPLIT | E000955 | DAIKIN | FXFQ65PVE | NA | 0
FAN COIL UNIT - DUCTED (RFB) | NO TAG | SYNKO | NO TAG | CHILLED WATER | 0
SWITCHBOARD MECHANICAL | NULL | R.G.LADD | NULL | NULL | NULL
VRV DUCTED SPLIT | NULL | DAIKIN | FXDYQ125MAV1 | NA | 0
FAN COIL UNIT - DUCTED (RFB) | NO TAG | SYNKO | NO TAG | CHILLED WATER | 0
VRV DUCTED SPLIT | NULL | DAIKIN | FXDYQ145MAV1 | NA | 0
VRV CASSETTE SPLIT | E001204 | DAIKIN | FXFQ80PVE | NA | 0
VRV CASSETTE SPLIT | E001289 | DAIKIN | FXFQ80PVE | NA | 0
INSTANT HW UNIT (GAS) | B14-0418900239 | RHEEM | 872627NF-C | NULL | NULL
VRV MULTI HEAD OUTDOOR UNIT | E000301 | DAIKIN | RXYQ10Y1A | R410A | 10
DOMESTIC HW UNIT (ELECTRIC) | 6366127 | RHEEM | 492250R8 | NULL | NULL
VRV DUCTED SPLIT | NULL | DAIKIN | FXDYQ12 5MAV1 | NA | 0
VRV CASSETTE SPLIT | E001285 | DAIKIN | FXFQ80PVE | NA | 0
VRV CASSETTE SPLIT | E001287 | DAIKIN | FXFQ80PVE | NA | 0
AIR FAN - EXHAUST | NULL | NULL | NO MODEL | NULL | NULL
WALL MOUNTED SPLIT SYSTEM | E010676 | DAIKIN | RKS71LVMA | R410A | 2.3
VRV MULTI HEAD OUTDOOR UNIT | NULL | DAIKIN | UNABLE TO ACCESS CAGE | R410A | 10
SWITCHBOARD MECHANICAL | NULL | R.G.LADD | NULL | NULL | NULL
VRV DUCTED SPLIT | E005881 | DAIKIN | FXMQ200MVE9 | NA | 0
FAN COIL UNIT - DUCTED (RFB) | NO TAG | SYNKO | NO TAG | CHILLED WATER | 0
FAN COIL UNIT - DUCTED (RFB) | NO TAG | SYNKO | NO TAG | CHILLED WATER | 0
ELECTRIC DUCT HEATER | NULL | STOKES | STOKES | NULL | NULL
WALL MOUNTED SPLIT SYSTEM | E010711 | DAIKIN | FTKS71LVMA | R410A | 2
ELECTRIC DUCT HEATER |  | STOKES | STOKES | NULL | NULL
VRV DUCTED SPLIT | NULL | DAIKIN | UN ABLE TO SEE | NA | 0
TOILET EXHAUST FAN | 7029021 | FANTECH | PCD354DD | NULL | NULL
AIR FAN - EXHAUST | 35978 | AIR DESIGN | AF1004A7A55 | NULL | NULL
VRV DUCTED SPLIT | E021930 | DAIKIN | FXMQ140PVE | NA | 0
SWITCHBOARD MECHANICAL | NULL | R.G.LADD | NULL | NULL | NULL
CAR PARK EXHAUST FAN | N/A | TECO | AECPXX | NULL | NULL
AIR FAN - EXHAUST | N/A | NULL | n/a | NULL | NULL
VRV DUCTED SPLIT | NULL | DAIKIN | FXMQ140PVE | NA | 0
VRV DUCTED SPLIT | NULL | DAIKIN | FXDY180MV1 | NA | 0
VRV DUCTED SPLIT | E021929 | DAIKIN | FXMQ140VPE | NA | 0
AIR HANDLING UNIT | 1755 | RICHARDSON | 22 | CHILLED WATER | 0
AIR HANDLING UNIT | 1756 | RICHARDSON | 20 | CHILLED & HEATING WATER | 0
SMOKE EXHAUST FAN | N/A | FANTECH | AP068-10-25 | NULL | NULL
SMOKE EXHAUST FAN | RUBBED OFF | FANTECH | AP068-10-25 | NULL | NULL
FIRE PANEL | NULL | NULL | NULL | NULL | NULL
FIRE PANEL | NULL | NULL | NULL | NULL | NULL
VRV DUCTED SPLIT | NULL | DAIKIN | FXDYQ180MV1 | NA | 0
ELECTRIC DUCT HEATER | NULL | STOKES | STOKES | NULL | NULL
SWITCHBOARD MECHANICAL | NULL | NULL | NULL | NULL | NULL
SWITCHBOARD MECHANICAL | NULL | R.G.LADD | NULL | NULL | NULL
PACKAGE AC - WATER SOURCED | N/A | TEMPERZONE | HWP77RKSN | R410A | 5.5
SWITCHBOARD MECHANICAL | NULL | R.G.LADD | NULL | NULL | NULL
SWITCHBOARD MECHANICAL | NULL | ABB | NULL | NULL | NULL
AIR HANDLING UNIT | 11558 | PARAGON | DBAH200 | CHILLED WATER | 0
VARIABLE SPEED DRIVE | 3174001600 | ABB | ACH550-01-05A4-4 | NULL | NULL
FIRE PANEL | NULL | NULL | NULL | NULL | NULL
AIR FAN - EXHAUST | 03MV9277 | S&P | TD-2000315 | NULL | NULL
DOMESTIC HW UNIT (ELECTRIC) | 63661136 | RHEEM | 492250R8 | NULL | NULL
VRV DUCTED SPLIT | NULL | DAIKIN | UNABLE TO SEE MODEL | NA | 0
VRV CASSETTE SPLIT | E001069 | DAIKIN | FXFQ100PVPE | NA | 0
VRV CASSETTE SPLIT | E001078 | DAIKIN | FXFQ100PVPE | NA | 0
VRV DUCTED SPLIT | NULL | DAIKIN | UNABLE TO SEE MODEL | NA | 0
AIR FAN - EXHAUST | N/A | FANTECH | CANT SEE | NULL | NULL
FAN COIL UNIT - DUCTED (RFB) | NO TAG | SYNKO | NO TAG | CHILLED WATER | 0
BOILER - GAS ATMOSPHERIC | 20070910001743 | RAYPAK | P0430NN | NULL | NULL
BOILER - GAS ATMOSPHERIC | 20070910001744 | RAYPAK | P0430NN | NULL | NULL
HEATING HOT WATER PUMP | N/A | NULL | WORN LABELL | NULL | NULL
HEATING HOT WATER PUMP | 8010030 | NULL | 24530750 | NULL | NULL
TOILET EXHAUST FAN | NULL | FANTECH | MMD254 | NULL | NULL
AIR FAN - EXHAUST | NULL | FANTECH | CAN REACH EXHAUST SAFELY | NULL | NULL
AIR FAN - EXHAUST (DOMESTIC) | N/A | NULL | BRAVO 150 | NULL | NULL
WALL MOUNTED SPLIT SYSTEM | H232200AAC860016 | HAIER | HSU-18HEG03 | R410A | 1.55
SWITCHBOARD MECHANICAL |  | NULL | ALTAPOWER | NULL | NULL
DIGITAL CONTROLS | NULL | HONEYWELL | XCL5010 | NULL | NULL
WALL MOUNTED SPLIT SYSTEM | E006500 | DAIKIN | RXS50JVMA | R410A | 1.5
DIGITAL CONTROLS | NULL | INNOTECH | MAXIM SERIES 3 | NULL | NULL
KITCHEN EXHAUST FAN | N/A | NULL | NO LABELL | NULL | NULL
VRV MULTI HEAD OUTDOOR UNIT | E000649 | DAIKIN | RXYQ8TY1A | R410A | 5.9
WALL MOUNTED SPLIT SYSTEM | E004188 | DAIKIN | RXM95PVMA | R32 | 2.61
WALL MOUNTED SPLIT SYSTEM | T001145 | FUJITSU | AOT30QMAM4 | R407C | 3
VRV MULTI HEAD OUTDOOR UNIT | E000577 | DAIKIN | RXYQ14TY1A | R410A | 10.3
VRV MULTI HEAD OUTDOOR UNIT | E000553 | DAIKIN | RXYQ16TY1A | R410A | 10.4
VRV MULTI HEAD OUTDOOR UNIT | E000552 | DAIKIN | RXYQ16TY1A | R410A | 10.4
VRV MULTI HEAD OUTDOOR UNIT | E000487 | DAIKIN | RXYQ14TY1A | R410A | 10.3
VRV MULTI HEAD OUTDOOR UNIT | E000970 | DAIKIN | RXYQ12TY1A | R410A | 6.3
WALL MOUNTED SPLIT SYSTEM | 156000537RE | MITSUBISHI | SRC80ZK-S | R410A | 1.8
WALL MOUNTED SPLIT SYSTEM | E001442 | DAIKIN | RXF71QVMA | R32 | 1.5
VRV UNDER CEILING SPLIT | A001320 | DAIKIN | FXCQ80MVE9 | R410A | 10
VRV MULTI HEAD OUTDOOR UNIT | E000538 | DAIKIN | RXYQ14TY1A | R410A | 10.3
VRV UNDER CEILING SPLIT | 892 | DAIKIN | FXCQ80MVE9 | R410A | 10
VRV MULTI HEAD OUTDOOR UNIT | R000822 | DAIKIN | RXYQ10TY1A | R410A | 6
VRV UNDER CEILING SPLIT | A001029 | DAIKIN | FXCQ80MVE9 | R410A | 10
VRV UNDER CEILING SPLIT | A001317 | DAIKIN | FXCQ80MVE9 | R410A | 10
EXTRACTOR HOOD | N/A | NULL | N/A | NULL | NULL
VRV UNDER CEILING SPLIT | A001380 | DAIKIN | FXCQ80MVE9 | R410A | 10
FRIDGE | N/A | NULL | N/A | R134A | 0
FAN COIL UNIT - DUCTED | 108846 | TEMPERZONE | IMD420-4/1 | NA | 0
AIR FAN - EXHAUST | NULL | S&P | TD-800 | NULL | NULL
AIR FAN - EXHAUST | NULL | S&P | TD-800 | NULL | NULL
FRIDGE | N/A | NULL | N/A | R134A | 0
DISPLAY CABINET REFRIGERATED | SKS1573Z-170800003 | NULL | SKS-1507Z | R134A | 0.29
VRV UNDER CEILING SPLIT | A003373 | DAIKIN | FXCQ80MVE9 | R410A | 10
UPRIGHT DOUBLE DOOR FRIDGE | 20160KLC10000289 | NULL | KLC-1000 | OTHER | 0.29
AIR FAN - SUPPLY | NULL | FANTECH | PCD354D | NULL | NULL
ISLAND CASE FREEZER | 200911LIEBH0620 | NULL | EFI4803-10 | OTHER | 0
ISLAND CASE FREEZER | 201604LIEB0311 | NULL | EFI3453 | OTHER | 0
VRV UNDER CEILING SPLIT | A003304 | DAIKIN | FXCQ80MVE9 | R410A | 10
FREEZER | N/A | NULL | N/A | OTHER | 0
FAN COIL UNIT - DUCTED | FCU460 | GJ WALKER | A6HS0 | NA | 0
SWITCHBOARD MECHANICAL |  | NULL |  | NULL | NULL
VRV UNDER CEILING SPLIT | A003372 | DAIKIN | FXCQ80MVE9 | R410A | 10
AIR FAN - EXHAUST (DOMESTIC) | N/A | NULL | BRAVO 150 | NULL | NULL
VRV UNDER CEILING SPLIT | A001329 | DAIKIN | FXCQ80MVE9 | R410A | 10
AIR FAN - EXHAUST | N/A | NULL | BRAVO 150 | NULL | NULL
HEAT PUMP SPLIT SYSTEM | TBA | ACCENT AIR | TBA | R407C | 0
COOLING TOWER | M2923 | AQUA COOL TOWER | MSS035A | NULL | NULL
COOLING TOWER | M2923 | AQUA COOL TOWER | MSS035A | NULL | NULL
CONDENSER WATER PUMP | PS1755 | SMOOTH FLOW | PS80 - 320 - 15.0 | NULL | NULL
CONDENSER WATER PUMP | MC17062902 | SMOOTH FLOW | ESBD - 50 - 260 - | NULL | NULL
KITCHEN EXHAUST FAN | 686534 | FANTECH | CHD 634 | NULL | NULL
DUCTED SPLIT SYSTEM | E003904 | DAIKIN | RZQS160AY1 | R410A | 0
DUCTED SPLIT SYSTEM | E003915 | DAIKIN | RZQS160AY1 | R410A | 4.6
DUCTED SPLIT SYSTEM | E001984 | DAIKIN | RZQS160AY1 | R410A | 4.6
TOILET EXHAUST FAN | NULL | NULL | NULL | NULL | NULL
EXHAUST FAN CANOPY | NULL | NULL | NULL | NULL | NULL
PACKAGE AC - WATER SOURCED | 539459 | TEMPERZONE | HWP 95CE | R22 | 2
PACKAGE AC - WATER SOURCED | 417109 | TEMPERZONE | HWP 95R | R22 | 2
PACKAGE AC - WATER SOURCED | 883187 | TEMPERZONE | HWP 79RKS | R410A | 2
PACKAGE AC - WATER SOURCED | 563302 | TEMPERZONE | HWP 78R | R22 | 2
PACKAGE AC - WATER SOURCED | 815475 | TEMPERZONE | HWP 77RKSY | R410A | 2
PACKAGE AC - WATER SOURCED | 378168 | TEMPERZONE | HWP 78R | R22 | 2
SMOKE DAMPERS | NULL | BELMO | NULL | NULL | NULL
SMOKE DAMPERS | NULL | BELMO | NULL | NULL | NULL
SMOKE DAMPERS | NULL | BELMO | NULL | NULL | NULL
SMOKE DAMPERS | NULL | BELMO | NULL | NULL | NULL
SMOKE DAMPERS | NULL | BELMO | NULL | NULL | NULL
SMOKE DAMPERS | NULL | BELMO | NULL | NULL | NULL
VARIABLE AIR VOLUME UNITS | 129947 | CELMEC | AW065 | NULL | NULL
VARIABLE AIR VOLUME UNITS | 29947 | CELMEC | AW14 | NULL | NULL
VARIABLE AIR VOLUME UNITS | NA | CELMEC | AW065 | NULL | NULL
VARIABLE AIR VOLUME UNITS | NA | CELMEC | AW085 | NULL | NULL
SMOKE EXHAUST FAN | N/A | A&S | N/A | NULL | NULL
KITCHEN EXHAUST FAN | P7816 | RICHARDSON | 660CP | NULL | NULL
AIR FAN - EXHAUST | 568406 | FANTECH | PCE314DD | NULL | NULL
TOILET EXHAUST FAN | 357667 | FANTECH | PCD404DD | NULL | NULL
KITCHEN EXHAUST FAN |  | RICHARDSON | 2.2 HP | NULL | NULL
VRV CASSETTE SPLIT | A001818 | DAIKIN | FXCQ80MVE9 | R410A | 10
VRV CASSETTE SPLIT | A001822 | DAIKIN | FXCQ80MVE9 | R410A | 10
VRV CASSETTE SPLIT | A001819 | DAIKIN | FXCQ80MVE9 | R410A | 10
VRV CASSETTE SPLIT | A001832 | DAIKIN | FXCQ80MVE9 | R410A | 10
VRV CASSETTE SPLIT | A001820 | DAIKIN | FXCQ80MVE9 | R410A | 10
VRV CASSETTE SPLIT | A001816 | DAIKIN | FXCQ80MVE9 | R410A | 10
VRV CASSETTE SPLIT | A001829 | DAIKIN | FXCQ80MVE9 | R410A | 10
VRV CASSETTE SPLIT | NILL | DAIKIN | FXCQ80MVE9 | R410A | 10
VRV CASSETTE SPLIT | A001817 | DAIKIN | FXCQ80MVE9 | R410A | 10
BOILING/CHILLED WATER UNIT | 2018070602073 | ZIP HYDROTAP | HT1703 | NULL | NULL
AIR FAN - EXHAUST | NIL | S&P | TD250 | NULL | NULL
VARIABLE SPEED DRIVE | NA | RICHARDSON | 2.2 HP | NULL | NULL
SWITCHBOARD MECHANICAL |  | OTHER |  | NULL | NULL
KITCHEN EXHAUST FAN |  | RICHARDSON |  | NULL | NULL
TOILET EXHAUST FAN | 354494 | FANTECH | PCD456DD | NULL | NULL
AIR FAN - SUPPLY | 356842 | FANTECH | AP0562BA7/23 | NULL | NULL
AIR FAN - SUPPLY | 383238 | FANTECH | AP0564AP10/17 | NULL | NULL
AIR FAN - SUPPLY | XAW319-000218 | FANTECH |  | NULL | NULL
VRV CASSETTE SPLIT | E002258 | DAIKIN | FXFQ100PVE | R410A | 10
AIR HANDLING UNIT | A117 | WALKER | ASH 86 | CHILLED WATER | 0
AIR HANDLING UNIT | 42507 | WALKER | AIRFOIL | CHILLED & HEATING WATER | 0
VARIABLE SPEED DRIVE | 374426G243 | DANFOSS | 131B5663 | NULL | NULL
VARIABLE SPEED DRIVE | 3160700658 | ABB | ASH550 | NULL | NULL
VARIABLE SPEED DRIVE | 3011000338 | ZENER | ACS4010P2535 | NULL | NULL
FAN COIL UNIT - DUCTED | 0 | TEMPERZONE | IMD170-4/1 | CHILLED WATER | 0
FAN COIL UNIT - DUCTED | O2039 | HENDY | 600 / 3/8 | CHILLED WATER | 0
DUCTED SPLIT SYSTEM | 864652 | TEMPERZONE | OSA294RKTGV | R410A | 13
VRV CASSETTE SPLIT | E002122 | DAIKIN | FXFQ80PVE | R410A | 10
DUCTED SPLIT SYSTEM | 870285 | TEMPERZONE | OSA294RKTGV | R410A | 13
DUCTED SPLIT SYSTEM | 863792 | TEMPERZONE | OSA294RKTGV | R410A | 13
VRV CASSETTE SPLIT | E001881 | DAIKIN | FXFQ80PVE | R410A | 10
TOILET EXHAUST FAN | 598290 | FANTECH | CE314D | NULL | NULL
VRV CASSETTE SPLIT | E004657 | DAIKIN | FXFQ125PVE | R410A | 10
VRV CASSETTE SPLIT | E004658 | DAIKIN | FXFQ125PVE | R410A | 10
VRV CASSETTE SPLIT | E004708 | DAIKIN | FXFQ125PVE | R410A | 10
NON DUCTED SPLIT SYSTEM | E019653 | DAIKIN | RXS20LVMA | R410A | 0.8
VRV CASSETTE SPLIT |  | DAIKIN | FXFQ125PVE | R410A | 10
VRV CASSETTE SPLIT | E004731 | DAIKIN | FXFQ125PVE | R410A | 10
VRV CASSETTE SPLIT | E004706 | DAIKIN | FXFQ125PVE | R410A | 10
FAN COIL UNIT - DUCTED | SAME AS ABOVE | TEMPERZONE | CANT GET TO THIS | CHILLED WATER | 0
VRV CASSETTE SPLIT | E0044730 | DAIKIN | FXFQ125PVE | R410A | 10
AIR FAN - OUTSIDE | 6427911 | FANTECH | PCEEC45 | NULL | NULL
FAN COIL UNIT - DUCTED | NA | TEMPERZONE | IMD280-4/1 | CHILLED WATER | 0
FAN COIL UNIT - DUCTED | 82798 | TEMPERZONE | IMD95-4/1 | CHILLED WATER | 0
FAN COIL UNIT - DUCTED | NULL | SINKO | ECR - 1000 | OTHER | 0
FAN COIL UNIT - DUCTED | NA | SINKO | ECR - 1000 | OTHER | 0
FAN COIL UNIT - DUCTED | 003240LC | MULLER | MLH14BHDK60198 | CHILLED WATER | 0
SWITCHBOARD MECHANICAL | NULL | ABB | NULL | NULL | NULL
FAN COIL UNIT - DUCTED | NA | SINKO | ECR - 1000 | OTHER | 0
VRV UNDER CEILING SPLIT | E004913 | DAIKIN | FXFQ125PVE | R410A | 10
VRV UNDER CEILING SPLIT | E004704 | DAIKIN | FXFQ125PVE | R410A | 10
FAN COIL UNIT - DUCTED | NA | SINKO | 1200 | NA | 0
TOILET EXHAUST FAN | N/A | NULL | N/A | NULL | NULL
AIR HANDLING UNIT | 8031I0008 | NULL | WP 8J | R22 | 3
AIR HANDLING UNIT | 0 | NULL | WP 10 | R22 | 2.4
SWITCHBOARD MECHANICAL | 0 | RITTAL | 0 | NULL | NULL
PACKAGED AIR CONDITIONING UNIT | 936027 | TEMPERZONE | OPA186RKTYGH | R410A | 5.2
AIR HANDLING UNIT | CM18 00574C1 001L | WALKER | CW054 S | CHILLED & HEATING WATER | 0
PACKAGED AIR CONDITIONING UNIT | N/A | TEMPERZONE | OPA 186RKTYGH | R410A | 5.2
AIR HANDLING UNIT |  | COOLAIR |  | CHILLED WATER | 0
TOILET EXHAUST FAN | N/A | FANTECH | N/A | NULL | NULL
TOILET EXHAUST FAN | N/A | FANTECH | N/A | NULL | NULL
TOILET EXHAUST FAN | N/A | FANTECH | N/A | NULL | NULL
FAN COIL UNIT - DUCTED | 20469 | PARAGON | DBCC500 | CHILLED WATER | 0
FAN COIL UNIT - DUCTED | 20470 | PARAGON | DBCC500 | CHILLED WATER | 0
FAN COIL UNIT - DUCTED | 20444 | PARAGON | DBCC350 | CHILLED WATER | 0
PACKAGED AIR CONDITIONING UNIT | 2599W131340 | EMAIL | R014AHR9AD | R22 | 4
PACKAGED AIR CONDITIONING UNIT | 934399 | TEMPERZONE | OPA336RKTF-P | R410A | 9
PACKAGED AIR CONDITIONING UNIT | 924577 | TEMPERZONE | OPA336RKTF-P | R410A | 9
PACKAGED AIR CONDITIONING UNIT | 2599W131341 | APAC | PO14AHR9AD | R22 | 6
PACKAGED AIR CONDITIONING UNIT | 922950 | TEMPERZONE | OPA 186RKTYGH | R410A | 5.2
AIR HANDLING UNIT | CM18 00574A1 001R | WALKER | CW144 S | CHILLED & HEATING WATER | 0
AIR FAN - RETURN | 60517 | FANTECH | AP050-10 | NULL | NULL
PACKAGED AIR CONDITIONING UNIT | RUBBED OFF | APAC | PO14AHR9AD | R22 | 6
PACKAGED AIR CONDITIONING UNIT | 924578 | TEMPERZONE | OPA336RKTF-P | R410A | 9
PACKAGED AIR CONDITIONING UNIT | RUBBED OFF | APAC | PO14AHR9AD | R22 | 6
PACKAGED AIR CONDITIONING UNIT | 932120 | TEMPERZONE | OPA 186RKTYGH | R410A | 5.2
PACKAGED AIR CONDITIONING UNIT | RUBBED OFF | APAC | PO14AHR9AD | R22 | 6
FAN COIL UNIT - DUCTED | 20383 | PARAGON | DBCC500 | CHILLED WATER | 0
FAN COIL UNIT - DUCTED | 20384 | PARAGON | DBCC350 | CHILLED WATER | 0
FAN COIL UNIT - DUCTED | 20437 | PARAGON | DBCC500 | CHILLED WATER | 0
FAN COIL UNIT - DUCTED | - | PARAGON | DBCC500 | CHILLED WATER | 20438
SWITCHBOARD MECHANICAL | NULL | R.G.LADD | NULL | NULL | NULL
SWITCHBOARD DISTRIBUTION |  | MERLIN GERIN |  | NULL | NULL
POWER METER | NULL | MERLIN GERIN | PM710 | NULL | NULL
POWER METER | NULL | MERLIN GERIN | PM710 | NULL | NULL
LIGHTING CONTROLS | NULL | DALI | NULL | NULL | NULL
SWITCHBOARD DISTRIBUTION | NULL | MERLIN GERIN | NULL | NULL | NULL
WALL MOUNTED SPLIT SYSTEM | E019656 | DAIKIN | RSXS20LVMA | R410A | 0.8
SWITCHBOARD DISTRIBUTION | NULL | MERLIN GERIN | NULL | NULL | NULL
SWITCHBOARD MECHANICAL |  | MERLIN GERIN |  | NULL | NULL
FAN COIL UNIT - DUCTED | 20439 | PARAGON | DBCC500 | CHILLED WATER | 0
FAN COIL UNIT - DUCTED | 003216LC | MULLER | MLH18BHBL60P9 | CHILLED WATER | 0
SWITCHBOARD DISTRIBUTION |  | MERLIN GERIN |  | NULL | NULL
FAN COIL UNIT - DUCTED | NA | PARAGON | DBCL500 | NULL | NULL
FAN COIL UNIT - DUCTED | NA | SINKO | ECR - 1000 | OTHER | 0
POWER METER | NULL | MERLIN GERIN | PM710 | NULL | NULL
CONDENSER WATER PUMP | O | NULL | VADA V500 | NULL | NULL
WALL MOUNTED SPLIT SYSTEM | E036190 | DAIKIN | RXS60LVMA | R410A | 2
FAN COIL UNIT - DUCTED | NULL | SINKO | ECR - 1000 | OTHER | 0
KITCHEN EXHAUST FAN | N)A | FANTECH | FADED DATA | NULL | NULL
FAN COIL UNIT - DUCTED | 20358 | DAIKIN | DBCC350 | NULL | NULL
SWITCHBOARD DISTRIBUTION | NULL | NULL | NULL | NULL | NULL
FAN COIL UNIT - DUCTED | NA | SINKO | ECR - 800 | OTHER | 0
WALL MOUNTED SPLIT SYSTEM | E020038 | DAIKIN | RXS20LVMA | R410A | 0.8
FAN COIL UNIT - DUCTED | NA | SINKO | ECR - 800 | OTHER | 0
SWITCHBOARD LIGHT/POWER | NULL | NULL | NULL | NULL | NULL
COOLING TOWER | 212836 | SUPERCHILL | SC.45 | NULL | NULL
FAN COIL UNIT - DUCTED | NULL | TEMPERZONE | NULL | R410A | 8
COOLING TOWER | 212835 | SUPERCHILL | EWK4.50 | NULL | NULL
WATER PUMP | 08D667693 | NULL | CP25 | NULL | NULL
SWITCHBOARD DISTRIBUTION | NULL | NULL | NULL | NULL | NULL
VARIABLE SPEED DRIVE | 3075000065 | ABB | ACH550-01-031A-4+B055 | NULL | NULL
VARIABLE SPEED DRIVE | 30705000082 | ABB | ACH550-01-023A-4+B055 | NULL | NULL
FAN COIL UNIT - DUCTED | NA | SINKO | ECR - 800 | CHILLED WATER | 0
VARIABLE SPEED DRIVE | 3073300407 | ABB | ACH550-01-08A-4+B055 | NULL | NULL
VARIABLE SPEED DRIVE | 3072700406 | ABB | ACH550-01-08A-4+B055 | NULL | NULL
SWITCHBOARD MECHANICAL |  | NULL |  | NULL | NULL
VARIABLE SPEED DRIVE | 3070500083 | ABB | ACH550-01-023A-4+B055 | NULL | NULL
VARIABLE SPEED DRIVE | 3070500089 | ABB | ACH550-01-023A-4+B055 | NULL | NULL
VARIABLE SPEED DRIVE | 3072001940 | ABB | ACH550-01-015A-4+B055 | NULL | NULL
WATER PUMP | 09D679961 | NULL | CP25 | NULL | NULL
VARIABLE SPEED DRIVE | 3072001922 | ABB | ACH550-01-015A-4+B055 | NULL | NULL
VARIABLE SPEED DRIVE | 3072700436 | ABB | ACH550-01-08A-4+B055 | NULL | NULL
VARIABLE SPEED DRIVE | 3073300408 | ABB | ACH550-01-08A-4+B055 | NULL | NULL
WATER PUMP | UNKNOWN | CMG | CP25 | NULL | NULL
VARIABLE SPEED DRIVE | 3064500125 | ABB | ACH550-01-03A-4+B055 | NULL | NULL
AIR FAN - EXHAUST | N/A | S&P | N/A | NULL | NULL
TOILET EXHAUST FAN | NULL | FANTECH | FADED | NULL | NULL
VARIABLE SPEED DRIVE | 3073400372 | ABB | ACH550-01-04A-4+B055 | NULL | NULL
FAN COIL UNIT - DUCTED | NULL | SINKO | ECR - 800 | CHILLED WATER | 0
AIR HANDLING UNIT |  | MULLER | FS080HFM | CHILLED WATER | 0
AIR HANDLING UNIT | K2484912E | MULLER | FS050HF.I | CHILLED WATER | 0
VARIABLE SPEED DRIVE | 31649003325 | ABB | ACH550-01-023A+B055 | NULL | NULL
VARIABLE SPEED DRIVE | 3071701722 | ABB | ACH550-01-031A+B055 | NULL | NULL
VARIABLE SPEED DRIVE | 3072702246 | ABB | ACH550-01-015A+B055 | NULL | NULL
AIR FAN - EXHAUST | N/A | S&P | N/A | NULL | 0
SMOKE SPILL FAN | 597554 1 | FANTECH | RSSL0804CA6HO40 | NULL | NULL
AIR HANDLING UNIT | 39H1725806443 | CARRIER | 9GAH1725 | CHILLED WATER | 0
HEAT EXCHANGER - AIR TO AIR | - | ARMCOR | CANT LOCATE | NA | 10
VRV MULTI HEAD OUTDOOR UNIT | E000238 | DAIKIN | RXYQ18TY1A | R410A | 30.6
SMOKE SPILL FAN | 597554 2 | FANTECH | RSSL0804CA6HO40 | NULL | NULL
AIR HANDLING UNIT | 39H1422046449 | CARRIER | 39GAH1422 | CHILLED WATER | 0
VRV MULTI HEAD OUTDOOR UNIT | E000196 | DAIKIN | RXYQ18TY1A | R410A | 15
FAN COIL UNIT - DUCTED | NA | SINKO | ECR - 800 | CHILLED WATER | 0
VRV MULTI HEAD OUTDOOR UNIT | E000195 | DAIKIN | RXYQ18TY1A | R410A | 45
BOILER - GAS FIRED | WORM LABEL | RAYPAK | WORN LABEL | NULL | NULL
VRV MULTI HEAD OUTDOOR UNIT | E000156 | DAIKIN | RXYQ18TY1A | R410A | 15
CASSETTE SPLIT SYSTEM | E010235 | DAIKIN | RXS95LVMA | R410A | 3.2
HEATING HOT WATER PUMP | 123E200YA16 | SOUTHERN CROSS | NA | NULL | NULL
HEATING HOT WATER PUMP | NULL | SOUTHERN CROSS | BSI 5 | NULL | NULL
AIR CIRCUIT BREAKER | NA | NULL | DPRO12 3 | NULL | NULL
AIR FAN - RETURN | NA | FANTECH | NA | NULL | NULL
HEAT EXCHANGER - AIR TO AIR | - | ARMCOR | CANT LOCATE | NA | 10
AIR FAN - SUPPLY | NA | FANTECH | APO312AA5B003 | NULL | NULL
AIR FAN - SUPPLY | NOT AVALABLE | FANTECH | AP6564BA1415011 | NULL | NULL
FAN COIL UNIT - DUCTED | 003226LC | MULLER | MLH18BHBL60P9 | CHILLED WATER | 0
AIR FAN - EXHAUST | 170345 | FANTECH | AP0312AASB003 | NULL | NULL
TOILET EXHAUST FAN | NA | FANTECH | NA | NULL | NULL
FAN COIL UNIT - DUCTED | 00321111C | MULLER | MLH09BHDL60X99 | CHILLED WATER | 0
AIR FAN - EXHAUST | NA | FANTECH | NA | NULL | NULL
CAR PARK SUPPLY AIR FAN | NULL | FANTECH | NA | NULL | NULL
CAR PARK SUPPLY AIR FAN | NULL | FANTECH | NA | NULL | NULL
CONDENSER WATER PUMP | 59144-230 | AJAX | 2104100 CW | NULL | NULL
CONDENSER WATER PUMP | 59144-23B | AJAX | 2104100 CW | NULL | NULL
CONDENSER WATER PUMP | 59144-16B | AJAX | 2104220 CW | NULL | NULL
DUCTED SPLIT SYSTEM | 244348 | ACTRON | SCA340C | R410A | 10
CONDENSER WATER PUMP | 51944-16A | AJAX | 2104220 CW | NULL | NULL
CONDENSER WATER PUMP | 59144-29A | AJAX | 2104100 CW | NULL | NULL
CHILLED WATER PUMP | 2005/0128 | AJAX | 210423 | NULL | NULL
CHILLED WATER PUMP | 2005/0084 | AJAX | 210423 | NULL | NULL
FAN COIL UNIT - DUCTED | NA | SINKO | ECR - 800 | CHILLED WATER | 0
CHILLER - SCREW | 12W612855 | CARRIER | 30HXC 100-AO299-HEE-- | R134A | 62
VRF DUCTED SPLIT | E000907 | DAIKIN | RXYQ8TY1A | R410A | 10
VRV MULTI HEAD OUTDOOR UNIT | E000800 | DAIKIN | RXYQ10TY1A | R410A | 10
ROOM AIR CONDITIONING UNIT | LABEL COVERED | TECO RAC | LABEL COVERED | NA | 2
ROOM AIR CONDITIONING UNIT | LABEL COVERED | TECO RAC | LABEL COVERED | NA | 0
VRV MULTI HEAD OUTDOOR UNIT | E000184 | DAIKIN | RXYQ20TY1A | R410A | 15
SWITCHBOARD DISTRIBUTION | NULL | NULL | NULL | NULL | NULL
VRF DUCTED SPLIT | E000236 | DAIKIN | RXYQ12TY1A | R410A | 10
VRV MULTI HEAD OUTDOOR UNIT | E000162 | DAIKIN | RXYQ12TY1A | R410A | 10
SWITCHBOARD MECHANICAL | NULL | R.G.LADD | NULL | NULL | NULL
ROOM AIR CONDITIONING UNIT | LABEL COVERED | TECO RAC | LABEL COVERED | NA | 2
ROOM AIR CONDITIONING UNIT | LABEL COVERED | TECO RAC | LABEL COVERED | NA | 2
ROOM AIR CONDITIONING UNIT | LABEL COVERED | TECO RAC | LABEL COVERED | NA | 2
ROOM AIR CONDITIONING UNIT | LABEL COVERED | TECO RAC | LABEL COVERED | NA | 2
ROOM AIR CONDITIONING UNIT | LABEL COVERED | TECO RAC | LABEL COVERED | NA | 2
ROOM AIR CONDITIONING UNIT | LABEL COVERED | TECO RAC | LABEL COVERED | NA | 2
ROOM AIR CONDITIONING UNIT | 0 | TECO RAC | LABEL COVERED | NA | 2
ROOM AIR CONDITIONING UNIT | 0 | TECO RAC | LABEL COVERED | NA | 2
SWITCHBOARD DISTRIBUTION | NULL | NULL | NULL | NULL | NULL
ROOM AIR CONDITIONING UNIT | 0 | TECO RAC | LABEL COVERED | NA | 2
ROOM AIR CONDITIONING UNIT | 0 | TECO RAC | LABEL COVERED | NA | 2
VRV CASSETTE SPLIT | E005785 | DAIKIN | FXZQ50MVE | R410A | 0
SWITCHBOARD DISTRIBUTION | NULL | SJ ELECTRIC | NULL | NULL | NULL
POWER METER | NULL | MERLIN GERIN | NULL | NULL | NULL
FAN COIL UNIT - DUCTED | NA | SINKO | ECR - 800 | CHILLED WATER | 0
VRV CASSETTE SPLIT | E005766 | DAIKIN | FXZQ50MVE | R410A | 0
HEAT EXCHANGER - AIR TO AIR | PAINTED OVER | ARMCOR | ARMCORE AMU ERV | NULL | 0
VRV CASSETTE SPLIT | E005779 | DAIKIN | FXZQ50MVE | R410A | 0
HEAT EXCHANGER - AIR TO AIR | PAINTED OVER | ARMCOR | ARMCORE AMU ERV | NULL | 0
VRV CASSETTE SPLIT | E005764 | DAIKIN | FXZQ50MVE | R410A | 0
VRV CASSETTE SPLIT | E005746 | DAIKIN | FXZQ50MVE | R410A | 0
VRV CASSETTE SPLIT | E005768 | DAIKIN | FXZQ50MVE | R410A | 0
VRV CASSETTE SPLIT | E005780 | DAIKIN | FXZQ50MVE | R410A | 0
VRV CASSETTE SPLIT | E005761 | DAIKIN | FXZQ50MVE | R410A | 0
VRV CASSETTE SPLIT | E005760 | DAIKIN | FXZQ50MVE | R410A | 0
VRV CASSETTE SPLIT | E005770 | DAIKIN | FXZQ50MVE | R410A | 0
HEAT EXCHANGER - AIR TO AIR | PAINTED OVER | ARMCOR | XC200CM-EC | NULL | 0
HEAT EXCHANGER - AIR TO AIR | PAINTED OVER | ARMCOR | XC200CM-EC | NULL | 0
HEAT PUMP SPLIT SYSTEM | E000322 | DAIKIN | RXS95LVMA | R410A | 3.2
DUCTED SPLIT SYSTEM | E004701 | DAIKIN | RY250KUY1 | R22 | 5.5
DUCTED SPLIT SYSTEM | 89468 | TEMPERZONE | OSA 520 RKTBV | R410A | 6.5
WALL MOUNTED SPLIT SYSTEM | E000374 | FUJITSU | AOTG12LVCC | R410A | 1.05
DUCTED SPLIT SYSTEM | R101086 | FUJITSU | AOTA90LALT | R410A | 11.2
DUCTED SPLIT SYSTEM | R101042 | FUJITSU | AOTA90LALT | R410A | 11.2
DUCTED SPLIT SYSTEM | R100992 | FUJITSU | AOTA90LALT | R410A | 11.2
WALL MOUNTED SPLIT SYSTEM | 6012361 | MITSUBISHI | MUZ-GL25VGD | R32 | 0.97
WALL MOUNTED SPLIT SYSTEM | 6012372 | MITSUBISHI | MUZ-GL25VGD | R32 | 0.97
DUCTED SPLIT SYSTEM | 69W06839 | MITSUBISHI | PEFY-P250VMHS-E | R410A | 0
DUCTED SPLIT SYSTEM | 69W06838 | MITSUBISHI | PEFY-P250VMHS-E | R410A | 0
DUCTED SPLIT SYSTEM | 69W06895 | MITSUBISHI | PEFY-P250VMHS-E | R410A | 0
DUCTED SPLIT SYSTEM | 69W06829 | MITSUBISHI | PEFY-P250VMHS-E | R410A | 0
DUCTED SPLIT SYSTEM | 69W06896 | MITSUBISHI | PEFY-P250VMHS-E | R410A | 0
DUCTED SPLIT SYSTEM | 69W06885 | MITSUBISHI | PEFY-P250VMHS-E | R410A | 0
DUCTED SPLIT SYSTEM | 69W06886 | MITSUBISHI | PRFY-P250VMHS-E | R410A | 0
DUCTED SPLIT SYSTEM | 69W06828 | MITSUBISHI | PEFY-P250VMHS-E | R410A | 0
WALL MOUNTED SPLIT SYSTEM | 6012380 | MITSUBISHI | MUZ-GL25VGS | R410A | 0.97
WALL MOUNTED SPLIT SYSTEM | 6012381 | MITSUBISHI | MUZ-GL25VGD | R32 | 0.97
PACKAGED AIR CONDITIONING UNIT | A1606042 | DUNN AIR | PH73BB2-R | R410A | 15.6
DOMESTIC HW UNIT (ELECTRIC) | 5043331 | EVERHOT | 291050C5/P | NULL | NULL
SWITCHBOARD DISTRIBUTION | NULL | NULL | NULL | NULL | NULL
SWITCHBOARD DISTRIBUTION | NULL | NULL | NULL | NULL | NULL
FAN COIL UNIT - DUCTED | 003213LC | MULLER | MLH18BHBL60P9 | CHILLED WATER | 0
PACKAGE AC - WATER SOURCED | 771142 | TEMPERZONE | HWP96RKSN | R410A | 1.5
NON DUCTED SPLIT SYSTEM | E094463 | DAIKIN | RXS35LVMA | R410A | 1.2
PACKAGE AC - WATER SOURCED | 814525 | TEMPERZONE | HWP77RKSY | R410A | 1
MAKE UP TANK | NA | NO | NO | NULL | NULL
HEATING WATER STORAGE VESSEL | NA | NO | NA | NULL | NULL
PACKAGE AC - WATER SOURCED | 542146 | TEMPERZONE | HWP95CE | R410A | 1.5
AIR FAN - EXHAUST | NA | NULL | NA | NULL | NULL
SWITCHBOARD MECHANICAL |  | OTHER |  | NULL | NULL
SWITCHBOARD MECHANICAL |  | OTHER |  | NULL | NULL
SWITCHBOARD MECHANICAL |  | OTHER |  | NULL | NULL
PACKAGE AC - WATER SOURCED | 0 | TEMPERZONE | HWP95R | R410A | 1.5
PACKAGE AC - WATER SOURCED | 539459 | TEMPERZONE | HWP95CE | R410A | 1.5
BMS | NA | TRIDIUM | NA | NULL | NULL
PACKAGE AC - WATER SOURCED | N/A | TEMPERZONE | HWP78R | R410A | 1.5
PACKAGE AC - WATER SOURCED | N/A | TEMPERZONE | HWP79RKS | R410A | 1.5
SWITCHBOARD MECHANICAL | NULL | R.G.LADD | NULL | NULL | NULL
BOILING/CHILLED WATER UNIT | 2018071302028 | ZIP HYDROTAP | BC100/75 | NULL | NULL
SWITCHBOARD MECHANICAL | NULL | R.G.LADD | NULL | NULL | NULL
PACKAGE AC - WATER SOURCED | 376164 | TEMPERZONE | HWP95R | R410A | 1
VRV MULTI HEAD OUTDOOR UNIT | E000153 | DAIKIN | RXYQ14TY1A | R410A | 10.3
VRV MULTI HEAD OUTDOOR UNIT | E000141 | DAIKIN | RXYQ16TY1A | R410A | 10.4
VRV MULTI HEAD OUTDOOR UNIT | E000247 | DAIKIN | RXYQ12TY1A | R410A | 6.3
VRV MULTI HEAD OUTDOOR UNIT | E000246 | DAIKIN | RXYQ12TY1A | R410A | 6.3
ROOM AIR CONDITIONING UNIT | 0 | TECO RAC | LABEL COVERED | NA | 2
VRV MULTI HEAD OUTDOOR UNIT | E000221 | DAIKIN | RXYQ18TY1A | R410A | 11.7
ROOM AIR CONDITIONING UNIT | NULL | TECO RAC | LABEL COVERED | NA | 2
ROOM AIR CONDITIONING UNIT | 0 | TECO RAC | LABEL COVERED | NA | 2
WALL MOUNTED SPLIT SYSTEM | E010673 | DAIKIN | RXS95LVMA | R410A | 3.2
ROOM AIR CONDITIONING UNIT | 0 | TECO RAC | LABEL COVERED | NA | 2
VRV MULTI HEAD OUTDOOR UNIT | E000236 | DAIKIN | RXYQ18TY1A | R410A | 20
ROOM AIR CONDITIONING UNIT | 0 | TECO RAC | LABEL COVERED | NA | 2
ROOM AIR CONDITIONING UNIT | 0 | TECO RAC | LABEL COVERED | NA | 2
VRV MULTI HEAD OUTDOOR UNIT | A003235 | DAIKIN | REMQ16PY1 | R410A | 30
PACKAGE AC - WATER SOURCED | 0 | TEMPERZONE | HWP79RKSN | R410A | 1
PACKAGE AC - WATER SOURCED |  | TEMPERZONE | HWP78R | R410A | 1
PACKAGE AC - WATER SOURCED | N/A | TEMPERZONE | HWP78R | R410A | 1.2
ROOM AIR CONDITIONING UNIT | 0 | TECO RAC | LABEL COVERED | NA | 2
VRV MULTI HEAD OUTDOOR UNIT | A003091 | DAIKIN | REMQ12PY1 | R410A | 9.1
AIR CURTAIN |  | ABE |  | NULL | NULL
ROOM AIR CONDITIONING UNIT | 0 | TECO RAC | LABEL COVERED | NA | 2
HEAT EXCHANGER - AIR TO AIR | PAINTED OVER | ARMCOR | XC200CM EC | NA | 0
WALL MOUNTED SPLIT SYSTEM | E010240 | DAIKIN | RXS95LVMA | R410A | 3.2
VRV MULTI HEAD OUTDOOR UNIT | A001848 | DAIKIN | REMQ10PY1 | R410A | 9
VRV MULTI HEAD OUTDOOR UNIT | A003234 | DAIKIN | REMQ16PY1 | R410A | 11.7
SMOKE SPILL FAN | POOR ACCESS | FANTECH | SS1004CA6 17 | NULL | NULL
SMOKE SPILL FAN | PAINTED OVER | FANTECH | SS1004CA6 17 | NULL | NULL
PACKAGE AC - WATER SOURCED | N/A | TEMPERZONE | HWP79RKS | R410A | 1
PACKAGE AC - WATER SOURCED | 0 | TEMPERZONE | HWP78R | R410A | 1
VRV MULTI HEAD OUTDOOR UNIT | A003090 | DAIKIN | REMQ12PY1 | R410A | 9.1
SMOKE EXHAUST FAN | 356847 | FANTECH | APS0804CA12/36 | NULL | NULL
VRV MULTI HEAD OUTDOOR UNIT | A003225 | DAIKIN | REMQ16PY1 | R410A | 11.7
SMOKE EXHAUST FAN | 356847 | FANTECH | APS0804CA12/36 | NULL | NULL
DUCTED SPLIT SYSTEM | PAINTED OVER | DAIKIN | FSXQ125MVE | R410A | 0
SMOKE EXHAUST FAN | 356847 | FANTECH | APS0804CA12/36 | NULL | NULL
VARIABLE SPEED DRIVE | 243341G458 | DANFOSS | VLT6000 | NULL | NULL
DUCTED SPLIT SYSTEM | XD00057 | EMAIL | DN502H | R22 | 15
DUCTED SPLIT SYSTEM | PAINTED OVER | DAIKIN | FSXQ125MVE | R410A | 0
DUCTED SPLIT SYSTEM | XD00052 | EMAIL | DN5020 | R22 | 15
FAN COIL UNIT - DUCTED | / | TEMPERZONE | IMD95-4/1 | CHILLED WATER | 0
WALL MOUNTED SPLIT SYSTEM | E089518 | DAIKIN | RXS35LVMA | R410A | 1.2
POWER METER | NULL | MERLIN GERIN | PM710 | NULL | NULL
TOILET EXHAUST FAN | NA | FANTECH | MV304 | NULL | NULL
SWITCHBOARD DISTRIBUTION | NULL | SJ ELECTRIC | NULL | NULL | NULL
SWITCHBOARD MECHANICAL | NULL | R.G.LADD | NULL | NULL | NULL
HEAT EXCHANGER - AIR TO AIR | PAINTED OVER | ARMCOR | XC200CM-EC | NULL | 0
PACKAGED AIR CONDITIONING UNIT | PCO1027 | EMAIL | R40HC | R22 | 12
ERV/HRV | PAINTED OVER | ARMCOR | XC200CM-EC | NA | 0.01
PACKAGED AIR CONDITIONING UNIT | 1090W18567 | CARRIER | 50QS045-91 | R22 | 16
VRV CASSETTE SPLIT | E005757 | DAIKIN | FXZQ50MVE | R410A | 0
VRV CASSETTE SPLIT | E005765 | DAIKIN | FXZQ50MVE | R410A | 0
VRV CASSETTE SPLIT | E005775 | DAIKIN | FXZQ50MVE | R410A | 0
VRV CASSETTE SPLIT | E005754 | DAIKIN | FXZQ50MVE | R410A | 0
SMOKE SPILL FAN | NA | FANTECH | SS1004CA6 17 | NULL | NULL
VRV CASSETTE SPLIT | E005782 | DAIKIN | FXZQ50MVE | R410A | 0
DUCTED SPLIT SYSTEM | PAINTED OVER | DAIKIN | FSXQ125MVE | R410A | 0
PACKAGED AIR CONDITIONING UNIT | 700-252-0127 | AIRTEMP | VH3505 | R22 | 16
ERV/HRV | PAINTED OVER | ARMCOR | XC200CM-EC | NULL | 0
AIR FAN - EXHAUST (DOMESTIC) | NULL | NULL | LABEL MISSING | NULL | NULL
VRV CASSETTE SPLIT | E005759 | DAIKIN | FXZQ50MVE | R410A | 0
VRV CASSETTE SPLIT | E005543 | DAIKIN | FXZQ50MVE | R410A | 0
SMOKE SPILL FAN | PAINTED OVER | FANTECH | SS1004CA6 17 | NULL | NULL
AIR FAN - EXHAUST (DOMESTIC) | NON SHOWN | EXPELAIR | XPE200 | NULL | NULL
FAN COIL UNIT - DUCTED | 003275LC | MULLER | MLH 14BHDR60X98 | CHILLED WATER | 0
SMOKE SPILL FAN | PAINTED OVER | FANTECH | SS1004CA6 17 | NULL | NULL
HEAT EXCHANGER - AIR TO AIR | PAINTED OVER | ARMCOR | XC200CM-EC | NULL | 0
VRV CASSETTE SPLIT | E005791 | DAIKIN | FXZQ50MVE | R410A | 0
AIR FAN - EXHAUST (DOMESTIC) | NULL | EXPELAIR | XPE200 | NULL | NULL
AIR FAN - EXHAUST (DOMESTIC) | NULL | EXPELAIR | XPE250 | NULL | NULL
CASSETTE SPLIT SYSTEM | E012158 | DAIKIN | RXS85LVMA | R410A | 2.8
SMOKE EXHAUST FAN | PAINTED OVER | FANTECH | SS1004CA6 17 | NULL | NULL
AIR FAN - EXHAUST (DOMESTIC) | NULL | NULL | LABEL MISSING | NULL | NULL
AIR FAN - EXHAUST | NULL | NULL | LABEL MISSING | NULL | NULL
AIR FAN - EXHAUST | NULL | NULL | LABEL MISSING | NULL | NULL
VRV CASSETTE SPLIT | E005339 | DAIKIN | FXZQ50MVE | R410A | 0
HEAT EXCHANGER - AIR TO AIR | PAINTED OVER | ARMCOR | XC200CM-EC | NULL | 0
SMOKE SPILL FAN | NA | FANTECH | SS1004CA6 17 | NULL | NULL
VRV CASSETTE SPLIT | E005795 | DAIKIN | FXZQ50MVE | R410A | 0
VRV CASSETTE SPLIT | Z | DAIKIN | FXZQ50MVE | R410A | 0
HEAT EXCHANGER - AIR TO AIR | NULL | ARMCOR | XC200CM-EC | NULL | NULL
VRV DUCTED SPLIT | PAINTED OVER | DAIKIN | FXSYQ80MVE | R410A | 0
VRV DUCTED SPLIT | - | DAIKIN | FXSYQ80MVE | R410A | 0
VRV CASSETTE SPLIT | E005788 | DAIKIN | FXZQ50MVE | R410A | 0
SMOKE SPILL FAN | PAINTED OVER | FANTECH | SS1004CA6 17 | NULL | NULL
VRV CASSETTE SPLIT | E005336 | DAIKIN | FXZQ50MVE | R410A | 0
MULTI HEAD DUCTED SPLIT SYSTEM | 6XP00237 | MITSUBISHI | PUHY-P350YKB-A | R410A | 11.5
MULTI HEAD DUCTED SPLIT SYSTEM | 6XP00239 | MITSUBISHI | PUHY-P350YKB-A | R410A | 11.5
MULTI HEAD DUCTED SPLIT SYSTEM | 6XP00240 | MITSUBISHI | PUHY-P350YKB-A | R410A | 11.5
MULTI HEAD DUCTED SPLIT SYSTEM | 6XP00235 | MITSUBISHI | PUHY-P350YKB-A | R410A | 11.5
MULTI HEAD DUCTED SPLIT SYSTEM | 68P00050 | MITSUBISHI | PUHY-P450YKB-A | R410A | 11.8
MULTI HEAD NON DUCTED SPLIT | 3000480T | MITSUBISHI | MXZ-2C52VA | R410A | 1.3
WALL MOUNTED SPLIT SYSTEM | 3006098 | MITSUBISHI | MSZ-GE25VA | R410A | 0
WALL MOUNTED SPLIT SYSTEM | 3006168 | MITSUBISHI | MSZ-GE25VA | R410A | 0
WALL MOUNTED SPLIT SYSTEM | 033811122RE | MITSUBISHI | SRC71ZE-S1 | R410A | 1.9
WALL MOUNTED SPLIT SYSTEM | 033811157RE | MITSUBISHI | SRC71ZE-S1 | R410A | 1.9
WALL MOUNTED SPLIT SYSTEM | 33811107 | MITSUBISHI | SRC71ZE-S1 | R410A | 1.9
WALL MOUNTED SPLIT SYSTEM | 33811115 | MITSUBISHI | SRC71ZE-S1 | R410A | 1.9
WALL MOUNTED SPLIT SYSTEM | 38007037 | MITSUBISHI | SRC50ZJ-S | R410A | 1.35
WALL MOUNTED SPLIT SYSTEM | 03795021RE | MITSUBISHI | SRC35ZJ-S | R410A | 1.05
WALL MOUNTED SPLIT SYSTEM | 33811174 | MITSUBISHI | SRC71ZE-S1 | R410A | 1.9
WALL MOUNTED SPLIT SYSTEM | 33811110 | MITSUBISHI | SRC71ZE-S1 | R410A | 1.9
WALL MOUNTED SPLIT SYSTEM | 033811158RE | MITSUBISHI | SRC71ZE-S1 | R410A | 1.9
WALL MOUNTED SPLIT SYSTEM | 033811161RE | MITSUBISHI | SRC71ZE-S1 | R410A | 1.9
WALL MOUNTED SPLIT SYSTEM | 784004928BE | MITSUBISHI | DXC24ZRA-W | R32 | 1.6
CASSETTE SPLIT SYSTEM | K14251417KF | MITSUBISHI | FDC140VN | R410A | 3.8
CASSETTE SPLIT SYSTEM | K14251411KE | MITSUBISHI | FDC140VN | R410A | 3.8
CASSETTE SPLIT SYSTEM | K14251310KF | MITSUBISHI | FDC140VN | R410A | 3.8
CASSETTE SPLIT SYSTEM | K14251482KF | MITSUBISHI | FDC140VN | R410A | 3.8
PACKAGED AIR CONDITIONING UNIT | 283631_1 1/1 | LENNOX | RAH16DNM1M | R410A | 16
PACKAGED AIR CONDITIONING UNIT | 283628_1 1/1 | LENNOX | RAH16DNM1M | R410A | 16
WALL MOUNTED SPLIT SYSTEM | E013884 | DAIKIN | RXS20LVMA | R410A | 0.8
WALL MOUNTED SPLIT SYSTEM | E074310 | DAIKIN | RXS35LVMA | R410A | 1.2
WALL MOUNTED SPLIT SYSTEM | 13836 | DAIKIN | RXS20LVMA | R410A | 0.8
PACKAGED AIR CONDITIONING UNIT | 2600W145147 | APAC | PO46AHR9AB | R22 | 12
PACKAGED AIR CONDITIONING UNIT | UNKNOWN | APAC | PO32AHR9AA | R22 | 6
DUCTED SPLIT SYSTEM | 317272 | NULL | SCA400C-0100 | R410A | 14
DUCTED SPLIT SYSTEM | 317271 | NULL | SCA400C-0100 | R410A | 14
WALL MOUNTED SPLIT SYSTEM | 37920502 | MITSUBISHI | SRC35ZJ-S | R410A | 1.05
AIR FAN - EXHAUST | NOT LISTED | FANTECH | MV132E | NULL | NULL
PACKAGED AIR CONDITIONING UNIT | 94031 | TEMPERZONE | OPA 700RKTBH | R410A | 13
ELECTRIC DUCT HEATER | 121104 | NULL | EDH | NULL | NULL
ELECTRIC DUCT HEATER | 121201 | NULL | EDH | NULL | NULL
PACKAGED AIR CONDITIONING UNIT | 94066 | TEMPERZONE | OPA 700RKTBH | R410A | 13
PACKAGED AIR CONDITIONING UNIT | 94024 | TEMPERZONE | OPA 960RKTBH | R410A | 19.2
ELECTRIC DUCT HEATER | 121105 | NULL | EDH | NULL | NULL
WALL MOUNTED SPLIT SYSTEM | 12A259267 | HITACHI | RAC-50YHA3 | R410A | 1.45
TOILET EXHAUST FAN | OOM15749 | S&P | TD-500 | NULL | NULL
DUCTED SPLIT SYSTEM | T001456 | FUJITSU | AOT45RCD3L | R22 | 3.4
DUCTED SPLIT SYSTEM | T001595 | FUJITSU | AOT45RCD3L | R22 | 3.4
DUCTED SPLIT SYSTEM | T001576 | FUJITSU | AOT45RCD3L | R22 | 3.4
DUCTED SPLIT SYSTEM | T000546 | FUJITSU | AOT60RBA3L | R22 | 4.8
DUCTED SPLIT SYSTEM | T001577 | FUJITSU | AOT45RCD3L | R22 | 3.4
DUCTED SPLIT SYSTEM | T001457 | FUJITSU | AOT45RCD3L | R22 | 3.4
DUCTED SPLIT SYSTEM | B10WP3CD900103T | SAMSUNG | RCD180DHXGG | R410A | 4.8
WALL MOUNTED SPLIT SYSTEM | E035357 | FUJITSU | AOTG12KMCA | R32 | 0.85
PACKAGED AIR CONDITIONING UNIT | 65609 | APAC | PO75AHR9BD | R407C | 16.4
PACKAGED AIR CONDITIONING UNIT | 65608 | APAC | PO75AHR9BD | R407C | 16.4
WALL MOUNTED SPLIT SYSTEM |  | DAIKIN |  | R410A | 0
WALL MOUNTED SPLIT SYSTEM | UNKNOWN | DAIKIN | FTXS25EVMA | R410A | 1
WALL MOUNTED SPLIT SYSTEM | UNKNOWN | DAIKIN | RXS25EVMA | R410A | 1
AIR FAN - OUTSIDE | NOT LISTED | NULL | JCE152-3SJK | NULL | NULL
SWITCHBOARD DISTRIBUTION | NULL | CUSTOM-BUILT | NULL | NULL | NULL
VRV CASSETTE SPLIT | E005337 | DAIKIN | FXZQ50MVE | R410A | 0
WATER PUMP | NO ACCESS TO LABEL | NULL | NO ACCESS TO LABEL | NULL | NULL
WATER PUMP | NO ACCESS TO LABEL | NULL | NO ACCESS TO LABEL | NULL | NULL
VRV CASSETTE SPLIT | E005337 | DAIKIN | FXZQ50MVE | R410A | 0
VRV CASSETTE SPLIT | E005792 | DAIKIN | FXZQ50MVE | R410A | 0
VRV CASSETTE SPLIT | E000187 | DAIKIN | FXFQ63PVE | R410A | 0
FAN COIL UNIT - DUCTED | NA | SINKO | ECR - 800 | CHILLED WATER | 0
AIR FAN - OUTSIDE | NOT LISTED | FANTECH | JCE152-3SJK | NULL | NULL
SMOKE SPILL FAN |  | FANTECH | SS1004CA6 17 | NULL | NULL
FAN COIL UNIT - DUCTED | NULL | SINKO | ECR - 800 | CHILLED WATER | 0
FAN COIL UNIT - DUCTED | NULL | CUSTOM-BUILT | ECR-800 | CHILLED WATER | 0
FAN COIL UNIT - DUCTED | 003218LC | MULLER | MLH 18BHBL60P9 | CHILLED WATER | 0
HEAT EXCHANGER - AIR TO AIR | PAINTED OVER | ARMCOR | XC200CM-EC | NULL | 0
SWITCHBOARD DISTRIBUTION | NULL | NULL | NULL | NULL | NULL
WATER PUMP | NO ACCESS | NULL | NO ACCESS TO PUMP LAB | NULL | NULL
HEAT EXCHANGER - AIR TO AIR | PAINTED OVER | ARMCOR | XC200CM-EC | NULL | 0
VRV CASSETTE SPLIT | E005751 | DAIKIN | FXZQ50MVE | R410A | 0
VRV DUCTED SPLIT | PAINTED OVER | DAIKIN | PAINTED OVER | R410A | 0
HEAT EXCHANGER - AIR TO AIR | PAINTED OVER | ARMCOR | XC200CM-EC | NULL | 0
VRV CASSETTE SPLIT | E005772 | DAIKIN | FXZQ50MVE | R410A | 0
VRV DUCTED SPLIT | PAINTED OVER | DAIKIN | PAINTED OVER | R410A | 0
SMOKE SPILL FAN | NA | FANTECH | SS1004CA6 17 | NULL | NULL
HEAT EXCHANGER - AIR TO AIR | NA | ARMCOR | XC200CM-EC | NULL | 0
DOMESTIC HW UNIT (ELECTRIC) | 5035998 | RHEEM | 291050C5/P | NULL | NULL
FAN COIL UNIT - DUCTED | 003272LC | MULLER | MLH14BHDR60X98 | CHILLED WATER | 0
VRV CASSETTE SPLIT | E005769 | DAIKIN | FXZQ50MVE | R410A | 0
FAN COIL UNIT - DUCTED | NULL | SINKO | ECR - 800 | CHILLED WATER | 0
FIRE DAMPER | NULL | NULL | NULL | NULL | NULL
SMOKE SPILL FAN | NA | FANTECH | SS1004CA6 17 | NULL | NULL
CONDENSER UNIT | E002455 | DAIKIN | RZQS100AY1 | R410A | 4
VRV CASSETTE SPLIT | E005338 | DAIKIN | FXZQ50MVE | R410A | 0
FIRE DAMPER | NULL | NULL | NULL | NULL | NULL
VRV CASSETTE SPLIT | E005756 | DAIKIN | FXZQ50MVE | R410A | 0
WALL MOUNTED SPLIT SYSTEM | E047908 | DAIKIN | RXS35LVMA | R410A | 1.2
FIRE DAMPER | NULL | NULL | NULL | NULL | NULL
VRV CASSETTE SPLIT | E005767 | DAIKIN | FXZQ50MVE | R410A | 0
WALL MOUNTED SPLIT SYSTEM | E046166 | DAIKIN | FTXS35LVMA | R410A | 0
HEAT EXCHANGER - AIR TO AIR | PAINTED OVER | ARMCOR | XC200CM-EC | NULL | 0
HEAT EXCHANGER - AIR TO AIR | NA | ARMCOR | XC200CM-EC | NULL | 0
VRV CASSETTE SPLIT | PAINTED OVER | DAIKIN | FXZQ80MVE | R410A | 0
VRV CASSETTE SPLIT | E005340 | DAIKIN | FXZQ50MVE | R410A | 0
UPS | 1I15C50359 | NULL | ITYS1000 | NULL | NULL
UPS | 1I17B50008 | NULL | ITYS1000 | NULL | NULL
UPS | 1I17B50003 | NULL | ITYS1000 | NULL | NULL
UPS | 1I17B50016 | NULL | ITYS1000 | NULL | NULL
UPS | 1I17350048 | NULL | ITYS1000 | NULL | NULL
UPS | 1I17B50017 | NULL | ITYS1000 | NULL | NULL
UPS | 1I17350062 | NULL | ITYS1000 | NULL | NULL
UPS | 1I17B50034 | NULL | ITYS1000 | NULL | NULL
UPS | 1I17B50004 | NULL | ITYS1000 | NULL | NULL
UPS | 1I17B50012 | NULL | ITYS1000 | NULL | NULL
UPS | 1I17B50015 | NULL | ITYS1000 | NULL | NULL
UPS | 1I17B50035 | NULL | ITYS1000 | NULL | NULL
UPS | 1I17B50041 | NULL | ITYS1000 | NULL | NULL
UPS | 1I17350044 | NULL | ITYS1000 | NULL | NULL
UPS | 1I15450266 | NULL | ITYS1000 | NULL | NULL
UPS | 1I17B50007 | NULL | ITYS1000 | NULL | NULL
UPS | 1I17B50046 | NULL | ITYS1000 | NULL | NULL
UPS | 1I15C50365 | NULL | ITYS1000 | NULL | NULL
UPS | 1I15350154 | NULL | ITYS1000 | NULL | NULL
UPS | 1I15350282 | NULL | ITYS1000 | NULL | NULL
UPS | 1I15350161 | NULL | ITYS1000 | NULL | NULL
FUME CUPBOARD | TBA | CONDITIONAIRE | TBA | R410A | 0
FUME CUPBOARD | TBA | NULL | TBA | R410A | 0
FUME CUPBOARD | TBA | CONDITIONAIRE | TBA | R410A | 0
FUME CUPBOARD | TBA | CONDITIONAIRE | TBA | R410A | 0
FUME CUPBOARD | TBA | CONDITIONAIRE | TBA | R410A | 0
FUME CUPBOARD | TBA | CONDITIONAIRE | TBA | R410A | 0
BIOLOGICAL SAFETY CABINET | TBA | NULL | TBA | R410A | 0
BIOLOGICAL SAFETY CABINET | TBA | NULL | TBA | R410A | 0
BIOLOGICAL SAFETY CABINET | TBA | NULL | TBA | R410A | 0
BIOLOGICAL SAFETY CABINET | TBA | NULL | TBA | R410A | 0
BIOLOGICAL SAFETY CABINET | TBA | NULL | TBA | R410A | 0
BIOLOGICAL SAFETY CABINET | TBA | NULL | TBA | R410A | 0
BIOLOGICAL SAFETY CABINET | TBA | NULL | TBA | R410A | 0
BIOLOGICAL SAFETY CABINET | TBA | NULL | TBA | R410A | 0
BIOLOGICAL SAFETY CABINET | TBA | NULL | TBA | R410A | 0
BIOLOGICAL SAFETY CABINET | TBA | NULL | TBA | R410A | 0
BIOLOGICAL SAFETY CABINET | TBA | NULL | TBA | R410A | 0
BIOLOGICAL SAFETY CABINET | TBA | NULL | TBA | R410A | 0
BIOLOGICAL SAFETY CABINET | TBA | NULL | TBA | R410A | 0
BIOLOGICAL SAFETY CABINET | TBA | NULL | TBA | R410A | 0
BIOLOGICAL SAFETY CABINET | TBA | NULL | TBA | R410A | 0
BIOLOGICAL SAFETY CABINET | TBA | NULL | TBA | R410A | 0
BIOLOGICAL SAFETY CABINET | TBA | NULL | TBA | R410A | 0
BIOLOGICAL SAFETY CABINET | TBA | NULL | TBA | R410A | 0
BIOLOGICAL SAFETY CABINET | TBA | NULL | TBA | R410A | 0
BIOLOGICAL SAFETY CABINET | TBA | NULL | TBA | R410A | 0
BIOLOGICAL SAFETY CABINET | TBA | NULL | TBA | R410A | 0
BIOLOGICAL SAFETY CABINET | TBA | NULL | TBA | R410A | 0
BIOLOGICAL SAFETY CABINET | TBA | NULL | TBA | R410A | 0
BIOLOGICAL SAFETY CABINET | TBA | NULL | TBA | R410A | 0
BIOLOGICAL SAFETY CABINET | TBA | NULL | TBA | R410A | 0
BIOLOGICAL SAFETY CABINET | TBA | NULL | TBA | R410A | 0
BIOLOGICAL SAFETY CABINET | TBA | NULL | TBA | R410A | 0
BIOLOGICAL SAFETY CABINET | TBA | NULL | TBA | R410A | 0
BIOLOGICAL SAFETY CABINET | TBA | NULL | TBA | R410A | 0
BIOLOGICAL SAFETY CABINET | TBA | NULL | TBA | R410A | 0
BIOLOGICAL SAFETY CABINET | TBA | NULL | TBA | R410A | 0
BIOLOGICAL SAFETY CABINET | TBA | NULL | TBA | R410A | 0
BIOLOGICAL SAFETY CABINET | TBA | NULL | TBA | R410A | 0
BIOLOGICAL SAFETY CABINET | TBA | NULL | TBA | R410A | 0
BIOLOGICAL SAFETY CABINET | TBA | NULL | TBA | R410A | 0
FUME CUPBOARD | TBA | CONDITIONAIRE | TBA | R410A | 0
BIOLOGICAL SAFETY CABINET | TBA | NULL | TBA | R410A | 0
BIOLOGICAL SAFETY CABINET | TBA | NULL | TBA | R410A | 0
BIOLOGICAL SAFETY CABINET | TBA | NULL | TBA | R410A | 0
BIOLOGICAL SAFETY CABINET | TBA | NULL | TBA | R410A | 0
BIOLOGICAL SAFETY CABINET | TBA | NULL | TBA | R410A | 0
BIOLOGICAL SAFETY CABINET | TBA | NULL | TBA | R410A | 0
BIOLOGICAL SAFETY CABINET | TBA | NULL | TBA | R410A | 0
BIOLOGICAL SAFETY CABINET | TBA | NULL | TBA | R410A | 0
BIOLOGICAL SAFETY CABINET | TBA | NULL | TBA | R410A | 0
FUME CUPBOARD | TBA | CONDITIONAIRE | TBA | R410A | 0
BIOLOGICAL SAFETY CABINET | TBA | NULL | TBA | R410A | 0
FUME CUPBOARD | TBA | NULL | TBA | R410A | 0
FUME CUPBOARD | TBA | NULL | TBA | R410A | 0
BIOLOGICAL SAFETY CABINET | TBA | ENVIRO | TBA | R410A | 0
BIOLOGICAL SAFETY CABINET | TBA | ENVIRO | TBA | R410A | 0
BIOLOGICAL SAFETY CABINET | TBA | CONDITIONAIRE | TBA | R410A | 0
BIOLOGICAL SAFETY CABINET | TBA | CONDITIONAIRE | TBA | R410A | 0
AIR HANDLING UNIT | 7264 | SHARPEN ENGINEERING | AHU-1.1 | CHILLED WATER | 0
VARIABLE SPEED DRIVE | TBA | ABB | TBA | R410A | 0
ELECTRIC DUCT HEATER | TBA | NULL | TBA | R410A | 0
ELECTRIC DUCT HEATER | TBA | NULL | TBA | R410A | 0
ELECTRIC DUCT HEATER | TBA | NULL | TBA | R410A | 0
ELECTRIC DUCT HEATER | TBA | NULL | TBA | R410A | 0
ELECTRIC DUCT HEATER | TBA | NULL | TBA | R410A | 0
ELECTRIC DUCT HEATER | TBA | NULL | TBA | R410A | 0
ELECTRIC DUCT HEATER | TBA | NULL | TBA | R410A | 0
ELECTRIC DUCT HEATER | TBA | NULL | TBA | R410A | 0
ELECTRIC DUCT HEATER | TBA | NULL | TBA | R410A | 0
AIR HANDLING UNIT | TBA | SHARPEN ENGINEERING | TBA | R410A | 0
VARIABLE SPEED DRIVE | TBA | ABB | TBA | R410A | 0
ELECTRIC DUCT HEATER | TBA | NULL | TBA | R410A | 0
ELECTRIC DUCT HEATER | TBA | NULL | TBA | R410A | 0
ELECTRIC DUCT HEATER | TBA | NULL | TBA | R410A | 0
ELECTRIC DUCT HEATER | TBA | NULL | TBA | R410A | 0
ELECTRIC DUCT HEATER | TBA | NULL | TBA | R410A | 0
ELECTRIC DUCT HEATER | TBA | NULL | TBA | R410A | 0
ELECTRIC DUCT HEATER | TBA | NULL | TBA | R410A | 0
AIR HANDLING UNIT | TBA | SHARPEN ENGINEERING | TBA | R410A | 0
VARIABLE SPEED DRIVE | TBA | ABB | TBA | R410A | 0
ELECTRIC DUCT HEATER | TBA | NULL | TBA | R410A | 0
VARIABLE AIR VOLUME UNITS | TBA | CELMEC | TBA | R410A | 0
ELECTRIC DUCT HEATER | TBA | NULL | TBA | R410A | 0
VARIABLE AIR VOLUME UNITS | TBA | CELMEC | TBA | R410A | 0
AIR HANDLING UNIT | TBA | SHARPEN ENGINEERING | TBA | R410A | 0
VARIABLE SPEED DRIVE | TBA | ABB | TBA | R410A | 0
ELECTRIC DUCT HEATER | TBA | NULL | TBA | R410A | 0
VARIABLE AIR VOLUME UNITS | TBA | CELMEC | TBA | R410A | 0
VARIABLE AIR VOLUME UNITS | TBA | CELMEC | TBA | R410A | 0
VARIABLE AIR VOLUME UNITS | TBA | CELMEC | TBA | R410A | 0
AIR HANDLING UNIT | TBA | SHARPEN ENGINEERING | TBA | R410A | 0
VARIABLE SPEED DRIVE | TBA | ABB | TBA | R410A | 0
VARIABLE AIR VOLUME UNITS | TBA | CELMEC | TBA | R410A | 0
VARIABLE AIR VOLUME UNITS | TBA | CELMEC | TBA | R410A | 0
VARIABLE AIR VOLUME UNITS | TBA | CELMEC | TBA | R410A | 0
AIR HANDLING UNIT | 1310 | SHARPEN ENGINEERING | AHU9.1 | NA | 0
VARIABLE AIR VOLUME UNITS | TBA | CELMEC | TBA | R410A | 0
ELECTRIC DUCT HEATER | TBA | NULL | TBA | R410A | 0
ELECTRIC DUCT HEATER | TBA | NULL | TBA | R410A | 0
ELECTRIC DUCT HEATER | TBA | NULL | TBA | R410A | 0
ELECTRIC DUCT HEATER | TBA | NULL | TBA | R410A | 0
ELECTRIC DUCT HEATER | TBA | NULL | TBA | R410A | 0
VARIABLE SPEED DRIVE | TBA | ABB | TBA | R410A | 0
AIR HANDLING UNIT | TBA | SHARPEN ENGINEERING | TBA | R410A | 0
VARIABLE SPEED DRIVE | TBA | ABB | TBA | R410A | 0
ELECTRIC DUCT HEATER | TBA | NULL | TBA | R410A | 0
ELECTRIC DUCT HEATER | TBA | NULL | TBA | R410A | 0
ELECTRIC DUCT HEATER | TBA | NULL | TBA | R410A | 0
ELECTRIC DUCT HEATER | TBA | NULL | TBA | R410A | 0
ELECTRIC DUCT HEATER | TBA | NULL | TBA | R410A | 0
AIR HANDLING UNIT | 7310 | SHARPEN ENGINEERING | AHU9.3 | NA | 0
VARIABLE SPEED DRIVE | TBA | ABB | TBA | R410A | 0
VARIABLE AIR VOLUME UNITS | TBA | CELMEC | TBA | R410A | 0
VARIABLE AIR VOLUME UNITS | TBA | CELMEC | TBA | R410A | 0
VARIABLE AIR VOLUME UNITS | TBA | CELMEC | TBA | R410A | 0
VARIABLE AIR VOLUME UNITS | TBA | CELMEC | TBA | R410A | 0
AIR HANDLING UNIT | TBA | SHARPEN ENGINEERING | TBA | R410A | 0
AIR HANDLING UNIT | TBA | SHARPEN ENGINEERING | TBA | R410A | 0
AIR HANDLING UNIT | N/A | SHARPEN ENGINEERING | AHU-8.1 | NA | 0
VARIABLE SPEED DRIVE | TBA | ABB | TBA | R410A | 0
VARIABLE AIR VOLUME UNITS | TBA | CELMEC | TBA | R410A | 0
ELECTRIC DUCT HEATER | TBA | NULL | TBA | R410A | 0
ELECTRIC DUCT HEATER | TBA | NULL | TBA | R410A | 0
ELECTRIC DUCT HEATER | TBA | NULL | TBA | R410A | 0
ELECTRIC DUCT HEATER | TBA | NULL | TBA | R410A | 0
ELECTRIC DUCT HEATER | TBA | NULL | TBA | R410A | 0
AIR HANDLING UNIT | COVERED BY HW PIPES | SHARPEN ENGINEERING | AHU8.4 | NA | 0
VARIABLE SPEED DRIVE | TBA | ABB | TBA | R410A | 0
ELECTRIC DUCT HEATER | TBA | NULL | TBA | R410A | 0
ELECTRIC DUCT HEATER | TBA | NULL | TBA | R410A | 0
ELECTRIC DUCT HEATER | TBA | NULL | TBA | R410A | 0
ELECTRIC DUCT HEATER | TBA | NULL | TBA | R410A | 0
ELECTRIC DUCT HEATER | TBA | NULL | TBA | R410A | 0
AIR HANDLING UNIT | NAME PLATE COVERED | SHARPEN ENGINEERING | AHU-8.3 | NA | 0
VARIABLE SPEED DRIVE | TBA | ABB | TBA | R410A | 0
VARIABLE AIR VOLUME UNITS | TBA | CELMEC | TBA | R410A | 0
ELECTRIC DUCT HEATER | TBA | NULL | TBA | R410A | 0
VARIABLE AIR VOLUME UNITS | TBA | CELMEC | TBA | R410A | 0
VARIABLE AIR VOLUME UNITS | TBA | CELMEC | TBA | R410A | 0
VARIABLE AIR VOLUME UNITS | TBA | CELMEC | TBA | R410A | 0
AIR HANDLING UNIT | 7289 | SHARPEN ENGINEERING | AHU8.2 | NA | 0
AIR HANDLING UNIT | BLANK | SHARPEN ENGINEERING | AHU-7.5 | CHILLED WATER | 0
AIR HANDLING UNIT | TBA | SHARPEN ENGINEERING | TBA | R410A | 0
VARIABLE SPEED DRIVE | TBA | ABB | TBA | R410A | 0
ELECTRIC DUCT HEATER | TBA | NULL | TBA | R410A | 0
ELECTRIC DUCT HEATER | TBA | NULL | TBA | R410A | 0
ELECTRIC DUCT HEATER | TBA | NULL | TBA | R410A | 0
ELECTRIC DUCT HEATER | TBA | NULL | TBA | R410A | 0
ELECTRIC DUCT HEATER | TBA | NULL | TBA | R410A | 0
AIR HANDLING UNIT | 7289 | SHARPEN ENGINEERING | AHU-7.3 | CHILLED WATER | 0
VARIABLE SPEED DRIVE | TBA | ABB | TBA | R410A | 0
VARIABLE AIR VOLUME UNITS | TBA | CELMEC | TBA | R410A | 0
VARIABLE AIR VOLUME UNITS | TBA | CELMEC | TBA | R410A | 0
VARIABLE AIR VOLUME UNITS | TBA | CELMEC | TBA | R410A | 0
VARIABLE AIR VOLUME UNITS | TBA | CELMEC | TBA | R410A | 0
VARIABLE AIR VOLUME UNITS | TBA | CELMEC | TBA | R410A | 0
VARIABLE AIR VOLUME UNITS | TBA | CELMEC | TBA | R410A | 0
AIR HANDLING UNIT | 1289 | SHARPEN ENGINEERING | AHU-7.2 | CHILLED WATER | 0
AIR HANDLING UNIT | TBA | SHARPEN ENGINEERING | TBA | CHILLED WATER | 0
VARIABLE SPEED DRIVE | TBA | ABB | TBA | R410A | 0
ELECTRIC DUCT HEATER | TBA | NULL | TBA | R410A | 0
ELECTRIC DUCT HEATER | TBA | NULL | TBA | R410A | 0
ELECTRIC DUCT HEATER | TBA | NULL | TBA | R410A | 0
ELECTRIC DUCT HEATER | TBA | NULL | TBA | R410A | 0
ELECTRIC DUCT HEATER | TBA | NULL | TBA | R410A | 0
AIR HANDLING UNIT | TBA | SHARPEN ENGINEERING | TBA | CHILLED WATER | 0
AIR HANDLING UNIT | TBA | SHARPEN ENGINEERING | TBA | R410A | 0
AIR HANDLING UNIT | TBA | SHARPEN ENGINEERING | TBA | R410A | 0
VARIABLE SPEED DRIVE | TBA | ABB | TBA | R410A | 0
VARIABLE AIR VOLUME UNITS | TBA | CELMEC | TBA | R410A | 0
VARIABLE AIR VOLUME UNITS | TBA | CELMEC | TBA | R410A | 0
VARIABLE AIR VOLUME UNITS | TBA | CELMEC | TBA | R410A | 0
VARIABLE AIR VOLUME UNITS | TBA | CELMEC | TBA | R410A | 0
AIR HANDLING UNIT | TBA | SHARPEN ENGINEERING | TBA | R410A | 0
AIR HANDLING UNIT | TBA | SHARPEN ENGINEERING | TBA | R410A | 0
ELECTRIC DUCT HEATER | TBA | NULL | TBA | R410A | 0
ELECTRIC DUCT HEATER | TBA | NULL | TBA | R410A | 0
ELECTRIC DUCT HEATER | TBA | NULL | TBA | R410A | 0
ELECTRIC DUCT HEATER | TBA | NULL | TBA | R410A | 0
ELECTRIC DUCT HEATER | TBA | NULL | TBA | R410A | 0
ELECTRIC DUCT HEATER | TBA | NULL | TBA | R410A | 0
VARIABLE SPEED DRIVE | TBA | ABB | TBA | R410A | 0
AIR HANDLING UNIT | TBA | SHARPEN ENGINEERING | TBA | R410A | 0
AIR HANDLING UNIT | TBA | SHARPEN ENGINEERING | TBA | R410A | 0
AIR HANDLING UNIT | TBA | SHARPEN ENGINEERING | TBA | R410A | 0
VARIABLE SPEED DRIVE | TBA | ABB | TBA | R410A | 0
AIR HANDLING UNIT | TBA | SHARPEN ENGINEERING | TBA | R410A | 0
AIR HANDLING UNIT | TBA | SHARPEN ENGINEERING | TBA | R410A | 0
VARIABLE SPEED DRIVE | TBA | ABB | TBA | R410A | 0
AIR HANDLING UNIT | TBA | SHARPEN ENGINEERING | TBA | R410A | 0
ELECTRIC DUCT HEATER | TBA | NULL | TBA | R410A | 0
ELECTRIC DUCT HEATER | TBA | NULL | TBA | R410A | 0
ELECTRIC DUCT HEATER | TBA | NULL | TBA | R410A | 0
ELECTRIC DUCT HEATER | TBA | NULL | TBA | R410A | 0
ELECTRIC DUCT HEATER | TBA | NULL | TBA | R410A | 0
VARIABLE SPEED DRIVE | TBA | ABB | TBA | R410A | 0
AIR HANDLING UNIT | TBA | SHARPEN ENGINEERING | TBA | R410A | 0
AIR HANDLING UNIT | TBA | SHARPEN ENGINEERING | TBA | R410A | 0
AIR HANDLING UNIT | TBA | SHARPEN ENGINEERING | TBA | R410A | 0
VARIABLE SPEED DRIVE | TBA | ABB | TBA | R410A | 0
VARIABLE AIR VOLUME UNITS | TBA | CELMEC | TBA | R410A | 0
VARIABLE AIR VOLUME UNITS | TBA | CELMEC | TBA | R410A | 0
VARIABLE AIR VOLUME UNITS | TBA | CELMEC | TBA | R410A | 0
VARIABLE AIR VOLUME UNITS | TBA | CELMEC | TBA | R410A | 0
VARIABLE AIR VOLUME UNITS | TBA | CELMEC | TBA | R410A | 0
VARIABLE AIR VOLUME UNITS | TBA | CELMEC | TBA | R410A | 0
AIR HANDLING UNIT | TBA | SHARPEN ENGINEERING | TBA | R410A | 0
AIR HANDLING UNIT | TBA | SHARPEN ENGINEERING | TBA | R410A | 0
VARIABLE SPEED DRIVE | TBA | ABB | TBA | R410A | 0
ELECTRIC DUCT HEATER | TBA | NULL | TBA | R410A | 0
VARIABLE AIR VOLUME UNITS | TBA | CELMEC | TBA | R410A | 0
VARIABLE AIR VOLUME UNITS | TBA | CELMEC | TBA | R410A | 0
VARIABLE AIR VOLUME UNITS | TBA | CELMEC | TBA | R410A | 0
VARIABLE AIR VOLUME UNITS | TBA | CELMEC | TBA | R410A | 0
VARIABLE AIR VOLUME UNITS | TBA | CELMEC | TBA | R410A | 0
VARIABLE AIR VOLUME UNITS | TBA | CELMEC | TBA | R410A | 0
ELECTRIC DUCT HEATER | TBA | NULL | TBA | R410A | 0
ELECTRIC DUCT HEATER | TBA | NULL | TBA | R410A | 0
AIR HANDLING UNIT | TBA | SHARPEN ENGINEERING | TBA | R410A | 0
VARIABLE SPEED DRIVE | TBA | ABB | TBA | R410A | 0
ELECTRIC DUCT HEATER | TBA | NULL | TBA | R410A | 0
ELECTRIC DUCT HEATER | TBA | NULL | TBA | R410A | 0
ELECTRIC DUCT HEATER | TBA | NULL | TBA | R410A | 0
ELECTRIC DUCT HEATER | TBA | NULL | TBA | R410A | 0
ELECTRIC DUCT HEATER | TBA | NULL | TBA | R410A | 0
ELECTRIC DUCT HEATER | TBA | NULL | TBA | R410A | 0
ELECTRIC DUCT HEATER | TBA | NULL | TBA | R410A | 0
AIR HANDLING UNIT | TBA | SHARPEN ENGINEERING | TBA | R410A | 0
ELECTRIC DUCT HEATER | TBA | NULL | TBA | R410A | 0
ELECTRIC DUCT HEATER | TBA | NULL | TBA | R410A | 0
ELECTRIC DUCT HEATER | TBA | NULL | TBA | R410A | 0
ELECTRIC DUCT HEATER | TBA | NULL | TBA | R410A | 0
VARIABLE SPEED DRIVE | TBA | ABB | TBA | R410A | 0
AIR HANDLING UNIT | TBA | SHARPEN ENGINEERING | TBA | R410A | 0
VARIABLE SPEED DRIVE | TBA | ABB | TBA | R410A | 0
AIR HANDLING UNIT | TBA | SHARPEN ENGINEERING | TBA | R410A | 0
VARIABLE SPEED DRIVE | TBA | ABB | TBA | R410A | 0
AIR HANDLING UNIT | TBA | SHARPEN ENGINEERING | TBA | R410A | 0
VARIABLE SPEED DRIVE | TBA | ABB | TBA | R410A | 0
AIR HANDLING UNIT | TBA | SHARPEN ENGINEERING | TBA | CHILLED WATER | 0
VARIABLE SPEED DRIVE | TBA | ABB | TBA | R410A | 0
AIR HANDLING UNIT | TBA | SHARPEN ENGINEERING | TBA | R410A | 0
VARIABLE SPEED DRIVE | TBA | ABB | TBA | R410A | 0
AIR HANDLING UNIT | 7264 | SHARPEN ENGINEERING | AHU-G3 | CHILLED WATER | 0
VARIABLE SPEED DRIVE | TBA | ABB | TBA | R410A | 0
VARIABLE AIR VOLUME UNITS | TBA | CELMEC | TBA | R410A | 0
ELECTRIC DUCT HEATER | TBA | NULL | TBA | R410A | 0
ELECTRIC DUCT HEATER | TBA | NULL | TBA | R410A | 0
ELECTRIC DUCT HEATER | TBA | NULL | TBA | R410A | 0
ELECTRIC DUCT HEATER | TBA | NULL | TBA | R410A | 0
ELECTRIC DUCT HEATER | TBA | NULL | TBA | R410A | 0
ELECTRIC DUCT HEATER | TBA | NULL | TBA | R410A | 0
ELECTRIC DUCT HEATER | TBA | NULL | TBA | R410A | 0
ELECTRIC DUCT HEATER | TBA | NULL | TBA | R410A | 0
ELECTRIC DUCT HEATER | TBA | NULL | TBA | R410A | 0
FIRE PANEL-GRAPHICS SYSTEM | TBA | BULLOCK | TBA | R410A | 0
FIRE PANEL-GRAPHICS SYSTEM | TBA | BULLOCK | TBA | R410A | 0
AIR HANDLING UNIT | TBA | SHARPEN ENGINEERING | TBA | R410A | 0
VARIABLE SPEED DRIVE | TBA | ABB | TBA | R410A | 0
ELECTRIC DUCT HEATER | TBA | NULL | TBA | R410A | 0
FIRE PANEL-GRAPHICS SYSTEM | TBA | BULLOCK | TBA | R410A | 0
FIRE PANEL-GRAPHICS SYSTEM | TBA | BULLOCK | TBA | R410A | 0
ELECTRIC DUCT HEATER | TBA | NULL | TBA | R410A | 0
VARIABLE AIR VOLUME UNITS | TBA | CELMEC | TBA | R410A | 0
VARIABLE AIR VOLUME UNITS | TBA | CELMEC | TBA | R410A | 0
VARIABLE AIR VOLUME UNITS | TBA | CELMEC | TBA | R410A | 0
VARIABLE AIR VOLUME UNITS | TBA | CELMEC | TBA | R410A | 0
VARIABLE AIR VOLUME UNITS | TBA | CELMEC | TBA | R410A | 0
VARIABLE AIR VOLUME UNITS | TBA | CELMEC | TBA | R410A | 0
AIR HANDLING UNIT | TBA | SHARPEN ENGINEERING | TBA | R410A | 0
FIRE PANEL-GRAPHICS SYSTEM | TBA | BULLOCK | TBA | R410A | 0
FIRE PANEL-GRAPHICS SYSTEM | TBA | BULLOCK | TBA | R410A | 0
ELECTRIC DUCT HEATER | TBA | NULL | TBA | R410A | 0
ELECTRIC DUCT HEATER | TBA | NULL | TBA | R410A | 0
ELECTRIC DUCT HEATER | TBA | NULL | TBA | R410A | 0
ELECTRIC DUCT HEATER | TBA | NULL | TBA | R410A | 0
VARIABLE SPEED DRIVE | TBA | ABB | TBA | R410A | 0
BOILER - GAS ATMOSPHERIC | TBA | AIRA | TBA | R410A | 0
BOILER - GAS ATMOSPHERIC | TBA | AIRA | TBA | R410A | 0
CHILLED WATER PUMP | TBA | AJAX | TBA | R410A | 0
CHILLED WATER PUMP | TBA | AJAX | TBA | R410A | 0
CHILLED WATER PUMP | TBA | AJAX | TBA | R410A | 0
VARIABLE SPEED DRIVE | TBA | ABB | TBA | R410A | 0
VARIABLE SPEED DRIVE | TBA | ABB | TBA | R410A | 0
VARIABLE SPEED DRIVE | TBA | ABB | TBA | R410A | 0
COOLING TOWER | TBA | NULL | TBA | R410A | 0
COOLING TOWER | TBA | NULL | TBA | R410A | 0
CHILLED WATER PUMP | TBA | AJAX | TBA | R410A | 0
CHILLED WATER PUMP | TBA | AJAX | TBA | R410A | 0
CHILLED WATER PUMP | TBA | AJAX | TBA | R410A | 0
VARIABLE SPEED DRIVE | TBA | ABB | TBA | R410A | 0
VARIABLE SPEED DRIVE | TBA | ABB | TBA | R410A | 0
VARIABLE SPEED DRIVE | TBA | ABB | TBA | R410A | 0
CHILLER - AIR COOLED | TBA | CARRIER | TBA | R410A | 0
CHILLER - AIR COOLED | TBA | CARRIER | TBA | R410A | 0
CHILLED WATER PUMP | TBA | AJAX | TBA | R410A | 0
CHILLED WATER PUMP | TBA | AJAX | TBA | R410A | 0
CHILLED WATER PUMP | TBA | AJAX | TBA | R410A | 0
VARIABLE SPEED DRIVE | TBA | ABB | TBA | R410A | 0
VARIABLE SPEED DRIVE | TBA | ABB | TBA | R410A | 0
VARIABLE SPEED DRIVE | TBA | ABB | TBA | R410A | 0
VARIABLE SPEED DRIVE | TBA | ABB | TBA | R410A | 0
VARIABLE SPEED DRIVE | TBA | ABB | TBA | R410A | 0
AIR FAN - EXHAUST | TBA | FANTECH | TBA | R410A | 0
AIR FAN - EXHAUST | TBA | FANTECH | TBA | R410A | 0
VARIABLE SPEED DRIVE | TBA | ABB | TBA | R410A | 0
AIR FAN - EXHAUST | TBA | FANTECH | TBA | R410A | 0
AIR FAN - EXHAUST | TBA | FANTECH | TBA | R410A | 0
AIR FAN - EXHAUST | TBA | FANTECH | TBA | R410A | 0
AIR FAN - EXHAUST | TBA | FANTECH | TBA | R410A | 0
AIR FAN - EXHAUST | TBA | FANTECH | TBA | R410A | 0
AIR FAN - EXHAUST | TBA | FANTECH | TBA | R410A | 0
AIR FAN - EXHAUST | TBA | FANTECH | TBA | R410A | 0
AIR FAN - EXHAUST | TBA | FANTECH | TBA | R410A | 0
AIR FAN - EXHAUST | TBA | FANTECH | TBA | R410A | 0
VARIABLE SPEED DRIVE | TBA | ABB | TBA | R410A | 0
VARIABLE SPEED DRIVE | TBA | ABB | TBA | R410A | 0
VARIABLE SPEED DRIVE | TBA | ABB | TBA | R410A | 0
VARIABLE SPEED DRIVE | TBA | ABB | TBA | R410A | 0
AIR FAN - EXHAUST | TBA | FANTECH | TBA | R410A | 0
AIR FAN - EXHAUST | TBA | FANTECH | TBA | R410A | 0
AIR FAN - EXHAUST | TBA | FANTECH | TBA | R410A | 0
AIR FAN - EXHAUST | TBA | FANTECH | TBA | R410A | 0
AIR FAN - EXHAUST | TBA | FANTECH | TBA | R410A | 0
AIR FAN - EXHAUST | TBA | FANTECH | TBA | R410A | 0
AIR FAN - EXHAUST | TBA | FANTECH | TBA | R410A | 0
AIR FAN - EXHAUST | TBA | FANTECH | TBA | R410A | 0
AIR FAN - EXHAUST | TBA | FANTECH | TBA | NULL | NULL
AIR FAN - EXHAUST | TBA | FANTECH | TBA | R410A | 0
AIR FAN - RETURN | TBA | FANTECH | TBA | NULL | NULL
VARIABLE SPEED DRIVE | TBA | ABB | TBA | R410A | 0
AIR FAN - EXHAUST | TBA | FANTECH | TBA | R410A | 0
VARIABLE SPEED DRIVE | 3080200019 | ABB | ACH550-01-06A9-4+B055 | NULL | NULL
FAN COIL UNIT - DUCTED | TBA | FAN COIL INDUSTRIES | TBA | R410A | 0
FAN COIL UNIT - DUCTED | TBA | FAN COIL INDUSTRIES | TBA | R410A | 0
FAN COIL UNIT - DUCTED | TBA | FAN COIL INDUSTRIES | TBA | R410A | 0
FAN COIL UNIT - DUCTED | TBA | FAN COIL INDUSTRIES | TBA | R410A | 0
FAN COIL UNIT - DUCTED | TBA | FAN COIL INDUSTRIES | TBA | R410A | 0
FAN COIL UNIT - DUCTED | TBA | FAN COIL INDUSTRIES | TBA | R410A | 0
FAN COIL UNIT - DUCTED | TBA | FAN COIL INDUSTRIES | TBA | R410A | 0
FAN COIL UNIT - DUCTED | TBA | FAN COIL INDUSTRIES | TBA | R410A | 0
FAN COIL UNIT - DUCTED | TBA | FAN COIL INDUSTRIES | TBA | R410A | 0
FAN COIL UNIT - DUCTED | TBA | FAN COIL INDUSTRIES | TBA | R410A | 0
FAN COIL UNIT - DUCTED | TBA | FAN COIL INDUSTRIES | TBA | R410A | 0
FAN COIL UNIT - DUCTED | TBA | FAN COIL INDUSTRIES | TBA | R410A | 0
FAN COIL UNIT - DUCTED | TBA | FAN COIL INDUSTRIES | TBA | R410A | 0
FAN COIL UNIT - DUCTED | TBA | FAN COIL INDUSTRIES | TBA | R410A | 0
FAN COIL UNIT - DUCTED | TBA | FAN COIL INDUSTRIES | TBA | R410A | 0
FAN COIL UNIT - DUCTED | TBA | FAN COIL INDUSTRIES | TBA | R410A | 0
FAN COIL UNIT - DUCTED | TBA | FAN COIL INDUSTRIES | TBA | R410A | 0
FUME CUPBOARD | TBA | NULL | TBA | R410A | 0
FUME CUPBOARD | TBA | NULL | TBA | R410A | 0
FUME CUPBOARD | TBA | NULL | TBA | R410A | 0
FUME CUPBOARD | TBA | NULL | TBA | R410A | 0
FUME CUPBOARD | TBA | NULL | TBA | R410A | 0
FUME CUPBOARD | TBA | NULL | TBA | R410A | 0
AIR FAN - EXHAUST | TBA | FANTECH | TBA | R410A | 0
AIR FAN - EXHAUST | TBA | FANTECH | TBA | R410A | 0
AIR FAN - EXHAUST | TBA | FANTECH | TBA | R410A | 0
AIR FAN - EXHAUST | TBA | FANTECH | TBA | R410A | 0
AIR FAN - EXHAUST | TBA | FANTECH | TBA | R410A | 0
AIR FAN - EXHAUST | TBA | FANTECH | TBA | R410A | 0
FUME CUPBOARD | TBA | NULL | TBA | R410A | 0
FUME CUPBOARD | TBA | NULL | TBA | R410A | 0
AIR FAN - EXHAUST | TBA | FANTECH | TBA | R410A | 0
AIR FAN - EXHAUST | TBA | FANTECH | TBA | R410A | 0
FUME CUPBOARD | TBA | NULL | TBA | R410A | 0
FUME CUPBOARD | TBA | NULL | TBA | R410A | 0
AIR FAN - EXHAUST | TBA | FANTECH | TBA | R410A | 0
AIR FAN - EXHAUST | TBA | FANTECH | TBA | R410A | 0
FUME CUPBOARD | TBA | NULL | TBA | R410A | 0
FUME CUPBOARD | TBA | NULL | TBA | R410A | 0
FUME CUPBOARD | TBA | NULL | TBA | R410A | 0
AIR FAN - EXHAUST | TBA | FANTECH | TBA | R410A | 0
AIR FAN - EXHAUST | TBA | FANTECH | TBA | R410A | 0
AIR FAN - EXHAUST | TBA | FANTECH | TBA | R410A | 0
AIR FAN - EXHAUST | TBA | FANTECH | TBA | R410A | 0
AIR FAN - EXHAUST | TBA | FANTECH | TBA | R410A | 0
FUME CUPBOARD | TBA | NULL | TBA | R410A | 0
FUME CUPBOARD | TBA | NULL | TBA | R410A | 0
AIR FAN - EXHAUST | TBA | FANTECH | TBA | R410A | 0
AIR FAN - EXHAUST | TBA | FANTECH | TBA | R410A | 0
AIR FAN - EXHAUST | TBA | FANTECH | TBA | R410A | 0
AIR FAN - EXHAUST | TBA | FANTECH | TBA | R410A | 0
FUME CUPBOARD | TBA | NULL | TBA | R410A | 0
FUME CUPBOARD | TBA | NULL | TBA | R410A | 0
AIR FAN - EXHAUST | TBA | FANTECH | TBA | R410A | 0
AIR FAN - EXHAUST | TBA | FANTECH | TBA | R410A | 0
EXTRACTOR HOOD | TBA | NULL | TBA | R410A | 0
EXTRACTOR HOOD | TBA | NULL | TBA | R410A | 0
EXTRACTOR HOOD | TBA | NULL | TBA | R410A | 0
EXTRACTOR HOOD | TBA | NULL | TBA | R410A | 0
EXTRACTOR HOOD | TBA | NULL | TBA | R410A | 0
EXTRACTOR HOOD | TBA | NULL | TBA | R410A | 0
EXTRACTOR HOOD | TBA | NULL | TBA | R410A | 0
EXTRACTOR HOOD | TBA | NULL | TBA | R410A | 0
EXTRACTOR HOOD | TBA | NULL | TBA | R410A | 0
EXTRACTOR HOOD | TBA | NULL | TBA | R410A | 0
EXTRACTOR HOOD | TBA | NULL | TBA | R410A | 0
EXTRACTOR HOOD | TBA | NULL | TBA | R410A | 0
EXTRACTOR HOOD | TBA | NULL | TBA | R410A | 0
EXTRACTOR HOOD | TBA | NULL | TBA | R410A | 0
EXTRACTOR HOOD | TBA | NULL | TBA | R410A | 0
EXTRACTOR HOOD | TBA | NULL | TBA | R410A | 0
EXTRACTOR HOOD | TBA | NULL | TBA | R410A | 0
EXTRACTOR HOOD | TBA | NULL | TBA | R410A | 0
EXTRACTOR HOOD | TBA | NULL | TBA | R410A | 0
EXTRACTOR HOOD | TBA | NULL | TBA | R410A | 0
EXTRACTOR HOOD | TBA | NULL | TBA | R410A | 0
EXTRACTOR HOOD | TBA | NULL | TBA | R410A | 0
EXTRACTOR HOOD | TBA | NULL | TBA | R410A | 0
EXTRACTOR HOOD | TBA | NULL | TBA | R410A | 0
EXTRACTOR HOOD | TBA | NULL | TBA | R410A | 0
EXTRACTOR HOOD | TBA | NULL | TBA | R410A | 0
EXTRACTOR HOOD | TBA | NULL | TBA | R410A | 0
EXTRACTOR HOOD | TBA | NULL | TBA | R410A | 0
EXTRACTOR HOOD | TBA | NULL | TBA | R410A | 0
EXTRACTOR HOOD | TBA | NULL | TBA | R410A | 0
EXTRACTOR HOOD | TBA | NULL | TBA | R410A | 0
EXTRACTOR HOOD | TBA | NULL | TBA | R410A | 0
EXTRACTOR HOOD | TBA | NULL | TBA | R410A | 0
EXTRACTOR HOOD | TBA | NULL | TBA | R410A | 0
EXTRACTOR HOOD | TBA | NULL | TBA | R410A | 0
EXTRACTOR HOOD | TBA | NULL | TBA | R410A | 0
EXTRACTOR HOOD | TBA | NULL | TBA | R410A | 0
EXTRACTOR HOOD | TBA | NULL | TBA | R410A | 0
EXTRACTOR HOOD | TBA | NULL | TBA | R410A | 0
EXTRACTOR HOOD | TBA | NULL | TBA | R410A | 0
EXTRACTOR HOOD | TBA | NULL | TBA | R410A | 0
EXTRACTOR HOOD | TBA | NULL | TBA | R410A | 0
EXTRACTOR HOOD | TBA | NULL | TBA | R410A | 0
EXTRACTOR HOOD | TBA | NULL | TBA | R410A | 0
EXTRACTOR HOOD | TBA | NULL | TBA | R410A | 0
EXTRACTOR HOOD | TBA | NULL | TBA | R410A | 0
EXTRACTOR HOOD | TBA | NULL | TBA | R410A | 0
EXTRACTOR HOOD | TBA | NULL | TBA | R410A | 0
EXTRACTOR HOOD | TBA | NULL | TBA | R410A | 0
EXTRACTOR HOOD | TBA | NULL | TBA | R410A | 0
EXTRACTOR HOOD | TBA | NULL | TBA | R410A | 0
EXTRACTOR HOOD | TBA | NULL | TBA | R410A | 0
EXTRACTOR HOOD | TBA | NULL | TBA | R410A | 0
EXTRACTOR HOOD | TBA | NULL | TBA | R410A | 0
EXTRACTOR HOOD | TBA | NULL | TBA | R410A | 0
EXTRACTOR HOOD | TBA | NULL | TBA | R410A | 0
EXTRACTOR HOOD | TBA | NULL | TBA | R410A | 0
EXTRACTOR HOOD | TBA | NULL | TBA | R410A | 0
EXTRACTOR HOOD | TBA | NULL | TBA | R410A | 0
EXTRACTOR HOOD | TBA | NULL | TBA | R410A | 0
EXTRACTOR HOOD | TBA | NULL | TBA | R410A | 0
EXTRACTOR HOOD | TBA | NULL | TBA | R410A | 0
EXTRACTOR HOOD | TBA | NULL | TBA | R410A | 0
EXTRACTOR HOOD | TBA | NULL | TBA | R410A | 0
EXTRACTOR HOOD | TBA | NULL | TBA | R410A | 0
EXTRACTOR HOOD | TBA | NULL | TBA | R410A | 0
EXTRACTOR HOOD | TBA | NULL | TBA | R410A | 0
EXTRACTOR HOOD | TBA | NULL | TBA | R410A | 0
EXTRACTOR HOOD | TBA | NULL | TBA | R410A | 0
EXTRACTOR HOOD | TBA | NULL | TBA | R410A | 0
EXTRACTOR HOOD | TBA | NULL | TBA | R410A | 0
EXTRACTOR HOOD | TBA | NULL | TBA | R410A | 0
EXTRACTOR HOOD | TBA | NULL | TBA | R410A | 0
EXTRACTOR HOOD | TBA | NULL | TBA | R410A | 0
EXTRACTOR HOOD | TBA | NULL | TBA | R410A | 0
EXTRACTOR HOOD | TBA | NULL | TBA | R410A | 0
EXTRACTOR HOOD | TBA | NULL | TBA | R410A | 0
FIRE DAMPER | TBA | BULLOCK | TBA | R410A | 0
FIRE DAMPER | TBA | BULLOCK | TBA | R410A | 0
FIRE DAMPER | TBA | BULLOCK | TBA | R410A | 0
FIRE DAMPER | TBA | BULLOCK | TBA | R410A | 0
FIRE DAMPER | TBA | BULLOCK | TBA | R410A | 0
FIRE DAMPER | TBA | BULLOCK | TBA | R410A | 0
FIRE DAMPER | TBA | BULLOCK | TBA | R410A | 0
FIRE DAMPER | TBA | BULLOCK | TBA | R410A | 0
FIRE DAMPER | TBA | BULLOCK | TBA | R410A | 0
FIRE DAMPER | TBA | BULLOCK | TBA | R410A | 0
FIRE DAMPER | TBA | BULLOCK | TBA | R410A | 0
FIRE DAMPER | TBA | BULLOCK | TBA | R410A | 0
FIRE DAMPER | TBA | BULLOCK | TBA | R410A | 0
FIRE DAMPER | TBA | BULLOCK | TBA | R410A | 0
FIRE DAMPER | TBA | BULLOCK | TBA | R410A | 0
FIRE DAMPER | TBA | BULLOCK | TBA | R410A | 0
FIRE DAMPER | TBA | BULLOCK | TBA | R410A | 0
FIRE DAMPER | TBA | BULLOCK | TBA | R410A | 0
FIRE DAMPER | TBA | BULLOCK | TBA | R410A | 0
FIRE DAMPER | TBA | BULLOCK | TBA | R410A | 0
FIRE DAMPER | TBA | BULLOCK | TBA | R410A | 0
FIRE DAMPER | TBA | BULLOCK | TBA | R410A | 0
FIRE DAMPER | TBA | BULLOCK | TBA | R410A | 0
FIRE DAMPER | TBA | BULLOCK | TBA | R410A | 0
FIRE DAMPER | TBA | BULLOCK | TBA | R410A | 0
FIRE DAMPER | TBA | BULLOCK | TBA | R410A | 0
FIRE DAMPER | TBA | BULLOCK | TBA | R410A | 0
FIRE DAMPER | TBA | BULLOCK | TBA | R410A | 0
FIRE DAMPER | TBA | BULLOCK | TBA | R410A | 0
FIRE DAMPER | TBA | BULLOCK | TBA | R410A | 0
FIRE DAMPER | TBA | BULLOCK | TBA | R410A | 0
FIRE DAMPER | TBA | BULLOCK | TBA | R410A | 0
FIRE DAMPER | TBA | BULLOCK | TBA | R410A | 0
FIRE DAMPER | TBA | BULLOCK | TBA | R410A | 0
FIRE DAMPER | TBA | BULLOCK | TBA | R410A | 0
FIRE DAMPER | TBA | BULLOCK | TBA | R410A | 0
FIRE DAMPER | TBA | BULLOCK | TBA | R410A | 0
FIRE DAMPER | TBA | BULLOCK | TBA | R410A | 0
FIRE DAMPER | TBA | BULLOCK | TBA | R410A | 0
FIRE DAMPER | TBA | BULLOCK | TBA | R410A | 0
FIRE DAMPER | TBA | BULLOCK | TBA | R410A | 0
FIRE DAMPER | TBA | BULLOCK | TBA | R410A | 0
FIRE DAMPER | TBA | BULLOCK | TBA | R410A | 0
FIRE DAMPER | TBA | BULLOCK | TBA | R410A | 0
FIRE DAMPER | TBA | BULLOCK | TBA | R410A | 0
FIRE DAMPER | TBA | BULLOCK | TBA | R410A | 0
FIRE DAMPER | TBA | BULLOCK | TBA | R410A | 0
FIRE DAMPER | TBA | BULLOCK | TBA | R410A | 0
FIRE DAMPER | TBA | BULLOCK | TBA | R410A | 0
FIRE DAMPER | TBA | BULLOCK | TBA | R410A | 0
FIRE DAMPER | TBA | BULLOCK | TBA | R410A | 0
FIRE DAMPER | TBA | BULLOCK | TBA | R410A | 0
FIRE DAMPER | TBA | BULLOCK | TBA | R410A | 0
FIRE DAMPER | TBA | BULLOCK | TBA | R410A | 0
FIRE DAMPER | TBA | BULLOCK | TBA | R410A | 0
FIRE DAMPER | TBA | BULLOCK | TBA | R410A | 0
FIRE DAMPER | TBA | BULLOCK | TBA | R410A | 0
FIRE DAMPER | TBA | BULLOCK | TBA | R410A | 0
FIRE DAMPER | TBA | BULLOCK | TBA | R410A | 0
FIRE DAMPER | TBA | BULLOCK | TBA | R410A | 0
FIRE DAMPER | TBA | BULLOCK | TBA | R410A | 0
FIRE DAMPER | TBA | BULLOCK | TBA | R410A | 0
FIRE DAMPER | TBA | BULLOCK | TBA | R410A | 0
FIRE DAMPER | TBA | BULLOCK | TBA | R410A | 0
FIRE DAMPER | TBA | BULLOCK | TBA | R410A | 0
FIRE DAMPER | TBA | BULLOCK | TBA | R410A | 0
FIRE DAMPER | TBA | BULLOCK | TBA | R410A | 0
FIRE DAMPER | TBA | BULLOCK | TBA | R410A | 0
FIRE DAMPER | TBA | BULLOCK | TBA | R410A | 0
FIRE DAMPER | TBA | BULLOCK | TBA | R410A | 0
FIRE DAMPER | TBA | BULLOCK | TBA | R410A | 0
FIRE DAMPER | TBA | BULLOCK | TBA | R410A | 0
FIRE DAMPER | TBA | BULLOCK | TBA | R410A | 0
FIRE DAMPER | TBA | BULLOCK | TBA | R410A | 0
FIRE DAMPER | TBA | BULLOCK | TBA | R410A | 0
FIRE DAMPER | TBA | BULLOCK | TBA | R410A | 0
FIRE DAMPER | TBA | BULLOCK | TBA | R410A | 0
FIRE DAMPER | TBA | BULLOCK | TBA | R410A | 0
FIRE DAMPER | TBA | BULLOCK | TBA | R410A | 0
FIRE DAMPER | TBA | BULLOCK | TBA | R410A | 0
FIRE DAMPER | TBA | BULLOCK | TBA | R410A | 0
FIRE DAMPER | TBA | BULLOCK | TBA | R410A | 0
FIRE DAMPER | TBA | BULLOCK | TBA | R410A | 0
FIRE DAMPER | TBA | BULLOCK | TBA | R410A | 0
FIRE DAMPER | TBA | BULLOCK | TBA | R410A | 0
FIRE DAMPER | TBA | BULLOCK | TBA | R410A | 0
FIRE DAMPER | TBA | BULLOCK | TBA | R410A | 0
FIRE DAMPER | TBA | BULLOCK | TBA | R410A | 0
FIRE DAMPER | TBA | BULLOCK | TBA | R410A | 0
FIRE DAMPER | TBA | BULLOCK | TBA | R410A | 0
FIRE DAMPER | TBA | BULLOCK | TBA | R410A | 0
FIRE DAMPER | TBA | BULLOCK | TBA | R410A | 0
FIRE DAMPER | TBA | BULLOCK | TBA | R410A | 0
FIRE DAMPER | TBA | BULLOCK | TBA | R410A | 0
FIRE DAMPER | TBA | BULLOCK | TBA | R410A | 0
FIRE DAMPER | TBA | BULLOCK | TBA | R410A | 0
FIRE DAMPER | TBA | BULLOCK | TBA | R410A | 0
FIRE DAMPER | TBA | BULLOCK | TBA | R410A | 0
FIRE DAMPER | TBA | BULLOCK | TBA | R410A | 0
FIRE DAMPER | TBA | BULLOCK | TBA | R410A | 0
FIRE DAMPER | TBA | BULLOCK | TBA | R410A | 0
FIRE DAMPER | TBA | BULLOCK | TBA | R410A | 0
FIRE DAMPER | TBA | BULLOCK | TBA | R410A | 0
FIRE DAMPER | TBA | BULLOCK | TBA | R410A | 0
FIRE DAMPER | TBA | BULLOCK | TBA | R410A | 0
FIRE DAMPER | TBA | BULLOCK | TBA | R410A | 0
FIRE PANEL-GRAPHICS SYSTEM | TBA | BULLOCK | TBA | R410A | 0
FIRE PANEL-GRAPHICS SYSTEM | TBA | BULLOCK | TBA | R410A | 0
FIRE PANEL-GRAPHICS SYSTEM | TBA | BULLOCK | TBA | R410A | 0
FIRE PANEL-GRAPHICS SYSTEM | TBA | BULLOCK | TBA | R410A | 0
FIRE PANEL-GRAPHICS SYSTEM | TBA | BULLOCK | TBA | R410A | 0
FIRE PANEL-GRAPHICS SYSTEM | TBA | BULLOCK | TBA | R410A | 0
FIRE PANEL-GRAPHICS SYSTEM | TBA | BULLOCK | TBA | R410A | 0
FIRE PANEL-GRAPHICS SYSTEM | TBA | BULLOCK | TBA | R410A | 0
FIRE PANEL-GRAPHICS SYSTEM | TBA | BULLOCK | TBA | R410A | 0
FIRE PANEL-GRAPHICS SYSTEM | TBA | BULLOCK | TBA | R410A | 0
FIRE PANEL-GRAPHICS SYSTEM | TBA | BULLOCK | TBA | R410A | 0
FIRE PANEL-GRAPHICS SYSTEM | TBA | BULLOCK | TBA | R410A | 0
FIRE PANEL-GRAPHICS SYSTEM | TBA | BULLOCK | TBA | R410A | 0
FIRE PANEL-GRAPHICS SYSTEM | TBA | BULLOCK | TBA | R410A | 0
FIRE PANEL-GRAPHICS SYSTEM | TBA | BULLOCK | TBA | R410A | 0
FIRE PANEL-GRAPHICS SYSTEM | TBA | BULLOCK | TBA | R410A | 0
FIRE PANEL-GRAPHICS SYSTEM | TBA | BULLOCK | TBA | R410A | 0
FIRE PANEL-GRAPHICS SYSTEM | TBA | BULLOCK | TBA | R410A | 0
FIRE PANEL-GRAPHICS SYSTEM | TBA | BULLOCK | TBA | R410A | 0
FIRE PANEL-GRAPHICS SYSTEM | TBA | BULLOCK | TBA | R410A | 0
FIRE PANEL-GRAPHICS SYSTEM | TBA | BULLOCK | TBA | R410A | 0
FIRE PANEL-GRAPHICS SYSTEM | TBA | BULLOCK | TBA | R410A | 0
FIRE PANEL-GRAPHICS SYSTEM | TBA | BULLOCK | TBA | R410A | 0
FIRE PANEL-GRAPHICS SYSTEM | TBA | BULLOCK | TBA | R410A | 0
FIRE PANEL-GRAPHICS SYSTEM | TBA | BULLOCK | TBA | R410A | 0
FIRE PANEL-GRAPHICS SYSTEM | TBA | BULLOCK | TBA | R410A | 0
FIRE PANEL-GRAPHICS SYSTEM | TBA | BULLOCK | TBA | R410A | 0
FIRE PANEL-GRAPHICS SYSTEM | TBA | BULLOCK | TBA | R410A | 0
FIRE PANEL-GRAPHICS SYSTEM | TBA | BULLOCK | TBA | R410A | 0
FIRE PANEL-GRAPHICS SYSTEM | TBA | BULLOCK | TBA | R410A | 0
FIRE PANEL-GRAPHICS SYSTEM | TBA | BULLOCK | TBA | R410A | 0
FIRE PANEL-GRAPHICS SYSTEM | TBA | BULLOCK | TBA | R410A | 0
FIRE PANEL-GRAPHICS SYSTEM | TBA | BULLOCK | TBA | R410A | 0
FIRE PANEL-GRAPHICS SYSTEM | TBA | BULLOCK | TBA | R410A | 0
FIRE PANEL-GRAPHICS SYSTEM | TBA | BULLOCK | TBA | R410A | 0
FIRE PANEL-GRAPHICS SYSTEM | TBA | BULLOCK | TBA | R410A | 0
FIRE PANEL-GRAPHICS SYSTEM | TBA | BULLOCK | TBA | R410A | 0
FIRE PANEL-GRAPHICS SYSTEM | TBA | BULLOCK | TBA | R410A | 0
FIRE PANEL-GRAPHICS SYSTEM | TBA | BULLOCK | TBA | R410A | 0
FIRE PANEL-GRAPHICS SYSTEM | TBA | BULLOCK | TBA | R410A | 0
FIRE PANEL-GRAPHICS SYSTEM | TBA | BULLOCK | TBA | R410A | 0
FIRE PANEL-GRAPHICS SYSTEM | TBA | BULLOCK | TBA | R410A | 0
FIRE PANEL-GRAPHICS SYSTEM | TBA | BULLOCK | TBA | R410A | 0
FIRE PANEL-GRAPHICS SYSTEM | TBA | BULLOCK | TBA | R410A | 0
FIRE PANEL-GRAPHICS SYSTEM | TBA | BULLOCK | TBA | R410A | 0
FIRE PANEL-GRAPHICS SYSTEM | TBA | BULLOCK | TBA | R410A | 0
FIRE PANEL-GRAPHICS SYSTEM | TBA | BULLOCK | TBA | R410A | 0
FIRE PANEL-GRAPHICS SYSTEM | TBA | BULLOCK | TBA | R410A | 0
FIRE PANEL-GRAPHICS SYSTEM | TBA | BULLOCK | TBA | R410A | 0
FIRE PANEL-GRAPHICS SYSTEM | TBA | BULLOCK | TBA | R410A | 0
FIRE PANEL-GRAPHICS SYSTEM | TBA | BULLOCK | TBA | R410A | 0
FIRE PANEL-GRAPHICS SYSTEM | TBA | BULLOCK | TBA | R410A | 0
FIRE PANEL-GRAPHICS SYSTEM | TBA | BULLOCK | TBA | R410A | 0
FIRE PANEL-GRAPHICS SYSTEM | TBA | BULLOCK | TBA | R410A | 0
FIRE PANEL-GRAPHICS SYSTEM | TBA | BULLOCK | TBA | R410A | 0
FIRE PANEL-GRAPHICS SYSTEM | TBA | BULLOCK | TBA | R410A | 0
FIRE PANEL-GRAPHICS SYSTEM | TBA | BULLOCK | TBA | R410A | 0
FIRE PANEL-GRAPHICS SYSTEM | TBA | BULLOCK | TBA | R410A | 0
FIRE PANEL-GRAPHICS SYSTEM | TBA | BULLOCK | TBA | R410A | 0
FIRE PANEL-GRAPHICS SYSTEM | TBA | BULLOCK | TBA | R410A | 0
FIRE PANEL-GRAPHICS SYSTEM | TBA | BULLOCK | TBA | R410A | 0
FIRE PANEL-GRAPHICS SYSTEM | TBA | BULLOCK | TBA | R410A | 0
FIRE PANEL-GRAPHICS SYSTEM | TBA | BULLOCK | TBA | R410A | 0
FIRE PANEL-GRAPHICS SYSTEM | TBA | BULLOCK | TBA | R410A | 0
FIRE PANEL-GRAPHICS SYSTEM | TBA | BULLOCK | TBA | R410A | 0
FIRE PANEL-GRAPHICS SYSTEM | TBA | BULLOCK | TBA | R410A | 0
FIRE PANEL-GRAPHICS SYSTEM | TBA | BULLOCK | TBA | R410A | 0
FIRE PANEL-GRAPHICS SYSTEM | TBA | BULLOCK | TBA | R410A | 0
FIRE PANEL-GRAPHICS SYSTEM | TBA | BULLOCK | TBA | R410A | 0
FIRE PANEL-GRAPHICS SYSTEM | TBA | BULLOCK | TBA | R410A | 0
FIRE PANEL-GRAPHICS SYSTEM | TBA | BULLOCK | TBA | R410A | 0
FIRE PANEL-GRAPHICS SYSTEM | TBA | BULLOCK | TBA | R410A | 0
FIRE PANEL-GRAPHICS SYSTEM | TBA | BULLOCK | TBA | R410A | 0
FIRE PANEL-GRAPHICS SYSTEM | TBA | BULLOCK | TBA | R410A | 0
FIRE PANEL-GRAPHICS SYSTEM | TBA | BULLOCK | TBA | R410A | 0
FIRE PANEL-GRAPHICS SYSTEM | TBA | BULLOCK | TBA | R410A | 0
FIRE PANEL-GRAPHICS SYSTEM | TBA | BULLOCK | TBA | R410A | 0
FIRE PANEL-GRAPHICS SYSTEM | TBA | BULLOCK | TBA | R410A | 0
FIRE PANEL-GRAPHICS SYSTEM | TBA | BULLOCK | TBA | R410A | 0
FIRE PANEL-GRAPHICS SYSTEM | TBA | BULLOCK | TBA | R410A | 0
FIRE PANEL-GRAPHICS SYSTEM | TBA | BULLOCK | TBA | R410A | 0
FIRE PANEL-GRAPHICS SYSTEM | TBA | BULLOCK | TBA | R410A | 0
FIRE PANEL-GRAPHICS SYSTEM | TBA | BULLOCK | TBA | R410A | 0
FIRE PANEL-GRAPHICS SYSTEM | TBA | BULLOCK | TBA | R410A | 0
FIRE PANEL-GRAPHICS SYSTEM | TBA | BULLOCK | TBA | R410A | 0
FIRE PANEL-GRAPHICS SYSTEM | TBA | BULLOCK | TBA | R410A | 0
AIR FAN - EXHAUST | TBA | FANTECH | TBA | R410A | 0
AIR FAN - EXHAUST | TBA | FANTECH | TBA | R410A | 0
VARIABLE SPEED DRIVE | TBA | ABB | TBA | R410A | 0
VARIABLE SPEED DRIVE | TBA | ABB | TBA | R410A | 0
AIR FAN - EXHAUST | TBA | FANTECH | TBA | R410A | 0
AIR FAN - EXHAUST | TBA | FANTECH | TBA | R410A | 0
AIR FAN - EXHAUST | TBA | FANTECH | TBA | R410A | 0
VARIABLE SPEED DRIVE | TBA | ABB | TBA | R410A | 0
VARIABLE SPEED DRIVE | TBA | ABB | TBA | R410A | 0
VARIABLE SPEED DRIVE | TBA | ABB | TBA | R410A | 0
SWITCHBOARD MECHANICAL | TBA | NULL | TBA | R410A | 0
SWITCHBOARD MECHANICAL | NULL | NULL | NULL | NULL | NULL
SWITCHBOARD MECHANICAL | TBA | NULL | TBA | R410A | 0
SWITCHBOARD MECHANICAL | NULL | NULL | NULL | NULL | NULL
SWITCHBOARD MECHANICAL | TBA | NULL | TBA | R410A | 0
SWITCHBOARD MECHANICAL | TBA | NULL | TBA | R410A | 0
SWITCHBOARD MECHANICAL | TBA | NULL | TBA | R410A | 0
SWITCHBOARD MECHANICAL | TBA | NULL | TBA | R410A | 0
SWITCHBOARD MECHANICAL | TBA | NULL | TBA | R410A | 0
SWITCHBOARD MECHANICAL | TBA | NULL | TBA | R410A | 0
SWITCHBOARD MECHANICAL | NULL | NULL | NULL | NULL | NULL
SWITCHBOARD MECHANICAL | NULL | NULL | NULL | NULL | NULL
SWITCHBOARD MECHANICAL | TBA | NULL | TBA | R410A | 0
SWITCHBOARD MECHANICAL | TBA | NULL | TBA | R410A | 0
SWITCHBOARD MECHANICAL | TBA | NULL | TBA | R410A | 0
SWITCHBOARD MECHANICAL | NULL | NULL | NULL | NULL | NULL
SWITCHBOARD MECHANICAL | TBA | NULL | TBA | R410A | 0
SWITCHBOARD MECHANICAL | NULL | NULL | NULL | NULL | NULL
SWITCHBOARD MECHANICAL | NULL | NULL | NULL | NULL | NULL
SWITCHBOARD MECHANICAL | TBA | NULL | TBA | R410A | 0
SWITCHBOARD MECHANICAL | TBA | NULL | TBA | R410A | 0
SWITCHBOARD MECHANICAL | TBA | NULL | TBA | R410A | 0
BOILER - GAS ATMOSPHERIC | 02H2819 | AIRA | HH1670IN2E2 | NULL | NULL
BOILER - GAS ATMOSPHERIC | 02H2818 | AIRA | HH1670IN2E2 | NULL | NULL
CHILLER - AIR COOLED | TBA | TRANE | TBA | R410A | 0
CHILLER - AIR COOLED | TBA | TRANE | TBA | R410A | 0
ELECTRIC DUCT HEATER | TBA | NULL | TBA | R410A | 0
ELECTRIC DUCT HEATER | TBA | NULL | TBA | R410A | 0
ELECTRIC DUCT HEATER | TBA | NULL | TBA | R410A | 0
ELECTRIC DUCT HEATER | TBA | NULL | TBA | R410A | 0
ELECTRIC DUCT HEATER | TBA | NULL | TBA | R410A | 0
ELECTRIC DUCT HEATER | TBA | NULL | TBA | R410A | 0
ELECTRIC DUCT HEATER | TBA | NULL | TBA | R410A | 0
ELECTRIC DUCT HEATER | TBA | NULL | TBA | R410A | 0
ELECTRIC DUCT HEATER | TBA | NULL | TBA | R410A | 0
ELECTRIC DUCT HEATER | TBA | NULL | TBA | R410A | 0
ELECTRIC DUCT HEATER | TBA | NULL | TBA | R410A | 0
ELECTRIC DUCT HEATER | TBA | NULL | TBA | R410A | 0
ELECTRIC DUCT HEATER | TBA | NULL | TBA | R410A | 0
ELECTRIC DUCT HEATER | TBA | NULL | TBA | R410A | 0
ELECTRIC DUCT HEATER | TBA | NULL | TBA | R410A | 0
ELECTRIC DUCT HEATER | TBA | NULL | TBA | R410A | 0
ELECTRIC DUCT HEATER | TBA | NULL | TBA | R410A | 0
ELECTRIC DUCT HEATER | TBA | NULL | TBA | R410A | 0
ELECTRIC DUCT HEATER | TBA | NULL | TBA | R410A | 0
ELECTRIC DUCT HEATER | TBA | NULL | TBA | R410A | 0
ELECTRIC DUCT HEATER | TBA | NULL | TBA | R410A | 0
ELECTRIC DUCT HEATER | TBA | NULL | TBA | R410A | 0
VARIABLE AIR VOLUME UNITS | TBA | CELMEC | TBA | R410A | 0
VARIABLE AIR VOLUME UNITS | TBA | CELMEC | TBA | R410A | 0
VARIABLE AIR VOLUME UNITS | TBA | CELMEC | TBA | R410A | 0
VARIABLE AIR VOLUME UNITS | TBA | CELMEC | TBA | R410A | 0
VARIABLE AIR VOLUME UNITS | TBA | CELMEC | TBA | R410A | 0
VARIABLE AIR VOLUME UNITS | TBA | CELMEC | TBA | R410A | 0
VARIABLE AIR VOLUME UNITS | TBA | CELMEC | TBA | R410A | 0
VARIABLE AIR VOLUME UNITS | TBA | CELMEC | TBA | R410A | 0
VARIABLE AIR VOLUME UNITS | TBA | CELMEC | TBA | R410A | 0
VARIABLE AIR VOLUME UNITS | TBA | CELMEC | TBA | R410A | 0
VARIABLE AIR VOLUME UNITS | TBA | CELMEC | TBA | R410A | 0
VARIABLE AIR VOLUME UNITS | TBA | CELMEC | TBA | R410A | 0
VARIABLE AIR VOLUME UNITS | TBA | CELMEC | TBA | R410A | 0
VARIABLE AIR VOLUME UNITS | TBA | CELMEC | TBA | R410A | 0
VARIABLE AIR VOLUME UNITS | TBA | CELMEC | TBA | R410A | 0
VARIABLE AIR VOLUME UNITS | TBA | CELMEC | TBA | R410A | 0
VARIABLE AIR VOLUME UNITS | TBA | CELMEC | TBA | R410A | 0
VARIABLE AIR VOLUME UNITS | TBA | CELMEC | TBA | R410A | 0
VARIABLE AIR VOLUME UNITS | TBA | CELMEC | TBA | R410A | 0
VARIABLE AIR VOLUME UNITS | TBA | CELMEC | TBA | R410A | 0
VARIABLE AIR VOLUME UNITS | TBA | CELMEC | TBA | R410A | 0
VARIABLE AIR VOLUME UNITS | TBA | CELMEC | TBA | R410A | 0
VARIABLE AIR VOLUME UNITS | TBA | CELMEC | TBA | R410A | 0
VARIABLE AIR VOLUME UNITS | TBA | CELMEC | TBA | R410A | 0
FILTRATION UNIT - HEPA | TBA | NULL | TBA | R410A | 0
FILTRATION UNIT - HEPA | TBA | NULL | TBA | R410A | 0
FILTRATION UNIT - HEPA | TBA | NULL | TBA | R410A | 0
FILTRATION UNIT - HEPA | TBA | NULL | TBA | R410A | 0
FILTRATION UNIT - HEPA | TBA | NULL | TBA | R410A | 0
FILTRATION UNIT - HEPA | TBA | NULL | TBA | R410A | 0
FILTRATION UNIT - HEPA | TBA | NULL | TBA | R410A | 0
FILTRATION UNIT - HEPA | TBA | NULL | TBA | R410A | 0
FILTRATION UNIT - HEPA | TBA | NULL | TBA | R410A | 0
FILTRATION UNIT - HEPA | TBA | NULL | TBA | R410A | 0
FILTRATION UNIT - HEPA | TBA | NULL | TBA | R410A | 0
FILTRATION UNIT - HEPA | TBA | NULL | TBA | R410A | 0
FILTRATION UNIT - HEPA | TBA | NULL | TBA | R410A | 0
FILTRATION UNIT - HEPA | TBA | NULL | TBA | R410A | 0
FIRE PANEL-GRAPHICS SYSTEM | TBA | BULLOCK | TBA | R410A | 0
EXTRACTOR HOOD | TBA | NULL | TBA | R410A | 0
EXTRACTOR HOOD | TBA | NULL | TBA | R410A | 0
FILTRATION UNIT - HEPA | TBA | NULL | TBA | R410A | 0
FILTRATION UNIT - HEPA | TBA | NULL | TBA | R410A | 0
FILTRATION UNIT - HEPA | TBA | NULL | TBA | R410A | 0
FILTRATION UNIT - HEPA | TBA | NULL | TBA | R410A | 0
FILTRATION UNIT - HEPA | TBA | NULL | TBA | R410A | 0
FAN COIL UNIT - DUCTED | TBA | STULZ | TBA | R410A | 0
FAN COIL UNIT - DUCTED | TBA | STULZ | TBA | R410A | 0
BMS | TBA | NULL | TBA | R410A | 0
AIR HANDLING UNIT | TBA | COOLAIR | ASH 8000 FMSP | CHILLED WATER | 0
FIRE PANEL-GRAPHICS SYSTEM | TBA | NULL | TBA | R410A | 0
AIR HANDLING UNIT | TBA | COOLAIR | ASH 8000 FMSP | CHILLED WATER | 0
FIRE PANEL-GRAPHICS SYSTEM | TBA | NULL | TBA | R410A | 0
AIR HANDLING UNIT | TBA | COOLAIR | ASH 5500 FMSP | CHILLED WATER | 0
FIRE PANEL-GRAPHICS SYSTEM | TBA | NULL | TBA | R410A | 0
AIR HANDLING UNIT | TBA | COOLAIR | ASH 5500 FMSP | CHILLED WATER | 0
FIRE PANEL-GRAPHICS SYSTEM | TBA | NULL | TBA | R410A | 0
AIR HANDLING UNIT | TBA | COOLAIR | ASH 1500 FMSP | CHILLED WATER | 0
FIRE PANEL-GRAPHICS SYSTEM | TBA | NULL | TBA | R410A | 0
AIR HANDLING UNIT | TBA | COOLAIR | ASH 1500 FMSP | CHILLED WATER | 0
FIRE PANEL-GRAPHICS SYSTEM | TBA | NULL | TBA | R410A | 0
AIR HANDLING UNIT | TBA | COOLAIR | ASH 2000 FMSP | CHILLED WATER | 0
FIRE PANEL-GRAPHICS SYSTEM | TBA | NULL | TBA | R410A | 0
FIRE PANEL-GRAPHICS SYSTEM | TBA | NULL | TBA | R410A | 0
FIRE PANEL-GRAPHICS SYSTEM | TBA | NULL | TBA | R410A | 0
FIRE PANEL-GRAPHICS SYSTEM | TBA | NULL | TBA | R410A | 0
FIRE PANEL-GRAPHICS SYSTEM | TBA | NULL | TBA | R410A | 0
AIR HANDLING UNIT | TBA | COOLAIR | ASH 8000 FMSP | CHILLED WATER | 0
FIRE PANEL-GRAPHICS SYSTEM | TBA | NULL | TBA | R410A | 0
AIR HANDLING UNIT | TBA | COOLAIR | ASH 8000 FMSP | CHILLED WATER | 0
FIRE PANEL-GRAPHICS SYSTEM | TBA | NULL | TBA | R410A | 0
AIR HANDLING UNIT | TBA | COOLAIR | TBA | CHILLED WATER | 0
FIRE PANEL-GRAPHICS SYSTEM | TBA | NULL | TBA | R410A | 0
AIR HANDLING UNIT | TBA | COOLAIR | ASH1500FMSP | CHILLED WATER | 0
FIRE PANEL-GRAPHICS SYSTEM | TBA | NULL | TBA | R410A | 0
AIR HANDLING UNIT | TBA | COOLAIR | ASH 1500 FMSP | CHILLED WATER | 0
FIRE PANEL-GRAPHICS SYSTEM | TBA | NULL | TBA | R410A | 0
AIR HANDLING UNIT | TBA | COOLAIR | ASH 1500 FMSP | CHILLED WATER | 0
FIRE PANEL-GRAPHICS SYSTEM | TBA | NULL | TBA | R410A | 0
AIR HANDLING UNIT | TBA | COOLAIR | ASH2000FMSP | CHILLED WATER | 0
FIRE PANEL-GRAPHICS SYSTEM | TBA | NULL | TBA | R410A | 0
AIR HANDLING UNIT | TBA | COOLAIR | TBA | CHILLED WATER | 0
FIRE PANEL-GRAPHICS SYSTEM | TBA | NULL | TBA | R410A | 0
AIR HANDLING UNIT | TBA | COOLAIR | TBA | CHILLED WATER | 0
FIRE PANEL-GRAPHICS SYSTEM | TBA | NULL | TBA | R410A | 0
AIR HANDLING UNIT | CR943 AHU 1.21 | COOLAIR | ASH8000FMSP | CHILLED WATER | 0
FIRE PANEL-GRAPHICS SYSTEM | TBA | NULL | TBA | R410A | 0
AIR HANDLING UNIT | TBA | COOLAIR | ASH 2000 FMSP | CHILLED WATER | 0
FIRE PANEL-GRAPHICS SYSTEM | TBA | NULL | TBA | R410A | 0
AIR HANDLING UNIT | TBA | COOLAIR | ASH 1500 FMSP | CHILLED WATER | 0
FIRE PANEL-GRAPHICS SYSTEM | TBA | NULL | TBA | R410A | 0
AIR HANDLING UNIT | TBA | COOLAIR | ASH 10000 FMSP | CHILLED WATER | 0